## Python_Results
Hour | T_ext | Trans window | Trans wall | Trans roof | Transmission tot (W/K) | Infiltration (W/K) | Ventilation heat mode (W/K) | Ventilation cool mode (W/K) | Heating mode tot coupling (W/K) | Cooling mode tot coupling (W/K) | Ground coupling (W/K) | Solar glazing (Wh) | Solar opaque (Wh) | People (Wh) | Lighting (Wh) | Appliances (Wh) | Fans (Wh) | Internal heat gains (Wh) | T_i Max heating | T_i free floating with H_heat | T_i Max cooling | T_i free floating with H_cool | T_i indoor (oC) | Q_heat (kWh) | Q_cool (kWh) | Sch_Occupancy | Sch_Equipment | Sch_SystemActive | Sch_Ventilation | G_N_(Wh) | G_NE_(Wh) | G_E_(Wh) | G_SE_(Wh) | G_S_(Wh) | G_SW_(Wh) | G_W_(Wh) | G_NW_(Wh) | O_N_(Wh) | O_NE_(Wh) | O_E_(Wh) | O_SE_(Wh) | O_S_(Wh) | O_SW_(Wh) | O_W_(Wh) | O_NW_(Wh) | Opaque_Roof_(W)
1 | 1.5 | 1411.34 | 660 | 131.35 | 2202.69 | 740.21 | 444.13 | 11547.34 | 3387.03 | 14490.24 | 190.84 | 0 | 0 | 2398.5 | 2214 | 2214 | 61.5 | 6857.25 | 275.6 | 4.62 | -65.97 | 2.14 | 20 | 56.76 | 0 | 0.5 | 0.1 | 0.5 | 0.5 | 0 | 0 | 0 | 0 | 0 | 0 | 0 | 0 | 0 | 0 | 0 | 0 | 0 | 0 | 0 | 0 | 0
2 | 1.5 | 1411.34 | 660 | 131.35 | 2202.69 | 740.21 | 444.13 | 11547.34 | 3387.03 | 14490.24 | 190.84 | 0 | 0 | 2398.5 | 2214 | 2214 | 61.5 | 6857.25 | 275.6 | 4.62 | -65.97 | 2.14 | 20 | 56.76 | 0 | 0.5 | 0.1 | 0.5 | 0.5 | 0 | 0 | 0 | 0 | 0 | 0 | 0 | 0 | 0 | 0 | 0 | 0 | 0 | 0 | 0 | 0 | 0
3 | 1.7 | 1411.34 | 660 | 131.35 | 2202.69 | 740.21 | 444.13 | 11547.34 | 3387.03 | 14490.24 | 190.84 | 0 | 0 | 2398.5 | 2214 | 2214 | 61.5 | 6857.25 | 275.78 | 4.8 | -65.77 | 2.34 | 20 | 56.08 | 0 | 0.5 | 0.1 | 0.5 | 0.5 | 0 | 0 | 0 | 0 | 0 | 0 | 0 | 0 | 0 | 0 | 0 | 0 | 0 | 0 | 0 | 0 | 0
4 | 1.5 | 1411.34 | 660 | 131.35 | 2202.69 | 740.21 | 444.13 | 11547.34 | 3387.03 | 14490.24 | 190.84 | 0 | 0 | 2398.5 | 2214 | 2214 | 61.5 | 6857.25 | 275.6 | 4.62 | -65.97 | 2.14 | 20 | 56.76 | 0 | 0.5 | 0.1 | 0.5 | 0.5 | 0 | 0 | 0 | 0 | 0 | 0 | 0 | 0 | 0 | 0 | 0 | 0 | 0 | 0 | 0 | 0 | 0
5 | 1.2 | 1411.34 | 660 | 131.35 | 2202.69 | 740.21 | 444.13 | 11547.34 | 3387.03 | 14490.24 | 190.84 | 0 | 0 | 2398.5 | 2214 | 2214 | 61.5 | 6857.25 | 275.32 | 4.34 | -66.27 | 1.85 | 20 | 57.77 | 0 | 0.5 | 0.1 | 0.5 | 0.5 | 0 | 0 | 0 | 0 | 0 | 0 | 0 | 0 | 0 | 0 | 0 | 0 | 0 | 0 | 0 | 0 | 0
6 | 1.1 | 1411.34 | 660 | 131.35 | 2202.69 | 740.21 | 444.13 | 11547.34 | 3387.03 | 14490.24 | 190.84 | 0 | 0 | 2398.5 | 2214 | 2214 | 61.5 | 6857.25 | 275.23 | 4.25 | -66.37 | 1.75 | 20 | 58.11 | 0 | 0.5 | 0.1 | 0.5 | 0.5 | 0 | 0 | 0 | 0 | 0 | 0 | 0 | 0 | 0 | 0 | 0 | 0 | 0 | 0 | 0 | 0 | 0
7 | 1.1 | 1411.34 | 660 | 131.35 | 2202.69 | 740.21 | 444.13 | 11547.34 | 3387.03 | 14490.24 | 190.84 | 0 | 0 | 2398.5 | 2214 | 2214 | 61.5 | 6857.25 | 275.23 | 4.25 | -66.37 | 1.75 | 20 | 58.11 | 0 | 0.5 | 0.1 | 0.5 | 0.5 | 0 | 0 | 0 | 0 | 0 | 0 | 0 | 0 | 0 | 0 | 0 | 0 | 0 | 0 | 0 | 0 | 0
8 | 1.3 | 1411.34 | 660 | 131.35 | 2202.69 | 740.21 | 177.65 | 11280.86 | 3120.55 | 14223.76 | 190.84 | 0 | 0 | 959.4 | 4428 | 4428 | 24.6 | 9827.7 | 295.7 | 5.65 | -67.21 | 2.16 | 20 | 49.48 | 0 | 0.2 | 0.2 | 1 | 0.2 | 0 | 0 | 0 | 0 | 0 | 0 | 0 | 0 | 0 | 0 | 0 | 0 | 0 | 0 | 0 | 0 | 0
9 | 1.5 | 1411.34 | 660 | 131.35 | 2202.69 | 740.21 | 177.65 | 11280.86 | 3120.55 | 14223.76 | 190.84 | 0 | 0 | 959.4 | 4428 | 4428 | 24.6 | 9827.7 | 295.88 | 5.83 | -67.01 | 2.36 | 20 | 48.86 | 0 | 0.2 | 0.2 | 1 | 0.2 | 0 | 0 | 0 | 0 | 0 | 0 | 0 | 0 | 0 | 0 | 0 | 0 | 0 | 0 | 0 | 0 | 0
10 | 1.8 | 1411.34 | 660 | 131.35 | 2202.69 | 740.21 | 177.65 | 11280.86 | 3120.55 | 14223.76 | 190.84 | 0 | 0 | 959.4 | 4428 | 4428 | 24.6 | 9827.7 | 296.15 | 6.1 | -66.72 | 2.66 | 20 | 47.92 | 0 | 0.2 | 0.2 | 1 | 0.2 | 0 | 0 | 0 | 0 | 0 | 0 | 0 | 0 | 0 | 0 | 0 | 0 | 0 | 0 | 0 | 0 | 0
11 | 2.2 | 1411.34 | 660 | 131.35 | 2202.69 | 740.21 | 177.65 | 11280.86 | 3120.55 | 14223.76 | 190.84 | 1053.88 | 87.84 | 959.4 | 4428 | 4428 | 24.6 | 9827.7 | 296.84 | 6.79 | -66.24 | 3.13 | 20 | 45.53 | 0 | 0.2 | 0.2 | 1 | 0.2 | 0 | 301.41 | 0 | 177.04 | 0 | 403.56 | 0 | 171.86 | 0 | 22.39 | 0 | 9.88 | 0 | 19.71 | 0 | 9.59 | 26.27
12 | 2.6 | 1411.34 | 660 | 131.35 | 2202.69 | 740.21 | 177.65 | 11280.86 | 3120.55 | 14223.76 | 190.84 | 3407.18 | 282.07 | 959.4 | 4428 | 4428 | 24.6 | 9827.7 | 297.94 | 7.89 | -65.67 | 3.7 | 20 | 41.73 | 0 | 0.2 | 0.2 | 1 | 0.2 | 0 | 967.13 | 0 | 576.54 | 0 | 1312.08 | 0 | 551.44 | 0 | 71.85 | 0 | 32.17 | 0 | 64.1 | 0 | 30.77 | 83.19
13 | 3.4 | 1411.34 | 660 | 131.35 | 2202.69 | 740.21 | 177.65 | 11280.86 | 3120.55 | 14223.76 | 190.84 | 7193.22 | 589.88 | 959.4 | 4428 | 4428 | 24.6 | 9827.7 | 299.86 | 9.81 | -64.6 | 4.78 | 20 | 35.14 | 0 | 0.2 | 0.2 | 1 | 0.2 | 0 | 2015.11 | 0 | 1222.44 | 0 | 2806.71 | 0 | 1148.96 | 0 | 149.71 | 0 | 68.2 | 0 | 137.11 | 0 | 64.1 | 170.75
14 | 4 | 1411.34 | 660 | 131.35 | 2202.69 | 740.21 | 177.65 | 11280.86 | 3120.55 | 14223.76 | 190.84 | 6639.63 | 544.17 | 959.4 | 4428 | 4428 | 24.6 | 9827.7 | 300.23 | 10.18 | -64.05 | 5.33 | 20 | 33.87 | 0 | 0.2 | 0.2 | 1 | 0.2 | 0 | 1853.17 | 0 | 1111.24 | 0 | 2618.58 | 0 | 1056.63 | 0 | 137.68 | 0 | 62 | 0 | 127.92 | 0 | 58.95 | 157.62
15 | 4.4 | 1411.34 | 660 | 131.35 | 2202.69 | 740.21 | 177.65 | 11280.86 | 3120.55 | 14223.76 | 190.84 | 3444.98 | 283.78 | 959.4 | 4428 | 4428 | 24.6 | 9827.7 | 299.59 | 9.54 | -63.89 | 5.48 | 20 | 36.08 | 0 | 0.2 | 0.2 | 1 | 0.2 | 0 | 964.88 | 0 | 566.7 | 0 | 1363.26 | 0 | 550.15 | 0 | 71.69 | 0 | 31.62 | 0 | 66.6 | 0 | 30.69 | 83.19
16 | 4.4 | 1411.34 | 660 | 131.35 | 2202.69 | 740.21 | 177.65 | 11280.86 | 3120.55 | 14223.76 | 190.84 | 1447 | 119.15 | 959.4 | 4428 | 4428 | 24.6 | 9827.7 | 298.96 | 8.91 | -64.04 | 5.33 | 20 | 38.24 | 0 | 0.2 | 0.2 | 1 | 0.2 | 0 | 401.96 | 0 | 233.83 | 0 | 582.02 | 0 | 229.19 | 0 | 29.86 | 0 | 13.05 | 0 | 28.43 | 0 | 12.79 | 35.03
17 | 4.5 | 1411.34 | 660 | 131.35 | 2202.69 | 740.21 | 177.65 | 11280.86 | 3120.55 | 14223.76 | 190.84 | 522.53 | 43.68 | 959.4 | 4428 | 4428 | 24.6 | 9827.7 | 298.76 | 8.71 | -64.01 | 5.36 | 20 | 38.93 | 0 | 0.2 | 0.2 | 1 | 0.2 | 0 | 150.43 | 0 | 85.77 | 0 | 200.57 | 0 | 85.77 | 0 | 11.18 | 0 | 4.79 | 0 | 9.8 | 0 | 4.79 | 13.13
18 | 4.6 | 1411.34 | 660 | 131.35 | 2202.69 | 740.21 | 444.13 | 11547.34 | 3387.03 | 14490.24 | 190.84 | 0 | 0 | 2398.5 | 11070 | 11070 | 61.5 | 24569.25 | 283.24 | 12.26 | -61.71 | 6.41 | 20 | 28.55 | 0 | 0.5 | 0.5 | 1 | 0.5 | 0 | 0 | 0 | 0 | 0 | 0 | 0 | 0 | 0 | 0 | 0 | 0 | 0 | 0 | 0 | 0 | 0
19 | 4.8 | 1411.34 | 660 | 131.35 | 2202.69 | 740.21 | 444.13 | 11547.34 | 3387.03 | 14490.24 | 190.84 | 0 | 0 | 2398.5 | 11070 | 11070 | 61.5 | 24569.25 | 283.42 | 12.45 | -61.51 | 6.61 | 20 | 27.87 | 0 | 0.5 | 0.5 | 1 | 0.5 | 0 | 0 | 0 | 0 | 0 | 0 | 0 | 0 | 0 | 0 | 0 | 0 | 0 | 0 | 0 | 0 | 0
20 | 5 | 1411.34 | 660 | 131.35 | 2202.69 | 740.21 | 444.13 | 11547.34 | 3387.03 | 14490.24 | 190.84 | 0 | 0 | 2398.5 | 11070 | 11070 | 61.5 | 24569.25 | 283.61 | 12.63 | -61.31 | 6.8 | 20 | 27.19 | 0 | 0.5 | 0.5 | 1 | 0.5 | 0 | 0 | 0 | 0 | 0 | 0 | 0 | 0 | 0 | 0 | 0 | 0 | 0 | 0 | 0 | 0 | 0
21 | 5.2 | 1411.34 | 660 | 131.35 | 2202.69 | 740.21 | 444.13 | 11547.34 | 3387.03 | 14490.24 | 190.84 | 0 | 0 | 2398.5 | 11070 | 11070 | 61.5 | 24569.25 | 283.79 | 12.82 | -61.11 | 7 | 20 | 26.51 | 0 | 0.5 | 0.5 | 1 | 0.5 | 0 | 0 | 0 | 0 | 0 | 0 | 0 | 0 | 0 | 0 | 0 | 0 | 0 | 0 | 0 | 0 | 0
22 | 5.8 | 1411.34 | 660 | 131.35 | 2202.69 | 740.21 | 444.13 | 11547.34 | 3387.03 | 14490.24 | 190.84 | 0 | 0 | 2398.5 | 11070 | 11070 | 61.5 | 24569.25 | 284.34 | 13.37 | -60.52 | 7.59 | 20 | 24.48 | 0 | 0.5 | 0.5 | 1 | 0.5 | 0 | 0 | 0 | 0 | 0 | 0 | 0 | 0 | 0 | 0 | 0 | 0 | 0 | 0 | 0 | 0 | 0
23 | 6.1 | 1411.34 | 660 | 131.35 | 2202.69 | 740.21 | 444.13 | 11547.34 | 3387.03 | 14490.24 | 190.84 | 0 | 0 | 2398.5 | 11070 | 11070 | 61.5 | 24569.25 | 284.62 | 13.64 | -60.23 | 7.89 | 20 | 23.46 | 0 | 0.5 | 0.5 | 1 | 0.5 | 0 | 0 | 0 | 0 | 0 | 0 | 0 | 0 | 0 | 0 | 0 | 0 | 0 | 0 | 0 | 0 | 0
24 | 6.1 | 1411.34 | 660 | 131.35 | 2202.69 | 740.21 | 444.13 | 11547.34 | 3387.03 | 14490.24 | 190.84 | 0 | 0 | 2398.5 | 11070 | 11070 | 61.5 | 24569.25 | 284.62 | 13.64 | -60.23 | 7.89 | 20 | 23.46 | 0 | 0.5 | 0.5 | 1 | 0.5 | 0 | 0 | 0 | 0 | 0 | 0 | 0 | 0 | 0 | 0 | 0 | 0 | 0 | 0 | 0 | 0 | 0
25 | 6.2 | 1411.34 | 660 | 131.35 | 2202.69 | 740.21 | 444.13 | 11547.34 | 3387.03 | 14490.24 | 190.84 | 0 | 0 | 2398.5 | 2214 | 2214 | 61.5 | 6857.25 | 279.91 | 8.93 | -61.33 | 6.78 | 20 | 40.84 | 0 | 0.5 | 0.1 | 0.5 | 0.5 | 0 | 0 | 0 | 0 | 0 | 0 | 0 | 0 | 0 | 0 | 0 | 0 | 0 | 0 | 0 | 0 | 0
26 | 6.1 | 1411.34 | 660 | 131.35 | 2202.69 | 740.21 | 444.13 | 11547.34 | 3387.03 | 14490.24 | 190.84 | 0 | 0 | 2398.5 | 2214 | 2214 | 61.5 | 6857.25 | 279.82 | 8.84 | -61.43 | 6.68 | 20 | 41.18 | 0 | 0.5 | 0.1 | 0.5 | 0.5 | 0 | 0 | 0 | 0 | 0 | 0 | 0 | 0 | 0 | 0 | 0 | 0 | 0 | 0 | 0 | 0 | 0
27 | 6.1 | 1411.34 | 660 | 131.35 | 2202.69 | 740.21 | 444.13 | 11547.34 | 3387.03 | 14490.24 | 190.84 | 0 | 0 | 2398.5 | 2214 | 2214 | 61.5 | 6857.25 | 279.82 | 8.84 | -61.43 | 6.68 | 20 | 41.18 | 0 | 0.5 | 0.1 | 0.5 | 0.5 | 0 | 0 | 0 | 0 | 0 | 0 | 0 | 0 | 0 | 0 | 0 | 0 | 0 | 0 | 0 | 0 | 0
28 | 5.8 | 1411.34 | 660 | 131.35 | 2202.69 | 740.21 | 444.13 | 11547.34 | 3387.03 | 14490.24 | 190.84 | 0 | 0 | 2398.5 | 2214 | 2214 | 61.5 | 6857.25 | 279.54 | 8.57 | -61.73 | 6.39 | 20 | 42.19 | 0 | 0.5 | 0.1 | 0.5 | 0.5 | 0 | 0 | 0 | 0 | 0 | 0 | 0 | 0 | 0 | 0 | 0 | 0 | 0 | 0 | 0 | 0 | 0
29 | 6.6 | 1411.34 | 660 | 131.35 | 2202.69 | 740.21 | 444.13 | 11547.34 | 3387.03 | 14490.24 | 190.84 | 0 | 0 | 2398.5 | 2214 | 2214 | 61.5 | 6857.25 | 280.28 | 9.3 | -60.94 | 7.18 | 20 | 39.48 | 0 | 0.5 | 0.1 | 0.5 | 0.5 | 0 | 0 | 0 | 0 | 0 | 0 | 0 | 0 | 0 | 0 | 0 | 0 | 0 | 0 | 0 | 0 | 0
30 | 6.8 | 1411.34 | 660 | 131.35 | 2202.69 | 740.21 | 444.13 | 11547.34 | 3387.03 | 14490.24 | 190.84 | 0 | 0 | 2398.5 | 2214 | 2214 | 61.5 | 6857.25 | 280.46 | 9.48 | -60.74 | 7.37 | 20 | 38.81 | 0 | 0.5 | 0.1 | 0.5 | 0.5 | 0 | 0 | 0 | 0 | 0 | 0 | 0 | 0 | 0 | 0 | 0 | 0 | 0 | 0 | 0 | 0 | 0
31 | 7.4 | 1411.34 | 660 | 131.35 | 2202.69 | 740.21 | 444.13 | 11547.34 | 3387.03 | 14490.24 | 190.84 | 0 | 0 | 2398.5 | 2214 | 2214 | 61.5 | 6857.25 | 281.01 | 10.04 | -60.15 | 7.97 | 20 | 36.77 | 0 | 0.5 | 0.1 | 0.5 | 0.5 | 0 | 0 | 0 | 0 | 0 | 0 | 0 | 0 | 0 | 0 | 0 | 0 | 0 | 0 | 0 | 0 | 0
32 | 7.2 | 1411.34 | 660 | 131.35 | 2202.69 | 740.21 | 177.65 | 11280.86 | 3120.55 | 14223.76 | 190.84 | 0 | 0 | 959.4 | 4428 | 4428 | 24.6 | 9827.7 | 301.04 | 10.99 | -61.39 | 7.99 | 20 | 31.07 | 0 | 0.2 | 0.2 | 1 | 0.2 | 0 | 0 | 0 | 0 | 0 | 0 | 0 | 0 | 0 | 0 | 0 | 0 | 0 | 0 | 0 | 0 | 0
33 | 6.7 | 1411.34 | 660 | 131.35 | 2202.69 | 740.21 | 177.65 | 11280.86 | 3120.55 | 14223.76 | 190.84 | 0 | 0 | 959.4 | 4428 | 4428 | 24.6 | 9827.7 | 300.59 | 10.54 | -61.88 | 7.49 | 20 | 32.63 | 0 | 0.2 | 0.2 | 1 | 0.2 | 0 | 0 | 0 | 0 | 0 | 0 | 0 | 0 | 0 | 0 | 0 | 0 | 0 | 0 | 0 | 0 | 0
34 | 7.5 | 1411.34 | 660 | 131.35 | 2202.69 | 740.21 | 177.65 | 11280.86 | 3120.55 | 14223.76 | 190.84 | 2531.17 | 195.88 | 959.4 | 4428 | 4428 | 24.6 | 9827.7 | 302.1 | 12.05 | -60.9 | 8.47 | 20 | 27.41 | 0 | 0.2 | 0.2 | 1 | 0.2 | 0 | 630.88 | 0 | 837.4 | 0 | 744.51 | 0 | 318.38 | 0 | 46.87 | 0 | 46.72 | 0 | 36.37 | 0 | 17.76 | 48.16
35 | 8.7 | 1411.34 | 660 | 131.35 | 2202.69 | 740.21 | 177.65 | 11280.86 | 3120.55 | 14223.76 | 190.84 | 37430.13 | 2564.65 | 959.4 | 4428 | 4428 | 24.6 | 9827.7 | 314 | 23.95 | -57.13 | 12.24 | 23.9 | 0 | 0 | 0.2 | 0.2 | 1 | 0.2 | 0 | 4393.78 | 0 | 19323.12 | 0 | 11208 | 0 | 2505.23 | 0 | 326.44 | 0 | 1078.06 | 0 | 547.53 | 0 | 139.77 | 472.85
36 | 9.9 | 1411.34 | 660 | 131.35 | 2202.69 | 740.21 | 177.65 | 11280.86 | 3120.55 | 14223.76 | 190.84 | 23462.2 | 3192.11 | 959.4 | 4428 | 4428 | 24.6 | 9827.7 | 311.37 | 21.32 | -56.88 | 12.5 | 21.32 | 0 | 0 | 0.2 | 0.2 | 1 | 0.2 | 0 | 2889.35 | 0 | 8739.68 | 0 | 10185.73 | 0 | 1647.44 | 0 | 429.33 | 0 | 975.19 | 0 | 995.18 | 0 | 183.82 | 608.57
37 | 9.9 | 1411.34 | 660 | 131.35 | 2202.69 | 740.21 | 177.65 | 11280.86 | 3120.55 | 14223.76 | 190.84 | 39198.61 | 2746.56 | 959.4 | 4428 | 4428 | 24.6 | 9827.7 | 315.7 | 25.65 | -55.81 | 13.56 | 23.9 | 0 | 0 | 0.2 | 0.2 | 1 | 0.2 | 0 | 6027.38 | 0 | 10394.21 | 0 | 19340.36 | 0 | 3436.66 | 0 | 447.81 | 0 | 579.9 | 0 | 944.81 | 0 | 191.74 | 582.3
38 | 10.6 | 1411.34 | 660 | 131.35 | 2202.69 | 740.21 | 177.65 | 11280.86 | 3120.55 | 14223.76 | 190.84 | 17143.69 | 2400.71 | 959.4 | 4428 | 4428 | 24.6 | 9827.7 | 309.94 | 19.89 | -56.68 | 12.7 | 20 | 0.38 | 0 | 0.2 | 0.2 | 1 | 0.2 | 0 | 2777.43 | 0 | 3612.57 | 0 | 9170.06 | 0 | 1583.62 | 0 | 412.7 | 0 | 403.1 | 0 | 895.95 | 0 | 176.7 | 512.25
39 | 10.6 | 1411.34 | 660 | 131.35 | 2202.69 | 740.21 | 177.65 | 11280.86 | 3120.55 | 14223.76 | 190.84 | 42226.13 | 2732.5 | 959.4 | 4428 | 4428 | 24.6 | 9827.7 | 317.16 | 27.11 | -54.92 | 14.46 | 23.9 | 0 | 0 | 0.2 | 0.2 | 1 | 0.2 | 0 | 4977.52 | 0 | 7275.24 | 0 | 27135.31 | 0 | 2838.06 | 0 | 369.81 | 0 | 405.89 | 0 | 1325.61 | 0 | 158.34 | 472.85
40 | 10.3 | 1411.34 | 660 | 131.35 | 2202.69 | 740.21 | 177.65 | 11280.86 | 3120.55 | 14223.76 | 190.84 | 1609.94 | 260.67 | 959.4 | 4428 | 4428 | 24.6 | 9827.7 | 304.54 | 14.49 | -58.2 | 11.17 | 20 | 18.99 | 0 | 0.2 | 0.2 | 1 | 0.2 | 0 | 431.66 | 0 | 256.3 | 0 | 675.86 | 0 | 246.12 | 0 | 64.14 | 0 | 28.6 | 0 | 66.03 | 0 | 27.46 | 74.43
41 | 10.2 | 1411.34 | 660 | 131.35 | 2202.69 | 740.21 | 177.65 | 11280.86 | 3120.55 | 14223.76 | 190.84 | 1233.73 | 75.45 | 959.4 | 4428 | 4428 | 24.6 | 9827.7 | 304.13 | 14.08 | -58.34 | 11.04 | 20 | 20.4 | 0 | 0.2 | 0.2 | 1 | 0.2 | 0 | 60.22 | 0 | 39.49 | 0 | 1099.68 | 0 | 34.34 | 0 | 4.47 | 0 | 2.2 | 0 | 53.72 | 0 | 1.92 | 13.13
42 | 9.8 | 1411.34 | 660 | 131.35 | 2202.69 | 740.21 | 444.13 | 11547.34 | 3387.03 | 14490.24 | 190.84 | 0 | 0 | 2398.5 | 11070 | 11070 | 61.5 | 24569.25 | 288.01 | 17.04 | -56.57 | 11.54 | 20 | 10.93 | 0 | 0.5 | 0.5 | 1 | 0.5 | 0 | 0 | 0 | 0 | 0 | 0 | 0 | 0 | 0 | 0 | 0 | 0 | 0 | 0 | 0 | 0 | 0
43 | 9.8 | 1411.34 | 660 | 131.35 | 2202.69 | 740.21 | 444.13 | 11547.34 | 3387.03 | 14490.24 | 190.84 | 0 | 0 | 2398.5 | 11070 | 11070 | 61.5 | 24569.25 | 288.01 | 17.04 | -56.57 | 11.54 | 20 | 10.93 | 0 | 0.5 | 0.5 | 1 | 0.5 | 0 | 0 | 0 | 0 | 0 | 0 | 0 | 0 | 0 | 0 | 0 | 0 | 0 | 0 | 0 | 0 | 0
44 | 9.5 | 1411.34 | 660 | 131.35 | 2202.69 | 740.21 | 444.13 | 11547.34 | 3387.03 | 14490.24 | 190.84 | 0 | 0 | 2398.5 | 11070 | 11070 | 61.5 | 24569.25 | 287.74 | 16.76 | -56.87 | 11.25 | 20 | 11.95 | 0 | 0.5 | 0.5 | 1 | 0.5 | 0 | 0 | 0 | 0 | 0 | 0 | 0 | 0 | 0 | 0 | 0 | 0 | 0 | 0 | 0 | 0 | 0
45 | 9.6 | 1411.34 | 660 | 131.35 | 2202.69 | 740.21 | 444.13 | 11547.34 | 3387.03 | 14490.24 | 190.84 | 0 | 0 | 2398.5 | 11070 | 11070 | 61.5 | 24569.25 | 287.83 | 16.85 | -56.77 | 11.34 | 20 | 11.61 | 0 | 0.5 | 0.5 | 1 | 0.5 | 0 | 0 | 0 | 0 | 0 | 0 | 0 | 0 | 0 | 0 | 0 | 0 | 0 | 0 | 0 | 0 | 0
46 | 9.8 | 1411.34 | 660 | 131.35 | 2202.69 | 740.21 | 444.13 | 11547.34 | 3387.03 | 14490.24 | 190.84 | 0 | 0 | 2398.5 | 11070 | 11070 | 61.5 | 24569.25 | 288.01 | 17.04 | -56.57 | 11.54 | 20 | 10.93 | 0 | 0.5 | 0.5 | 1 | 0.5 | 0 | 0 | 0 | 0 | 0 | 0 | 0 | 0 | 0 | 0 | 0 | 0 | 0 | 0 | 0 | 0 | 0
47 | 10 | 1411.34 | 660 | 131.35 | 2202.69 | 740.21 | 444.13 | 11547.34 | 3387.03 | 14490.24 | 190.84 | 0 | 0 | 2398.5 | 11070 | 11070 | 61.5 | 24569.25 | 288.2 | 17.22 | -56.38 | 11.74 | 20 | 10.26 | 0 | 0.5 | 0.5 | 1 | 0.5 | 0 | 0 | 0 | 0 | 0 | 0 | 0 | 0 | 0 | 0 | 0 | 0 | 0 | 0 | 0 | 0 | 0
48 | 10.2 | 1411.34 | 660 | 131.35 | 2202.69 | 740.21 | 444.13 | 11547.34 | 3387.03 | 14490.24 | 190.84 | 0 | 0 | 2398.5 | 11070 | 11070 | 61.5 | 24569.25 | 288.38 | 17.4 | -56.18 | 11.94 | 20 | 9.58 | 0 | 0.5 | 0.5 | 1 | 0.5 | 0 | 0 | 0 | 0 | 0 | 0 | 0 | 0 | 0 | 0 | 0 | 0 | 0 | 0 | 0 | 0 | 0
49 | 9.8 | 1411.34 | 660 | 131.35 | 2202.69 | 740.21 | 444.13 | 11547.34 | 3387.03 | 14490.24 | 190.84 | 0 | 0 | 2398.5 | 2214 | 2214 | 61.5 | 6857.25 | 283.21 | 12.24 | -57.78 | 10.33 | 20 | 28.64 | 0 | 0.5 | 0.1 | 0.5 | 0.5 | 0 | 0 | 0 | 0 | 0 | 0 | 0 | 0 | 0 | 0 | 0 | 0 | 0 | 0 | 0 | 0 | 0
50 | 9.4 | 1411.34 | 660 | 131.35 | 2202.69 | 740.21 | 444.13 | 11547.34 | 3387.03 | 14490.24 | 190.84 | 0 | 0 | 2398.5 | 2214 | 2214 | 61.5 | 6857.25 | 282.85 | 11.87 | -58.17 | 9.94 | 20 | 30 | 0 | 0.5 | 0.1 | 0.5 | 0.5 | 0 | 0 | 0 | 0 | 0 | 0 | 0 | 0 | 0 | 0 | 0 | 0 | 0 | 0 | 0 | 0 | 0
51 | 8.8 | 1411.34 | 660 | 131.35 | 2202.69 | 740.21 | 444.13 | 11547.34 | 3387.03 | 14490.24 | 190.84 | 0 | 0 | 2398.5 | 2214 | 2214 | 61.5 | 6857.25 | 282.3 | 11.32 | -58.77 | 9.35 | 20 | 32.03 | 0 | 0.5 | 0.1 | 0.5 | 0.5 | 0 | 0 | 0 | 0 | 0 | 0 | 0 | 0 | 0 | 0 | 0 | 0 | 0 | 0 | 0 | 0 | 0
52 | 7.9 | 1411.34 | 660 | 131.35 | 2202.69 | 740.21 | 444.13 | 11547.34 | 3387.03 | 14490.24 | 190.84 | 0 | 0 | 2398.5 | 2214 | 2214 | 61.5 | 6857.25 | 281.47 | 10.49 | -59.66 | 8.46 | 20 | 35.08 | 0 | 0.5 | 0.1 | 0.5 | 0.5 | 0 | 0 | 0 | 0 | 0 | 0 | 0 | 0 | 0 | 0 | 0 | 0 | 0 | 0 | 0 | 0 | 0
53 | 7.8 | 1411.34 | 660 | 131.35 | 2202.69 | 740.21 | 444.13 | 11547.34 | 3387.03 | 14490.24 | 190.84 | 0 | 0 | 2398.5 | 2214 | 2214 | 61.5 | 6857.25 | 281.38 | 10.4 | -59.75 | 8.36 | 20 | 35.42 | 0 | 0.5 | 0.1 | 0.5 | 0.5 | 0 | 0 | 0 | 0 | 0 | 0 | 0 | 0 | 0 | 0 | 0 | 0 | 0 | 0 | 0 | 0 | 0
54 | 7.7 | 1411.34 | 660 | 131.35 | 2202.69 | 740.21 | 444.13 | 11547.34 | 3387.03 | 14490.24 | 190.84 | 0 | 0 | 2398.5 | 2214 | 2214 | 61.5 | 6857.25 | 281.29 | 10.31 | -59.85 | 8.26 | 20 | 35.76 | 0 | 0.5 | 0.1 | 0.5 | 0.5 | 0 | 0 | 0 | 0 | 0 | 0 | 0 | 0 | 0 | 0 | 0 | 0 | 0 | 0 | 0 | 0 | 0
55 | 7.6 | 1411.34 | 660 | 131.35 | 2202.69 | 740.21 | 444.13 | 11547.34 | 3387.03 | 14490.24 | 190.84 | 0 | 0 | 2398.5 | 2214 | 2214 | 61.5 | 6857.25 | 281.2 | 10.22 | -59.95 | 8.16 | 20 | 36.1 | 0 | 0.5 | 0.1 | 0.5 | 0.5 | 0 | 0 | 0 | 0 | 0 | 0 | 0 | 0 | 0 | 0 | 0 | 0 | 0 | 0 | 0 | 0 | 0
56 | 7.4 | 1411.34 | 660 | 131.35 | 2202.69 | 740.21 | 177.65 | 11280.86 | 3120.55 | 14223.76 | 190.84 | 0 | 0 | 959.4 | 4428 | 4428 | 24.6 | 9827.7 | 301.22 | 11.17 | -61.19 | 8.18 | 20 | 30.45 | 0 | 0.2 | 0.2 | 1 | 0.2 | 0 | 0 | 0 | 0 | 0 | 0 | 0 | 0 | 0 | 0 | 0 | 0 | 0 | 0 | 0 | 0 | 0
57 | 7.1 | 1411.34 | 660 | 131.35 | 2202.69 | 740.21 | 177.65 | 11280.86 | 3120.55 | 14223.76 | 190.84 | 0 | 0 | 959.4 | 4428 | 4428 | 24.6 | 9827.7 | 300.95 | 10.9 | -61.49 | 7.89 | 20 | 31.38 | 0 | 0.2 | 0.2 | 1 | 0.2 | 0 | 0 | 0 | 0 | 0 | 0 | 0 | 0 | 0 | 0 | 0 | 0 | 0 | 0 | 0 | 0 | 0
58 | 6.9 | 1411.34 | 660 | 131.35 | 2202.69 | 740.21 | 177.65 | 11280.86 | 3120.55 | 14223.76 | 190.84 | 8943.91 | 617.19 | 959.4 | 4428 | 4428 | 24.6 | 9827.7 | 303.54 | 13.49 | -61.02 | 8.35 | 20 | 22.44 | 0 | 0.2 | 0.2 | 1 | 0.2 | 0 | 1638.56 | 0 | 5568.65 | 0 | 1216.49 | 0 | 520.21 | 0 | 121.74 | 0 | 310.68 | 0 | 59.43 | 0 | 29.02 | 96.32
59 | 7.1 | 1411.34 | 660 | 131.35 | 2202.69 | 740.21 | 177.65 | 11280.86 | 3120.55 | 14223.76 | 190.84 | 26319.09 | 1843.76 | 959.4 | 4428 | 4428 | 24.6 | 9827.7 | 309.12 | 19.07 | -59.53 | 9.84 | 20 | 3.22 | 0 | 0.2 | 0.2 | 1 | 0.2 | 0 | 3701.21 | 0 | 12366.5 | 0 | 8141.04 | 0 | 2110.34 | 0 | 274.98 | 0 | 689.94 | 0 | 397.71 | 0 | 117.74 | 363.39
60 | 7.6 | 1411.34 | 660 | 131.35 | 2202.69 | 740.21 | 177.65 | 11280.86 | 3120.55 | 14223.76 | 190.84 | 72181.72 | 4715.91 | 959.4 | 4428 | 4428 | 24.6 | 9827.7 | 323.7 | 33.65 | -55.66 | 13.71 | 23.9 | 0 | 0 | 0.2 | 0.2 | 1 | 0.2 | 0 | 5978 | 0 | 30655.27 | 0 | 32139.94 | 0 | 3408.51 | 0 | 444.14 | 0 | 1710.29 | 0 | 1570.1 | 0 | 190.16 | 801.21
61 | 7.1 | 1411.34 | 660 | 131.35 | 2202.69 | 740.21 | 177.65 | 11280.86 | 3120.55 | 14223.76 | 190.84 | 10564.3 | 1612.66 | 959.4 | 4428 | 4428 | 24.6 | 9827.7 | 304.63 | 14.58 | -60.64 | 8.73 | 20 | 18.67 | 0 | 0.2 | 0.2 | 1 | 0.2 | 0 | 2338.24 | 0 | 2266.12 | 0 | 4626.72 | 0 | 1333.21 | 0 | 347.44 | 0 | 252.86 | 0 | 452.05 | 0 | 148.76 | 411.55
62 | 7.2 | 1411.34 | 660 | 131.35 | 2202.69 | 740.21 | 177.65 | 11280.86 | 3120.55 | 14223.76 | 190.84 | 99514.09 | 6107.69 | 959.4 | 4428 | 4428 | 24.6 | 9827.7 | 331.67 | 41.62 | -54.06 | 15.31 | 23.9 | 0 | 0 | 0.2 | 0.2 | 1 | 0.2 | 0 | 6341.6 | 0 | 24645.18 | 0 | 64911.48 | 0 | 3615.83 | 0 | 471.15 | 0 | 1374.98 | 0 | 3171.05 | 0 | 201.73 | 888.78
63 | 7.4 | 1411.34 | 660 | 131.35 | 2202.69 | 740.21 | 177.65 | 11280.86 | 3120.55 | 14223.76 | 190.84 | 64333.63 | 7392.86 | 959.4 | 4428 | 4428 | 24.6 | 9827.7 | 322.18 | 32.13 | -56.22 | 13.16 | 23.9 | 0 | 0 | 0.2 | 0.2 | 1 | 0.2 | 0 | 2297.59 | 0 | 11368.2 | 0 | 49357.81 | 0 | 1310.03 | 0 | 341.4 | 0 | 1268.49 | 0 | 4822.44 | 0 | 146.18 | 814.35
64 | 7 | 1411.34 | 660 | 131.35 | 2202.69 | 740.21 | 177.65 | 11280.86 | 3120.55 | 14223.76 | 190.84 | 41532.83 | 4611.96 | 959.4 | 4428 | 4428 | 24.6 | 9827.7 | 314.4 | 24.35 | -58.39 | 10.99 | 23.9 | 0 | 0 | 0.2 | 0.2 | 1 | 0.2 | 0 | 1572.79 | 0 | 4234.44 | 0 | 34828.83 | 0 | 896.77 | 0 | 233.7 | 0 | 472.49 | 0 | 3402.91 | 0 | 100.06 | 402.8
65 | 6 | 1411.34 | 660 | 131.35 | 2202.69 | 740.21 | 177.65 | 11280.86 | 3120.55 | 14223.76 | 190.84 | 1585.64 | 225.32 | 959.4 | 4428 | 4428 | 24.6 | 9827.7 | 300.63 | 10.58 | -62.45 | 6.93 | 20 | 32.47 | 0 | 0.2 | 0.2 | 1 | 0.2 | 0 | 135.16 | 0 | 83.09 | 0 | 1290.32 | 0 | 77.07 | 0 | 20.08 | 0 | 9.27 | 0 | 126.07 | 0 | 8.6 | 61.3
66 | 5.4 | 1411.34 | 660 | 131.35 | 2202.69 | 740.21 | 444.13 | 11547.34 | 3387.03 | 14490.24 | 190.84 | 0 | 0 | 2398.5 | 11070 | 11070 | 61.5 | 24569.25 | 283.98 | 13 | -60.92 | 7.2 | 20 | 25.84 | 0 | 0.5 | 0.5 | 1 | 0.5 | 0 | 0 | 0 | 0 | 0 | 0 | 0 | 0 | 0 | 0 | 0 | 0 | 0 | 0 | 0 | 0 | 0
67 | 4.8 | 1411.34 | 660 | 131.35 | 2202.69 | 740.21 | 444.13 | 11547.34 | 3387.03 | 14490.24 | 190.84 | 0 | 0 | 2398.5 | 11070 | 11070 | 61.5 | 24569.25 | 283.42 | 12.45 | -61.51 | 6.61 | 20 | 27.87 | 0 | 0.5 | 0.5 | 1 | 0.5 | 0 | 0 | 0 | 0 | 0 | 0 | 0 | 0 | 0 | 0 | 0 | 0 | 0 | 0 | 0 | 0 | 0
68 | 4.6 | 1411.34 | 660 | 131.35 | 2202.69 | 740.21 | 444.13 | 11547.34 | 3387.03 | 14490.24 | 190.84 | 0 | 0 | 2398.5 | 11070 | 11070 | 61.5 | 24569.25 | 283.24 | 12.26 | -61.71 | 6.41 | 20 | 28.55 | 0 | 0.5 | 0.5 | 1 | 0.5 | 0 | 0 | 0 | 0 | 0 | 0 | 0 | 0 | 0 | 0 | 0 | 0 | 0 | 0 | 0 | 0 | 0
69 | 4.6 | 1411.34 | 660 | 131.35 | 2202.69 | 740.21 | 444.13 | 11547.34 | 3387.03 | 14490.24 | 190.84 | 0 | 0 | 2398.5 | 11070 | 11070 | 61.5 | 24569.25 | 283.24 | 12.26 | -61.71 | 6.41 | 20 | 28.55 | 0 | 0.5 | 0.5 | 1 | 0.5 | 0 | 0 | 0 | 0 | 0 | 0 | 0 | 0 | 0 | 0 | 0 | 0 | 0 | 0 | 0 | 0 | 0
70 | 5 | 1411.34 | 660 | 131.35 | 2202.69 | 740.21 | 444.13 | 11547.34 | 3387.03 | 14490.24 | 190.84 | 0 | 0 | 2398.5 | 11070 | 11070 | 61.5 | 24569.25 | 283.61 | 12.63 | -61.31 | 6.8 | 20 | 27.19 | 0 | 0.5 | 0.5 | 1 | 0.5 | 0 | 0 | 0 | 0 | 0 | 0 | 0 | 0 | 0 | 0 | 0 | 0 | 0 | 0 | 0 | 0 | 0
71 | 5.4 | 1411.34 | 660 | 131.35 | 2202.69 | 740.21 | 444.13 | 11547.34 | 3387.03 | 14490.24 | 190.84 | 0 | 0 | 2398.5 | 11070 | 11070 | 61.5 | 24569.25 | 283.98 | 13 | -60.92 | 7.2 | 20 | 25.84 | 0 | 0.5 | 0.5 | 1 | 0.5 | 0 | 0 | 0 | 0 | 0 | 0 | 0 | 0 | 0 | 0 | 0 | 0 | 0 | 0 | 0 | 0 | 0
72 | 5.2 | 1411.34 | 660 | 131.35 | 2202.69 | 740.21 | 444.13 | 11547.34 | 3387.03 | 14490.24 | 190.84 | 0 | 0 | 2398.5 | 11070 | 11070 | 61.5 | 24569.25 | 283.79 | 12.82 | -61.11 | 7 | 20 | 26.51 | 0 | 0.5 | 0.5 | 1 | 0.5 | 0 | 0 | 0 | 0 | 0 | 0 | 0 | 0 | 0 | 0 | 0 | 0 | 0 | 0 | 0 | 0 | 0
73 | 5.8 | 1411.34 | 660 | 131.35 | 2202.69 | 740.21 | 444.13 | 11547.34 | 3387.03 | 14490.24 | 190.84 | 0 | 0 | 2398.5 | 2214 | 2214 | 61.5 | 6857.25 | 279.54 | 8.57 | -61.73 | 6.39 | 20 | 42.19 | 0 | 0.5 | 0.1 | 0.5 | 0.5 | 0 | 0 | 0 | 0 | 0 | 0 | 0 | 0 | 0 | 0 | 0 | 0 | 0 | 0 | 0 | 0 | 0
74 | 6.5 | 1411.34 | 660 | 131.35 | 2202.69 | 740.21 | 444.13 | 11547.34 | 3387.03 | 14490.24 | 190.84 | 0 | 0 | 2398.5 | 2214 | 2214 | 61.5 | 6857.25 | 280.19 | 9.21 | -61.04 | 7.08 | 20 | 39.82 | 0 | 0.5 | 0.1 | 0.5 | 0.5 | 0 | 0 | 0 | 0 | 0 | 0 | 0 | 0 | 0 | 0 | 0 | 0 | 0 | 0 | 0 | 0 | 0
75 | 7 | 1411.34 | 660 | 131.35 | 2202.69 | 740.21 | 444.13 | 11547.34 | 3387.03 | 14490.24 | 190.84 | 0 | 0 | 2398.5 | 2214 | 2214 | 61.5 | 6857.25 | 280.64 | 9.67 | -60.54 | 7.57 | 20 | 38.13 | 0 | 0.5 | 0.1 | 0.5 | 0.5 | 0 | 0 | 0 | 0 | 0 | 0 | 0 | 0 | 0 | 0 | 0 | 0 | 0 | 0 | 0 | 0 | 0
76 | 6.8 | 1411.34 | 660 | 131.35 | 2202.69 | 740.21 | 444.13 | 11547.34 | 3387.03 | 14490.24 | 190.84 | 0 | 0 | 2398.5 | 2214 | 2214 | 61.5 | 6857.25 | 280.46 | 9.48 | -60.74 | 7.37 | 20 | 38.81 | 0 | 0.5 | 0.1 | 0.5 | 0.5 | 0 | 0 | 0 | 0 | 0 | 0 | 0 | 0 | 0 | 0 | 0 | 0 | 0 | 0 | 0 | 0 | 0
77 | 7 | 1411.34 | 660 | 131.35 | 2202.69 | 740.21 | 444.13 | 11547.34 | 3387.03 | 14490.24 | 190.84 | 0 | 0 | 2398.5 | 2214 | 2214 | 61.5 | 6857.25 | 280.64 | 9.67 | -60.54 | 7.57 | 20 | 38.13 | 0 | 0.5 | 0.1 | 0.5 | 0.5 | 0 | 0 | 0 | 0 | 0 | 0 | 0 | 0 | 0 | 0 | 0 | 0 | 0 | 0 | 0 | 0 | 0
78 | 7.1 | 1411.34 | 660 | 131.35 | 2202.69 | 740.21 | 444.13 | 11547.34 | 3387.03 | 14490.24 | 190.84 | 0 | 0 | 2398.5 | 2214 | 2214 | 61.5 | 6857.25 | 280.74 | 9.76 | -60.45 | 7.67 | 20 | 37.79 | 0 | 0.5 | 0.1 | 0.5 | 0.5 | 0 | 0 | 0 | 0 | 0 | 0 | 0 | 0 | 0 | 0 | 0 | 0 | 0 | 0 | 0 | 0 | 0
79 | 6.9 | 1411.34 | 660 | 131.35 | 2202.69 | 740.21 | 444.13 | 11547.34 | 3387.03 | 14490.24 | 190.84 | 0 | 0 | 2398.5 | 2214 | 2214 | 61.5 | 6857.25 | 280.55 | 9.58 | -60.64 | 7.47 | 20 | 38.47 | 0 | 0.5 | 0.1 | 0.5 | 0.5 | 0 | 0 | 0 | 0 | 0 | 0 | 0 | 0 | 0 | 0 | 0 | 0 | 0 | 0 | 0 | 0 | 0
80 | 7 | 1411.34 | 660 | 131.35 | 2202.69 | 740.21 | 177.65 | 11280.86 | 3120.55 | 14223.76 | 190.84 | 0 | 0 | 959.4 | 4428 | 4428 | 24.6 | 9827.7 | 300.86 | 10.81 | -61.59 | 7.79 | 20 | 31.69 | 0 | 0.2 | 0.2 | 1 | 0.2 | 0 | 0 | 0 | 0 | 0 | 0 | 0 | 0 | 0 | 0 | 0 | 0 | 0 | 0 | 0 | 0 | 0
81 | 7.2 | 1411.34 | 660 | 131.35 | 2202.69 | 740.21 | 177.65 | 11280.86 | 3120.55 | 14223.76 | 190.84 | 0 | 0 | 959.4 | 4428 | 4428 | 24.6 | 9827.7 | 301.04 | 10.99 | -61.39 | 7.99 | 20 | 31.07 | 0 | 0.2 | 0.2 | 1 | 0.2 | 0 | 0 | 0 | 0 | 0 | 0 | 0 | 0 | 0 | 0 | 0 | 0 | 0 | 0 | 0 | 0 | 0
82 | 7.6 | 1411.34 | 660 | 131.35 | 2202.69 | 740.21 | 177.65 | 11280.86 | 3120.55 | 14223.76 | 190.84 | 535.56 | 44.44 | 959.4 | 4428 | 4428 | 24.6 | 9827.7 | 301.57 | 11.52 | -60.95 | 8.42 | 20 | 29.24 | 0 | 0.2 | 0.2 | 1 | 0.2 | 0 | 152.86 | 0 | 93.76 | 0 | 202.39 | 0 | 86.55 | 0 | 11.36 | 0 | 5.23 | 0 | 9.89 | 0 | 4.83 | 13.13
83 | 8 | 1411.34 | 660 | 131.35 | 2202.69 | 740.21 | 177.65 | 11280.86 | 3120.55 | 14223.76 | 190.84 | 2514.33 | 208.12 | 959.4 | 4428 | 4428 | 24.6 | 9827.7 | 302.55 | 12.5 | -60.41 | 8.96 | 20 | 25.85 | 0 | 0.2 | 0.2 | 1 | 0.2 | 0 | 713.52 | 0 | 434.22 | 0 | 959.77 | 0 | 406.83 | 0 | 53.01 | 0 | 24.23 | 0 | 46.89 | 0 | 22.7 | 61.3
84 | 8.5 | 1411.34 | 660 | 131.35 | 2202.69 | 740.21 | 177.65 | 11280.86 | 3120.55 | 14223.76 | 190.84 | 7829.76 | 640.24 | 959.4 | 4428 | 4428 | 24.6 | 9827.7 | 304.67 | 14.62 | -59.52 | 9.86 | 20 | 18.54 | 0 | 0.2 | 0.2 | 1 | 0.2 | 0 | 2189.41 | 0 | 1367.66 | 0 | 3024.34 | 0 | 1248.35 | 0 | 162.66 | 0 | 76.3 | 0 | 147.74 | 0 | 69.65 | 183.89
85 | 8.8 | 1411.34 | 660 | 131.35 | 2202.69 | 740.21 | 177.65 | 11280.86 | 3120.55 | 14223.76 | 190.84 | 4509.61 | 372.53 | 959.4 | 4428 | 4428 | 24.6 | 9827.7 | 303.9 | 13.85 | -59.47 | 9.9 | 20 | 21.19 | 0 | 0.2 | 0.2 | 1 | 0.2 | 0 | 1276.21 | 0 | 756.96 | 0 | 1748.79 | 0 | 727.66 | 0 | 94.82 | 0 | 42.23 | 0 | 85.43 | 0 | 40.6 | 109.46
86 | 9 | 1411.34 | 660 | 131.35 | 2202.69 | 740.21 | 177.65 | 11280.86 | 3120.55 | 14223.76 | 190.84 | 3035.85 | 251.56 | 959.4 | 4428 | 4428 | 24.6 | 9827.7 | 303.62 | 13.57 | -59.38 | 9.99 | 20 | 22.17 | 0 | 0.2 | 0.2 | 1 | 0.2 | 0 | 861.54 | 0 | 502.97 | 0 | 1180.12 | 0 | 491.23 | 0 | 64.01 | 0 | 28.06 | 0 | 57.65 | 0 | 27.41 | 74.43
87 | 8.8 | 1411.34 | 660 | 131.35 | 2202.69 | 740.21 | 177.65 | 11280.86 | 3120.55 | 14223.76 | 190.84 | 1412.58 | 117.47 | 959.4 | 4428 | 4428 | 24.6 | 9827.7 | 302.93 | 12.88 | -59.7 | 9.67 | 20 | 24.55 | 0 | 0.2 | 0.2 | 1 | 0.2 | 0 | 402.17 | 0 | 232.1 | 0 | 549.01 | 0 | 229.31 | 0 | 29.88 | 0 | 12.95 | 0 | 26.82 | 0 | 12.79 | 35.03
88 | 8.8 | 1411.34 | 660 | 131.35 | 2202.69 | 740.21 | 177.65 | 11280.86 | 3120.55 | 14223.76 | 190.84 | 1070.19 | 88.6 | 959.4 | 4428 | 4428 | 24.6 | 9827.7 | 302.82 | 12.77 | -59.73 | 9.64 | 20 | 24.92 | 0 | 0.2 | 0.2 | 1 | 0.2 | 0 | 300.74 | 0 | 173.85 | 0 | 424.13 | 0 | 171.48 | 0 | 22.34 | 0 | 9.7 | 0 | 20.72 | 0 | 9.57 | 26.27
89 | 8.8 | 1411.34 | 660 | 131.35 | 2202.69 | 740.21 | 177.65 | 11280.86 | 3120.55 | 14223.76 | 190.84 | 0 | 0 | 959.4 | 4428 | 4428 | 24.6 | 9827.7 | 302.49 | 12.44 | -59.81 | 9.56 | 20 | 26.08 | 0 | 0.2 | 0.2 | 1 | 0.2 | 0 | 0 | 0 | 0 | 0 | 0 | 0 | 0 | 0 | 0 | 0 | 0 | 0 | 0 | 0 | 0 | 0
90 | 8.6 | 1411.34 | 660 | 131.35 | 2202.69 | 740.21 | 444.13 | 11547.34 | 3387.03 | 14490.24 | 190.84 | 0 | 0 | 2398.5 | 11070 | 11070 | 61.5 | 24569.25 | 286.91 | 15.94 | -57.76 | 10.36 | 20 | 15 | 0 | 0.5 | 0.5 | 1 | 0.5 | 0 | 0 | 0 | 0 | 0 | 0 | 0 | 0 | 0 | 0 | 0 | 0 | 0 | 0 | 0 | 0 | 0
91 | 8.1 | 1411.34 | 660 | 131.35 | 2202.69 | 740.21 | 444.13 | 11547.34 | 3387.03 | 14490.24 | 190.84 | 0 | 0 | 2398.5 | 11070 | 11070 | 61.5 | 24569.25 | 286.45 | 15.48 | -58.25 | 9.86 | 20 | 16.69 | 0 | 0.5 | 0.5 | 1 | 0.5 | 0 | 0 | 0 | 0 | 0 | 0 | 0 | 0 | 0 | 0 | 0 | 0 | 0 | 0 | 0 | 0 | 0
92 | 7.9 | 1411.34 | 660 | 131.35 | 2202.69 | 740.21 | 444.13 | 11547.34 | 3387.03 | 14490.24 | 190.84 | 0 | 0 | 2398.5 | 11070 | 11070 | 61.5 | 24569.25 | 286.27 | 15.29 | -58.45 | 9.67 | 20 | 17.37 | 0 | 0.5 | 0.5 | 1 | 0.5 | 0 | 0 | 0 | 0 | 0 | 0 | 0 | 0 | 0 | 0 | 0 | 0 | 0 | 0 | 0 | 0 | 0
93 | 8 | 1411.34 | 660 | 131.35 | 2202.69 | 740.21 | 444.13 | 11547.34 | 3387.03 | 14490.24 | 190.84 | 0 | 0 | 2398.5 | 11070 | 11070 | 61.5 | 24569.25 | 286.36 | 15.39 | -58.35 | 9.76 | 20 | 17.03 | 0 | 0.5 | 0.5 | 1 | 0.5 | 0 | 0 | 0 | 0 | 0 | 0 | 0 | 0 | 0 | 0 | 0 | 0 | 0 | 0 | 0 | 0 | 0
94 | 8.2 | 1411.34 | 660 | 131.35 | 2202.69 | 740.21 | 444.13 | 11547.34 | 3387.03 | 14490.24 | 190.84 | 0 | 0 | 2398.5 | 11070 | 11070 | 61.5 | 24569.25 | 286.55 | 15.57 | -58.15 | 9.96 | 20 | 16.35 | 0 | 0.5 | 0.5 | 1 | 0.5 | 0 | 0 | 0 | 0 | 0 | 0 | 0 | 0 | 0 | 0 | 0 | 0 | 0 | 0 | 0 | 0 | 0
95 | 8.1 | 1411.34 | 660 | 131.35 | 2202.69 | 740.21 | 444.13 | 11547.34 | 3387.03 | 14490.24 | 190.84 | 0 | 0 | 2398.5 | 11070 | 11070 | 61.5 | 24569.25 | 286.45 | 15.48 | -58.25 | 9.86 | 20 | 16.69 | 0 | 0.5 | 0.5 | 1 | 0.5 | 0 | 0 | 0 | 0 | 0 | 0 | 0 | 0 | 0 | 0 | 0 | 0 | 0 | 0 | 0 | 0 | 0
96 | 7.8 | 1411.34 | 660 | 131.35 | 2202.69 | 740.21 | 444.13 | 11547.34 | 3387.03 | 14490.24 | 190.84 | 0 | 0 | 2398.5 | 11070 | 11070 | 61.5 | 24569.25 | 286.18 | 15.2 | -58.55 | 9.57 | 20 | 17.71 | 0 | 0.5 | 0.5 | 1 | 0.5 | 0 | 0 | 0 | 0 | 0 | 0 | 0 | 0 | 0 | 0 | 0 | 0 | 0 | 0 | 0 | 0 | 0
97 | 7.4 | 1411.34 | 660 | 131.35 | 2202.69 | 740.21 | 444.13 | 11547.34 | 3387.03 | 14490.24 | 190.84 | 0 | 0 | 2398.5 | 2214 | 2214 | 61.5 | 6857.25 | 281.01 | 10.04 | -60.15 | 7.97 | 20 | 36.77 | 0 | 0.5 | 0.1 | 0.5 | 0.5 | 0 | 0 | 0 | 0 | 0 | 0 | 0 | 0 | 0 | 0 | 0 | 0 | 0 | 0 | 0 | 0 | 0
98 | 7.5 | 1411.34 | 660 | 131.35 | 2202.69 | 740.21 | 444.13 | 11547.34 | 3387.03 | 14490.24 | 190.84 | 0 | 0 | 2398.5 | 2214 | 2214 | 61.5 | 6857.25 | 281.1 | 10.13 | -60.05 | 8.06 | 20 | 36.43 | 0 | 0.5 | 0.1 | 0.5 | 0.5 | 0 | 0 | 0 | 0 | 0 | 0 | 0 | 0 | 0 | 0 | 0 | 0 | 0 | 0 | 0 | 0 | 0
99 | 7.3 | 1411.34 | 660 | 131.35 | 2202.69 | 740.21 | 444.13 | 11547.34 | 3387.03 | 14490.24 | 190.84 | 0 | 0 | 2398.5 | 2214 | 2214 | 61.5 | 6857.25 | 280.92 | 9.94 | -60.25 | 7.87 | 20 | 37.11 | 0 | 0.5 | 0.1 | 0.5 | 0.5 | 0 | 0 | 0 | 0 | 0 | 0 | 0 | 0 | 0 | 0 | 0 | 0 | 0 | 0 | 0 | 0 | 0
100 | 6.4 | 1411.34 | 660 | 131.35 | 2202.69 | 740.21 | 444.13 | 11547.34 | 3387.03 | 14490.24 | 190.84 | 0 | 0 | 2398.5 | 2214 | 2214 | 61.5 | 6857.25 | 280.09 | 9.12 | -61.14 | 6.98 | 20 | 40.16 | 0 | 0.5 | 0.1 | 0.5 | 0.5 | 0 | 0 | 0 | 0 | 0 | 0 | 0 | 0 | 0 | 0 | 0 | 0 | 0 | 0 | 0 | 0 | 0
101 | 6.7 | 1411.34 | 660 | 131.35 | 2202.69 | 740.21 | 444.13 | 11547.34 | 3387.03 | 14490.24 | 190.84 | 0 | 0 | 2398.5 | 2214 | 2214 | 61.5 | 6857.25 | 280.37 | 9.39 | -60.84 | 7.27 | 20 | 39.14 | 0 | 0.5 | 0.1 | 0.5 | 0.5 | 0 | 0 | 0 | 0 | 0 | 0 | 0 | 0 | 0 | 0 | 0 | 0 | 0 | 0 | 0 | 0 | 0
102 | 6.8 | 1411.34 | 660 | 131.35 | 2202.69 | 740.21 | 444.13 | 11547.34 | 3387.03 | 14490.24 | 190.84 | 0 | 0 | 2398.5 | 2214 | 2214 | 61.5 | 6857.25 | 280.46 | 9.48 | -60.74 | 7.37 | 20 | 38.81 | 0 | 0.5 | 0.1 | 0.5 | 0.5 | 0 | 0 | 0 | 0 | 0 | 0 | 0 | 0 | 0 | 0 | 0 | 0 | 0 | 0 | 0 | 0 | 0
103 | 6.9 | 1411.34 | 660 | 131.35 | 2202.69 | 740.21 | 444.13 | 11547.34 | 3387.03 | 14490.24 | 190.84 | 0 | 0 | 2398.5 | 2214 | 2214 | 61.5 | 6857.25 | 280.55 | 9.58 | -60.64 | 7.47 | 20 | 38.47 | 0 | 0.5 | 0.1 | 0.5 | 0.5 | 0 | 0 | 0 | 0 | 0 | 0 | 0 | 0 | 0 | 0 | 0 | 0 | 0 | 0 | 0 | 0 | 0
104 | 7.2 | 1411.34 | 660 | 131.35 | 2202.69 | 740.21 | 177.65 | 11280.86 | 3120.55 | 14223.76 | 190.84 | 0 | 0 | 959.4 | 4428 | 4428 | 24.6 | 9827.7 | 301.04 | 10.99 | -61.39 | 7.99 | 20 | 31.07 | 0 | 0.2 | 0.2 | 1 | 0.2 | 0 | 0 | 0 | 0 | 0 | 0 | 0 | 0 | 0 | 0 | 0 | 0 | 0 | 0 | 0 | 0 | 0
105 | 7.2 | 1411.34 | 660 | 131.35 | 2202.69 | 740.21 | 177.65 | 11280.86 | 3120.55 | 14223.76 | 190.84 | 0 | 0 | 959.4 | 4428 | 4428 | 24.6 | 9827.7 | 301.04 | 10.99 | -61.39 | 7.99 | 20 | 31.07 | 0 | 0.2 | 0.2 | 1 | 0.2 | 0 | 0 | 0 | 0 | 0 | 0 | 0 | 0 | 0 | 0 | 0 | 0 | 0 | 0 | 0 | 0 | 0
106 | 7 | 1411.34 | 660 | 131.35 | 2202.69 | 740.21 | 177.65 | 11280.86 | 3120.55 | 14223.76 | 190.84 | 0 | 0 | 959.4 | 4428 | 4428 | 24.6 | 9827.7 | 300.86 | 10.81 | -61.59 | 7.79 | 20 | 31.69 | 0 | 0.2 | 0.2 | 1 | 0.2 | 0 | 0 | 0 | 0 | 0 | 0 | 0 | 0 | 0 | 0 | 0 | 0 | 0 | 0 | 0 | 0 | 0
107 | 7.1 | 1411.34 | 660 | 131.35 | 2202.69 | 740.21 | 177.65 | 11280.86 | 3120.55 | 14223.76 | 190.84 | 0 | 0 | 959.4 | 4428 | 4428 | 24.6 | 9827.7 | 300.95 | 10.9 | -61.49 | 7.89 | 20 | 31.38 | 0 | 0.2 | 0.2 | 1 | 0.2 | 0 | 0 | 0 | 0 | 0 | 0 | 0 | 0 | 0 | 0 | 0 | 0 | 0 | 0 | 0 | 0 | 0
108 | 7.4 | 1411.34 | 660 | 131.35 | 2202.69 | 740.21 | 177.65 | 11280.86 | 3120.55 | 14223.76 | 190.84 | 1050.35 | 87.64 | 959.4 | 4428 | 4428 | 24.6 | 9827.7 | 301.55 | 11.5 | -61.11 | 8.26 | 20 | 29.31 | 0 | 0.2 | 0.2 | 1 | 0.2 | 0 | 301.07 | 0 | 174.07 | 0 | 403.54 | 0 | 171.66 | 0 | 22.37 | 0 | 9.71 | 0 | 19.71 | 0 | 9.58 | 26.27
109 | 8.4 | 1411.34 | 660 | 131.35 | 2202.69 | 740.21 | 177.65 | 11280.86 | 3120.55 | 14223.76 | 190.84 | 1405.57 | 117.13 | 959.4 | 4428 | 4428 | 24.6 | 9827.7 | 302.57 | 12.52 | -60.1 | 9.27 | 20 | 25.8 | 0 | 0.2 | 0.2 | 1 | 0.2 | 0 | 402.41 | 0 | 232.41 | 0 | 541.3 | 0 | 229.45 | 0 | 29.9 | 0 | 12.97 | 0 | 26.44 | 0 | 12.8 | 35.03
110 | 9.4 | 1411.34 | 660 | 131.35 | 2202.69 | 740.21 | 177.65 | 11280.86 | 3120.55 | 14223.76 | 190.84 | 1407.28 | 117.22 | 959.4 | 4428 | 4428 | 24.6 | 9827.7 | 303.47 | 13.42 | -59.11 | 10.26 | 20 | 22.68 | 0 | 0.2 | 0.2 | 1 | 0.2 | 0 | 402.42 | 0 | 232.01 | 0 | 543.4 | 0 | 229.45 | 0 | 29.9 | 0 | 12.94 | 0 | 26.55 | 0 | 12.8 | 35.03
111 | 10.6 | 1411.34 | 660 | 131.35 | 2202.69 | 740.21 | 177.65 | 11280.86 | 3120.55 | 14223.76 | 190.84 | 3061.68 | 252.82 | 959.4 | 4428 | 4428 | 24.6 | 9827.7 | 305.08 | 15.03 | -57.8 | 11.57 | 20 | 17.15 | 0 | 0.2 | 0.2 | 1 | 0.2 | 0 | 861.6 | 0 | 503.61 | 0 | 1205.21 | 0 | 491.27 | 0 | 64.01 | 0 | 28.1 | 0 | 58.88 | 0 | 27.41 | 74.43
112 | 9.3 | 1411.34 | 660 | 131.35 | 2202.69 | 740.21 | 177.65 | 11280.86 | 3120.55 | 14223.76 | 190.84 | 1069.21 | 88.55 | 959.4 | 4428 | 4428 | 24.6 | 9827.7 | 303.27 | 13.22 | -59.24 | 10.14 | 20 | 23.36 | 0 | 0.2 | 0.2 | 1 | 0.2 | 0 | 300.75 | 0 | 173.77 | 0 | 423.22 | 0 | 171.48 | 0 | 22.34 | 0 | 9.69 | 0 | 20.68 | 0 | 9.57 | 26.27
113 | 8.2 | 1411.34 | 660 | 131.35 | 2202.69 | 740.21 | 177.65 | 11280.86 | 3120.55 | 14223.76 | 190.84 | 0 | 0 | 959.4 | 4428 | 4428 | 24.6 | 9827.7 | 301.94 | 11.89 | -60.4 | 8.97 | 20 | 27.95 | 0 | 0.2 | 0.2 | 1 | 0.2 | 0 | 0 | 0 | 0 | 0 | 0 | 0 | 0 | 0 | 0 | 0 | 0 | 0 | 0 | 0 | 0 | 0
114 | 8.1 | 1411.34 | 660 | 131.35 | 2202.69 | 740.21 | 444.13 | 11547.34 | 3387.03 | 14490.24 | 190.84 | 0 | 0 | 2398.5 | 11070 | 11070 | 61.5 | 24569.25 | 286.45 | 15.48 | -58.25 | 9.86 | 20 | 16.69 | 0 | 0.5 | 0.5 | 1 | 0.5 | 0 | 0 | 0 | 0 | 0 | 0 | 0 | 0 | 0 | 0 | 0 | 0 | 0 | 0 | 0 | 0 | 0
115 | 7.7 | 1411.34 | 660 | 131.35 | 2202.69 | 740.21 | 444.13 | 11547.34 | 3387.03 | 14490.24 | 190.84 | 0 | 0 | 2398.5 | 11070 | 11070 | 61.5 | 24569.25 | 286.09 | 15.11 | -58.65 | 9.47 | 20 | 18.05 | 0 | 0.5 | 0.5 | 1 | 0.5 | 0 | 0 | 0 | 0 | 0 | 0 | 0 | 0 | 0 | 0 | 0 | 0 | 0 | 0 | 0 | 0 | 0
116 | 7.4 | 1411.34 | 660 | 131.35 | 2202.69 | 740.21 | 444.13 | 11547.34 | 3387.03 | 14490.24 | 190.84 | 0 | 0 | 2398.5 | 11070 | 11070 | 61.5 | 24569.25 | 285.81 | 14.83 | -58.94 | 9.17 | 20 | 19.06 | 0 | 0.5 | 0.5 | 1 | 0.5 | 0 | 0 | 0 | 0 | 0 | 0 | 0 | 0 | 0 | 0 | 0 | 0 | 0 | 0 | 0 | 0 | 0
117 | 7.3 | 1411.34 | 660 | 131.35 | 2202.69 | 740.21 | 444.13 | 11547.34 | 3387.03 | 14490.24 | 190.84 | 0 | 0 | 2398.5 | 11070 | 11070 | 61.5 | 24569.25 | 285.72 | 14.74 | -59.04 | 9.07 | 20 | 19.4 | 0 | 0.5 | 0.5 | 1 | 0.5 | 0 | 0 | 0 | 0 | 0 | 0 | 0 | 0 | 0 | 0 | 0 | 0 | 0 | 0 | 0 | 0 | 0
118 | 7.4 | 1411.34 | 660 | 131.35 | 2202.69 | 740.21 | 444.13 | 11547.34 | 3387.03 | 14490.24 | 190.84 | 0 | 0 | 2398.5 | 11070 | 11070 | 61.5 | 24569.25 | 285.81 | 14.83 | -58.94 | 9.17 | 20 | 19.06 | 0 | 0.5 | 0.5 | 1 | 0.5 | 0 | 0 | 0 | 0 | 0 | 0 | 0 | 0 | 0 | 0 | 0 | 0 | 0 | 0 | 0 | 0 | 0
119 | 7.3 | 1411.34 | 660 | 131.35 | 2202.69 | 740.21 | 444.13 | 11547.34 | 3387.03 | 14490.24 | 190.84 | 0 | 0 | 2398.5 | 11070 | 11070 | 61.5 | 24569.25 | 285.72 | 14.74 | -59.04 | 9.07 | 20 | 19.4 | 0 | 0.5 | 0.5 | 1 | 0.5 | 0 | 0 | 0 | 0 | 0 | 0 | 0 | 0 | 0 | 0 | 0 | 0 | 0 | 0 | 0 | 0 | 0
120 | 7.1 | 1411.34 | 660 | 131.35 | 2202.69 | 740.21 | 444.13 | 11547.34 | 3387.03 | 14490.24 | 190.84 | 0 | 0 | 2398.5 | 11070 | 11070 | 61.5 | 24569.25 | 285.54 | 14.56 | -59.24 | 8.88 | 20 | 20.08 | 0 | 0.5 | 0.5 | 1 | 0.5 | 0 | 0 | 0 | 0 | 0 | 0 | 0 | 0 | 0 | 0 | 0 | 0 | 0 | 0 | 0 | 0 | 0
121 | 7.1 | 1411.34 | 660 | 131.35 | 2202.69 | 740.21 | 444.13 | 11547.34 | 3387.03 | 14490.24 | 190.84 | 0 | 0 | 2398.5 | 2214 | 2214 | 61.5 | 6857.25 | 280.74 | 9.76 | -60.45 | 7.67 | 20 | 37.79 | 0 | 0.5 | 0.1 | 0.5 | 0.5 | 0 | 0 | 0 | 0 | 0 | 0 | 0 | 0 | 0 | 0 | 0 | 0 | 0 | 0 | 0 | 0 | 0
122 | 7 | 1411.34 | 660 | 131.35 | 2202.69 | 740.21 | 444.13 | 11547.34 | 3387.03 | 14490.24 | 190.84 | 0 | 0 | 2398.5 | 2214 | 2214 | 61.5 | 6857.25 | 280.64 | 9.67 | -60.54 | 7.57 | 20 | 38.13 | 0 | 0.5 | 0.1 | 0.5 | 0.5 | 0 | 0 | 0 | 0 | 0 | 0 | 0 | 0 | 0 | 0 | 0 | 0 | 0 | 0 | 0 | 0 | 0
123 | 6.8 | 1411.34 | 660 | 131.35 | 2202.69 | 740.21 | 444.13 | 11547.34 | 3387.03 | 14490.24 | 190.84 | 0 | 0 | 2398.5 | 2214 | 2214 | 61.5 | 6857.25 | 280.46 | 9.48 | -60.74 | 7.37 | 20 | 38.81 | 0 | 0.5 | 0.1 | 0.5 | 0.5 | 0 | 0 | 0 | 0 | 0 | 0 | 0 | 0 | 0 | 0 | 0 | 0 | 0 | 0 | 0 | 0 | 0
124 | 6.9 | 1411.34 | 660 | 131.35 | 2202.69 | 740.21 | 444.13 | 11547.34 | 3387.03 | 14490.24 | 190.84 | 0 | 0 | 2398.5 | 2214 | 2214 | 61.5 | 6857.25 | 280.55 | 9.58 | -60.64 | 7.47 | 20 | 38.47 | 0 | 0.5 | 0.1 | 0.5 | 0.5 | 0 | 0 | 0 | 0 | 0 | 0 | 0 | 0 | 0 | 0 | 0 | 0 | 0 | 0 | 0 | 0 | 0
125 | 6.1 | 1411.34 | 660 | 131.35 | 2202.69 | 740.21 | 444.13 | 11547.34 | 3387.03 | 14490.24 | 190.84 | 0 | 0 | 2398.5 | 2214 | 2214 | 61.5 | 6857.25 | 279.82 | 8.84 | -61.43 | 6.68 | 20 | 41.18 | 0 | 0.5 | 0.1 | 0.5 | 0.5 | 0 | 0 | 0 | 0 | 0 | 0 | 0 | 0 | 0 | 0 | 0 | 0 | 0 | 0 | 0 | 0 | 0
126 | 6.1 | 1411.34 | 660 | 131.35 | 2202.69 | 740.21 | 444.13 | 11547.34 | 3387.03 | 14490.24 | 190.84 | 0 | 0 | 2398.5 | 2214 | 2214 | 61.5 | 6857.25 | 279.82 | 8.84 | -61.43 | 6.68 | 20 | 41.18 | 0 | 0.5 | 0.1 | 0.5 | 0.5 | 0 | 0 | 0 | 0 | 0 | 0 | 0 | 0 | 0 | 0 | 0 | 0 | 0 | 0 | 0 | 0 | 0
127 | 5.6 | 1411.34 | 660 | 131.35 | 2202.69 | 740.21 | 444.13 | 11547.34 | 3387.03 | 14490.24 | 190.84 | 0 | 0 | 2398.5 | 2214 | 2214 | 61.5 | 6857.25 | 279.36 | 8.38 | -61.93 | 6.19 | 20 | 42.87 | 0 | 0.5 | 0.1 | 0.5 | 0.5 | 0 | 0 | 0 | 0 | 0 | 0 | 0 | 0 | 0 | 0 | 0 | 0 | 0 | 0 | 0 | 0 | 0
128 | 4.7 | 1411.34 | 660 | 131.35 | 2202.69 | 740.21 | 444.13 | 11547.34 | 3387.03 | 14490.24 | 190.84 | 0 | 0 | 2398.5 | 11070 | 11070 | 61.5 | 24569.25 | 283.33 | 12.36 | -61.61 | 6.51 | 20 | 28.21 | 0 | 0.5 | 0.5 | 1 | 0.5 | 0 | 0 | 0 | 0 | 0 | 0 | 0 | 0 | 0 | 0 | 0 | 0 | 0 | 0 | 0 | 0 | 0
129 | 4.9 | 1411.34 | 660 | 131.35 | 2202.69 | 740.21 | 444.13 | 11547.34 | 3387.03 | 14490.24 | 190.84 | 0 | 0 | 2398.5 | 11070 | 11070 | 61.5 | 24569.25 | 283.52 | 12.54 | -61.41 | 6.7 | 20 | 27.53 | 0 | 0.5 | 0.5 | 1 | 0.5 | 0 | 0 | 0 | 0 | 0 | 0 | 0 | 0 | 0 | 0 | 0 | 0 | 0 | 0 | 0 | 0 | 0
130 | 5.7 | 1411.34 | 660 | 131.35 | 2202.69 | 740.21 | 444.13 | 11547.34 | 3387.03 | 14490.24 | 190.84 | 1513.07 | 123.46 | 2398.5 | 11070 | 11070 | 61.5 | 24569.25 | 284.69 | 13.72 | -60.51 | 7.61 | 20 | 23.18 | 0 | 0.5 | 0.5 | 1 | 0.5 | 0 | 426.97 | 0 | 287.94 | 0 | 559.08 | 0 | 239.08 | 0 | 31.72 | 0 | 16.06 | 0 | 27.31 | 0 | 13.34 | 35.03
131 | 6.1 | 1411.34 | 660 | 131.35 | 2202.69 | 740.21 | 444.13 | 11547.34 | 3387.03 | 14490.24 | 190.84 | 14991.03 | 1107.38 | 2398.5 | 11070 | 11070 | 61.5 | 24569.25 | 288.98 | 18 | -59.13 | 8.99 | 20 | 7.37 | 0 | 0.5 | 0.5 | 1 | 0.5 | 0 | 2766.41 | 0 | 5730.75 | 0 | 4916.52 | 0 | 1577.34 | 0 | 205.53 | 0 | 319.72 | 0 | 240.18 | 0 | 88 | 253.94
132 | 6.6 | 1411.34 | 660 | 131.35 | 2202.69 | 740.21 | 444.13 | 11547.34 | 3387.03 | 14490.24 | 190.84 | 6636.83 | 544.63 | 2398.5 | 11070 | 11070 | 61.5 | 24569.25 | 287.02 | 16.05 | -59.24 | 8.87 | 20 | 14.59 | 0 | 0.5 | 0.5 | 1 | 0.5 | 0 | 1864.53 | 0 | 1148.73 | 0 | 2560.45 | 0 | 1063.11 | 0 | 138.53 | 0 | 64.09 | 0 | 125.08 | 0 | 59.31 | 157.62
133 | 7 | 1411.34 | 660 | 131.35 | 2202.69 | 740.21 | 444.13 | 11547.34 | 3387.03 | 14490.24 | 190.84 | 9346.11 | 763.18 | 2398.5 | 11070 | 11070 | 61.5 | 24569.25 | 288.18 | 17.21 | -58.65 | 9.47 | 20 | 10.31 | 0 | 0.5 | 0.5 | 1 | 0.5 | 0 | 2605.1 | 0 | 1599.68 | 0 | 3655.97 | 0 | 1485.36 | 0 | 193.55 | 0 | 89.25 | 0 | 178.6 | 0 | 82.87 | 218.91
134 | 7.4 | 1411.34 | 660 | 131.35 | 2202.69 | 740.21 | 444.13 | 11547.34 | 3387.03 | 14490.24 | 190.84 | 36909.55 | 2576.83 | 2398.5 | 11070 | 11070 | 61.5 | 24569.25 | 296.51 | 25.53 | -56.25 | 11.86 | 23.9 | 0 | 0 | 0.5 | 0.5 | 1 | 0.5 | 0 | 5843.54 | 0 | 7874.97 | 0 | 19859.2 | 0 | 3331.84 | 0 | 434.15 | 0 | 439.35 | 0 | 970.16 | 0 | 185.89 | 547.28
135 | 7 | 1411.34 | 660 | 131.35 | 2202.69 | 740.21 | 444.13 | 11547.34 | 3387.03 | 14490.24 | 190.84 | 8250.17 | 1266.48 | 2398.5 | 11070 | 11070 | 61.5 | 24569.25 | 288.14 | 17.17 | -58.69 | 9.43 | 20 | 10.46 | 0 | 0.5 | 0.5 | 1 | 0.5 | 0 | 1919.95 | 0 | 1379.29 | 0 | 3856.22 | 0 | 1094.71 | 0 | 285.29 | 0 | 153.9 | 0 | 376.77 | 0 | 122.15 | 328.37
136 | 6.7 | 1411.34 | 660 | 131.35 | 2202.69 | 740.21 | 444.13 | 11547.34 | 3387.03 | 14490.24 | 190.84 | 62101.59 | 3559.4 | 2398.5 | 11070 | 11070 | 61.5 | 24569.25 | 302.96 | 31.98 | -55.16 | 12.95 | 23.9 | 0 | 0 | 0.5 | 0.5 | 1 | 0.5 | 0 | 3495.76 | 0 | 6674.49 | 0 | 49938.15 | 0 | 1993.19 | 0 | 259.72 | 0 | 372.38 | 0 | 2439.57 | 0 | 111.2 | 376.53
137 | 6 | 1411.34 | 660 | 131.35 | 2202.69 | 740.21 | 444.13 | 11547.34 | 3387.03 | 14490.24 | 190.84 | 2742.08 | 363.6 | 2398.5 | 11070 | 11070 | 61.5 | 24569.25 | 285.49 | 14.51 | -60.11 | 8 | 20 | 20.26 | 0 | 0.5 | 0.5 | 1 | 0.5 | 0 | 184.64 | 0 | 118.57 | 0 | 2333.58 | 0 | 105.28 | 0 | 27.44 | 0 | 13.23 | 0 | 228 | 0 | 11.75 | 83.19
138 | 5.5 | 1411.34 | 660 | 131.35 | 2202.69 | 740.21 | 444.13 | 11547.34 | 3387.03 | 14490.24 | 190.84 | 0 | 0 | 2398.5 | 11070 | 11070 | 61.5 | 24569.25 | 284.07 | 13.09 | -60.82 | 7.3 | 20 | 25.5 | 0 | 0.5 | 0.5 | 1 | 0.5 | 0 | 0 | 0 | 0 | 0 | 0 | 0 | 0 | 0 | 0 | 0 | 0 | 0 | 0 | 0 | 0 | 0
139 | 4.7 | 1411.34 | 660 | 131.35 | 2202.69 | 740.21 | 444.13 | 11547.34 | 3387.03 | 14490.24 | 190.84 | 0 | 0 | 2398.5 | 11070 | 11070 | 61.5 | 24569.25 | 283.33 | 12.36 | -61.61 | 6.51 | 20 | 28.21 | 0 | 0.5 | 0.5 | 1 | 0.5 | 0 | 0 | 0 | 0 | 0 | 0 | 0 | 0 | 0 | 0 | 0 | 0 | 0 | 0 | 0 | 0 | 0
140 | 4.4 | 1411.34 | 660 | 131.35 | 2202.69 | 740.21 | 444.13 | 11547.34 | 3387.03 | 14490.24 | 190.84 | 0 | 0 | 2398.5 | 11070 | 11070 | 61.5 | 24569.25 | 283.06 | 12.08 | -61.9 | 6.21 | 20 | 29.22 | 0 | 0.5 | 0.5 | 1 | 0.5 | 0 | 0 | 0 | 0 | 0 | 0 | 0 | 0 | 0 | 0 | 0 | 0 | 0 | 0 | 0 | 0 | 0
141 | 4.5 | 1411.34 | 660 | 131.35 | 2202.69 | 740.21 | 444.13 | 11547.34 | 3387.03 | 14490.24 | 190.84 | 0 | 0 | 2398.5 | 11070 | 11070 | 61.5 | 24569.25 | 283.15 | 12.17 | -61.8 | 6.31 | 20 | 28.88 | 0 | 0.5 | 0.5 | 1 | 0.5 | 0 | 0 | 0 | 0 | 0 | 0 | 0 | 0 | 0 | 0 | 0 | 0 | 0 | 0 | 0 | 0 | 0
142 | 5.2 | 1411.34 | 660 | 131.35 | 2202.69 | 740.21 | 444.13 | 11547.34 | 3387.03 | 14490.24 | 190.84 | 0 | 0 | 2398.5 | 11070 | 11070 | 61.5 | 24569.25 | 283.79 | 12.82 | -61.11 | 7 | 20 | 26.51 | 0 | 0.5 | 0.5 | 1 | 0.5 | 0 | 0 | 0 | 0 | 0 | 0 | 0 | 0 | 0 | 0 | 0 | 0 | 0 | 0 | 0 | 0 | 0
143 | 5.2 | 1411.34 | 660 | 131.35 | 2202.69 | 740.21 | 444.13 | 11547.34 | 3387.03 | 14490.24 | 190.84 | 0 | 0 | 2398.5 | 11070 | 11070 | 61.5 | 24569.25 | 283.79 | 12.82 | -61.11 | 7 | 20 | 26.51 | 0 | 0.5 | 0.5 | 1 | 0.5 | 0 | 0 | 0 | 0 | 0 | 0 | 0 | 0 | 0 | 0 | 0 | 0 | 0 | 0 | 0 | 0 | 0
144 | 5.8 | 1411.34 | 660 | 131.35 | 2202.69 | 740.21 | 444.13 | 11547.34 | 3387.03 | 14490.24 | 190.84 | 0 | 0 | 2398.5 | 11070 | 11070 | 61.5 | 24569.25 | 284.34 | 13.37 | -60.52 | 7.59 | 20 | 24.48 | 0 | 0.5 | 0.5 | 1 | 0.5 | 0 | 0 | 0 | 0 | 0 | 0 | 0 | 0 | 0 | 0 | 0 | 0 | 0 | 0 | 0 | 0 | 0
145 | 5.9 | 1411.34 | 660 | 131.35 | 2202.69 | 740.21 | 444.13 | 11547.34 | 3387.03 | 14490.24 | 190.84 | 0 | 0 | 2398.5 | 2214 | 2214 | 61.5 | 6857.25 | 279.63 | 8.66 | -61.63 | 6.49 | 20 | 41.85 | 0 | 0.5 | 0.1 | 0.5 | 0.5 | 0 | 0 | 0 | 0 | 0 | 0 | 0 | 0 | 0 | 0 | 0 | 0 | 0 | 0 | 0 | 0 | 0
146 | 4.7 | 1411.34 | 660 | 131.35 | 2202.69 | 740.21 | 444.13 | 11547.34 | 3387.03 | 14490.24 | 190.84 | 0 | 0 | 2398.5 | 2214 | 2214 | 61.5 | 6857.25 | 278.53 | 7.56 | -62.81 | 5.3 | 20 | 45.92 | 0 | 0.5 | 0.1 | 0.5 | 0.5 | 0 | 0 | 0 | 0 | 0 | 0 | 0 | 0 | 0 | 0 | 0 | 0 | 0 | 0 | 0 | 0 | 0
147 | 4.2 | 1411.34 | 660 | 131.35 | 2202.69 | 740.21 | 444.13 | 11547.34 | 3387.03 | 14490.24 | 190.84 | 0 | 0 | 2398.5 | 2214 | 2214 | 61.5 | 6857.25 | 278.07 | 7.1 | -63.31 | 4.81 | 20 | 47.61 | 0 | 0.5 | 0.1 | 0.5 | 0.5 | 0 | 0 | 0 | 0 | 0 | 0 | 0 | 0 | 0 | 0 | 0 | 0 | 0 | 0 | 0 | 0 | 0
148 | 4 | 1411.34 | 660 | 131.35 | 2202.69 | 740.21 | 444.13 | 11547.34 | 3387.03 | 14490.24 | 190.84 | 0 | 0 | 2398.5 | 2214 | 2214 | 61.5 | 6857.25 | 277.89 | 6.91 | -63.5 | 4.61 | 20 | 48.29 | 0 | 0.5 | 0.1 | 0.5 | 0.5 | 0 | 0 | 0 | 0 | 0 | 0 | 0 | 0 | 0 | 0 | 0 | 0 | 0 | 0 | 0 | 0 | 0
149 | 4.8 | 1411.34 | 660 | 131.35 | 2202.69 | 740.21 | 444.13 | 11547.34 | 3387.03 | 14490.24 | 190.84 | 0 | 0 | 2398.5 | 2214 | 2214 | 61.5 | 6857.25 | 278.63 | 7.65 | -62.72 | 5.4 | 20 | 45.58 | 0 | 0.5 | 0.1 | 0.5 | 0.5 | 0 | 0 | 0 | 0 | 0 | 0 | 0 | 0 | 0 | 0 | 0 | 0 | 0 | 0 | 0 | 0 | 0
150 | 5 | 1411.34 | 660 | 131.35 | 2202.69 | 740.21 | 444.13 | 11547.34 | 3387.03 | 14490.24 | 190.84 | 0 | 0 | 2398.5 | 2214 | 2214 | 61.5 | 6857.25 | 278.81 | 7.83 | -62.52 | 5.6 | 20 | 44.9 | 0 | 0.5 | 0.1 | 0.5 | 0.5 | 0 | 0 | 0 | 0 | 0 | 0 | 0 | 0 | 0 | 0 | 0 | 0 | 0 | 0 | 0 | 0 | 0
151 | 5 | 1411.34 | 660 | 131.35 | 2202.69 | 740.21 | 444.13 | 11547.34 | 3387.03 | 14490.24 | 190.84 | 0 | 0 | 2398.5 | 2214 | 2214 | 61.5 | 6857.25 | 278.81 | 7.83 | -62.52 | 5.6 | 20 | 44.9 | 0 | 0.5 | 0.1 | 0.5 | 0.5 | 0 | 0 | 0 | 0 | 0 | 0 | 0 | 0 | 0 | 0 | 0 | 0 | 0 | 0 | 0 | 0 | 0
152 | 4.6 | 1411.34 | 660 | 131.35 | 2202.69 | 740.21 | 444.13 | 11547.34 | 3387.03 | 14490.24 | 190.84 | 0 | 0 | 2398.5 | 11070 | 11070 | 61.5 | 24569.25 | 283.24 | 12.26 | -61.71 | 6.41 | 20 | 28.55 | 0 | 0.5 | 0.5 | 1 | 0.5 | 0 | 0 | 0 | 0 | 0 | 0 | 0 | 0 | 0 | 0 | 0 | 0 | 0 | 0 | 0 | 0 | 0
153 | 4.6 | 1411.34 | 660 | 131.35 | 2202.69 | 740.21 | 444.13 | 11547.34 | 3387.03 | 14490.24 | 190.84 | 0 | 0 | 2398.5 | 11070 | 11070 | 61.5 | 24569.25 | 283.24 | 12.26 | -61.71 | 6.41 | 20 | 28.55 | 0 | 0.5 | 0.5 | 1 | 0.5 | 0 | 0 | 0 | 0 | 0 | 0 | 0 | 0 | 0 | 0 | 0 | 0 | 0 | 0 | 0 | 0 | 0
154 | 4.9 | 1411.34 | 660 | 131.35 | 2202.69 | 740.21 | 444.13 | 11547.34 | 3387.03 | 14490.24 | 190.84 | 1107.45 | 91 | 2398.5 | 11070 | 11070 | 61.5 | 24569.25 | 283.84 | 12.87 | -61.33 | 6.79 | 20 | 26.33 | 0 | 0.5 | 0.5 | 1 | 0.5 | 0 | 314.19 | 0 | 203.41 | 0 | 413.17 | 0 | 176.68 | 0 | 23.34 | 0 | 11.35 | 0 | 20.18 | 0 | 9.86 | 26.27
155 | 5.2 | 1411.34 | 660 | 131.35 | 2202.69 | 740.21 | 444.13 | 11547.34 | 3387.03 | 14490.24 | 190.84 | 6218.52 | 507.19 | 2398.5 | 11070 | 11070 | 61.5 | 24569.25 | 285.61 | 14.64 | -60.66 | 7.46 | 20 | 19.79 | 0 | 0.5 | 0.5 | 1 | 0.5 | 0 | 1736 | 0 | 1135.74 | 0 | 2356.96 | 0 | 989.82 | 0 | 128.98 | 0 | 63.36 | 0 | 115.14 | 0 | 55.22 | 144.48
156 | 5.8 | 1411.34 | 660 | 131.35 | 2202.69 | 740.21 | 444.13 | 11547.34 | 3387.03 | 14490.24 | 190.84 | 15234.37 | 1190.93 | 2398.5 | 11070 | 11070 | 61.5 | 24569.25 | 288.79 | 17.82 | -59.4 | 8.71 | 20 | 8.06 | 0 | 0.5 | 0.5 | 1 | 0.5 | 0 | 3659.55 | 0 | 3440.48 | 0 | 6047.75 | 0 | 2086.59 | 0 | 271.89 | 0 | 191.95 | 0 | 295.44 | 0 | 116.41 | 315.23
157 | 6.2 | 1411.34 | 660 | 131.35 | 2202.69 | 740.21 | 444.13 | 11547.34 | 3387.03 | 14490.24 | 190.84 | 6016.87 | 495.31 | 2398.5 | 11070 | 11070 | 61.5 | 24569.25 | 286.47 | 15.5 | -59.68 | 8.43 | 20 | 16.61 | 0 | 0.5 | 0.5 | 1 | 0.5 | 0 | 1695.51 | 0 | 1015.86 | 0 | 2338.76 | 0 | 966.74 | 0 | 125.97 | 0 | 56.68 | 0 | 114.25 | 0 | 53.94 | 144.48
158 | 6.5 | 1411.34 | 660 | 131.35 | 2202.69 | 740.21 | 444.13 | 11547.34 | 3387.03 | 14490.24 | 190.84 | 5654.2 | 465.19 | 2398.5 | 11070 | 11070 | 61.5 | 24569.25 | 286.64 | 15.67 | -59.41 | 8.7 | 20 | 15.99 | 0 | 0.5 | 0.5 | 1 | 0.5 | 0 | 1588.55 | 0 | 943.06 | 0 | 2216.83 | 0 | 905.75 | 0 | 118.02 | 0 | 52.61 | 0 | 108.3 | 0 | 50.53 | 135.72
159 | 6.7 | 1411.34 | 660 | 131.35 | 2202.69 | 740.21 | 444.13 | 11547.34 | 3387.03 | 14490.24 | 190.84 | 4573.51 | 375.61 | 2398.5 | 11070 | 11070 | 61.5 | 24569.25 | 286.51 | 15.53 | -59.3 | 8.82 | 20 | 16.48 | 0 | 0.5 | 0.5 | 1 | 0.5 | 0 | 1275.8 | 0 | 753.02 | 0 | 1817.26 | 0 | 727.43 | 0 | 94.79 | 0 | 42.01 | 0 | 88.78 | 0 | 40.58 | 109.46
160 | 6.7 | 1411.34 | 660 | 131.35 | 2202.69 | 740.21 | 444.13 | 11547.34 | 3387.03 | 14490.24 | 190.84 | 5487.02 | 438.94 | 2398.5 | 11070 | 11070 | 61.5 | 24569.25 | 286.77 | 15.8 | -59.23 | 8.89 | 20 | 15.51 | 0 | 0.5 | 0.5 | 1 | 0.5 | 0 | 1438.21 | 0 | 866.22 | 0 | 2362.55 | 0 | 820.03 | 0 | 106.85 | 0 | 48.33 | 0 | 115.41 | 0 | 45.75 | 122.59
161 | 6.5 | 1411.34 | 660 | 131.35 | 2202.69 | 740.21 | 444.13 | 11547.34 | 3387.03 | 14490.24 | 190.84 | 7754.18 | 427.87 | 2398.5 | 11070 | 11070 | 61.5 | 24569.25 | 287.2 | 16.23 | -59.27 | 8.84 | 20 | 13.93 | 0 | 0.5 | 0.5 | 1 | 0.5 | 0 | 412.28 | 0 | 276.61 | 0 | 6830.21 | 0 | 235.07 | 0 | 30.63 | 0 | 15.43 | 0 | 333.67 | 0 | 13.11 | 35.03
162 | 5.6 | 1411.34 | 660 | 131.35 | 2202.69 | 740.21 | 444.13 | 11547.34 | 3387.03 | 14490.24 | 190.84 | 0 | 0 | 2398.5 | 11070 | 11070 | 61.5 | 24569.25 | 284.16 | 13.18 | -60.72 | 7.4 | 20 | 25.16 | 0 | 0.5 | 0.5 | 1 | 0.5 | 0 | 0 | 0 | 0 | 0 | 0 | 0 | 0 | 0 | 0 | 0 | 0 | 0 | 0 | 0 | 0 | 0
163 | 5.3 | 1411.34 | 660 | 131.35 | 2202.69 | 740.21 | 444.13 | 11547.34 | 3387.03 | 14490.24 | 190.84 | 0 | 0 | 2398.5 | 11070 | 11070 | 61.5 | 24569.25 | 283.88 | 12.91 | -61.02 | 7.1 | 20 | 26.17 | 0 | 0.5 | 0.5 | 1 | 0.5 | 0 | 0 | 0 | 0 | 0 | 0 | 0 | 0 | 0 | 0 | 0 | 0 | 0 | 0 | 0 | 0 | 0
164 | 5.8 | 1411.34 | 660 | 131.35 | 2202.69 | 740.21 | 444.13 | 11547.34 | 3387.03 | 14490.24 | 190.84 | 0 | 0 | 2398.5 | 11070 | 11070 | 61.5 | 24569.25 | 284.34 | 13.37 | -60.52 | 7.59 | 20 | 24.48 | 0 | 0.5 | 0.5 | 1 | 0.5 | 0 | 0 | 0 | 0 | 0 | 0 | 0 | 0 | 0 | 0 | 0 | 0 | 0 | 0 | 0 | 0 | 0
165 | 5.8 | 1411.34 | 660 | 131.35 | 2202.69 | 740.21 | 444.13 | 11547.34 | 3387.03 | 14490.24 | 190.84 | 0 | 0 | 2398.5 | 11070 | 11070 | 61.5 | 24569.25 | 284.34 | 13.37 | -60.52 | 7.59 | 20 | 24.48 | 0 | 0.5 | 0.5 | 1 | 0.5 | 0 | 0 | 0 | 0 | 0 | 0 | 0 | 0 | 0 | 0 | 0 | 0 | 0 | 0 | 0 | 0 | 0
166 | 5.2 | 1411.34 | 660 | 131.35 | 2202.69 | 740.21 | 444.13 | 11547.34 | 3387.03 | 14490.24 | 190.84 | 0 | 0 | 2398.5 | 11070 | 11070 | 61.5 | 24569.25 | 283.79 | 12.82 | -61.11 | 7 | 20 | 26.51 | 0 | 0.5 | 0.5 | 1 | 0.5 | 0 | 0 | 0 | 0 | 0 | 0 | 0 | 0 | 0 | 0 | 0 | 0 | 0 | 0 | 0 | 0 | 0
167 | 4.8 | 1411.34 | 660 | 131.35 | 2202.69 | 740.21 | 444.13 | 11547.34 | 3387.03 | 14490.24 | 190.84 | 0 | 0 | 2398.5 | 11070 | 11070 | 61.5 | 24569.25 | 283.42 | 12.45 | -61.51 | 6.61 | 20 | 27.87 | 0 | 0.5 | 0.5 | 1 | 0.5 | 0 | 0 | 0 | 0 | 0 | 0 | 0 | 0 | 0 | 0 | 0 | 0 | 0 | 0 | 0 | 0 | 0
168 | 4 | 1411.34 | 660 | 131.35 | 2202.69 | 740.21 | 444.13 | 11547.34 | 3387.03 | 14490.24 | 190.84 | 0 | 0 | 2398.5 | 11070 | 11070 | 61.5 | 24569.25 | 282.69 | 11.71 | -62.3 | 5.82 | 20 | 30.58 | 0 | 0.5 | 0.5 | 1 | 0.5 | 0 | 0 | 0 | 0 | 0 | 0 | 0 | 0 | 0 | 0 | 0 | 0 | 0 | 0 | 0 | 0 | 0
169 | 3.7 | 1411.34 | 660 | 131.35 | 2202.69 | 740.21 | 444.13 | 11547.34 | 3387.03 | 14490.24 | 190.84 | 0 | 0 | 2398.5 | 2214 | 2214 | 61.5 | 6857.25 | 277.62 | 6.64 | -63.8 | 4.31 | 20 | 49.31 | 0 | 0.5 | 0.1 | 0.5 | 0.5 | 0 | 0 | 0 | 0 | 0 | 0 | 0 | 0 | 0 | 0 | 0 | 0 | 0 | 0 | 0 | 0 | 0
170 | 2.8 | 1411.34 | 660 | 131.35 | 2202.69 | 740.21 | 444.13 | 11547.34 | 3387.03 | 14490.24 | 190.84 | 0 | 0 | 2398.5 | 2214 | 2214 | 61.5 | 6857.25 | 276.79 | 5.81 | -64.69 | 3.43 | 20 | 52.35 | 0 | 0.5 | 0.1 | 0.5 | 0.5 | 0 | 0 | 0 | 0 | 0 | 0 | 0 | 0 | 0 | 0 | 0 | 0 | 0 | 0 | 0 | 0 | 0
171 | 2.1 | 1411.34 | 660 | 131.35 | 2202.69 | 740.21 | 444.13 | 11547.34 | 3387.03 | 14490.24 | 190.84 | 0 | 0 | 2398.5 | 2214 | 2214 | 61.5 | 6857.25 | 276.15 | 5.17 | -65.38 | 2.73 | 20 | 54.72 | 0 | 0.5 | 0.1 | 0.5 | 0.5 | 0 | 0 | 0 | 0 | 0 | 0 | 0 | 0 | 0 | 0 | 0 | 0 | 0 | 0 | 0 | 0 | 0
172 | 2 | 1411.34 | 660 | 131.35 | 2202.69 | 740.21 | 444.13 | 11547.34 | 3387.03 | 14490.24 | 190.84 | 0 | 0 | 2398.5 | 2214 | 2214 | 61.5 | 6857.25 | 276.06 | 5.08 | -65.48 | 2.64 | 20 | 55.06 | 0 | 0.5 | 0.1 | 0.5 | 0.5 | 0 | 0 | 0 | 0 | 0 | 0 | 0 | 0 | 0 | 0 | 0 | 0 | 0 | 0 | 0 | 0 | 0
173 | 1.7 | 1411.34 | 660 | 131.35 | 2202.69 | 740.21 | 444.13 | 11547.34 | 3387.03 | 14490.24 | 190.84 | 0 | 0 | 2398.5 | 2214 | 2214 | 61.5 | 6857.25 | 275.78 | 4.8 | -65.77 | 2.34 | 20 | 56.08 | 0 | 0.5 | 0.1 | 0.5 | 0.5 | 0 | 0 | 0 | 0 | 0 | 0 | 0 | 0 | 0 | 0 | 0 | 0 | 0 | 0 | 0 | 0 | 0
174 | 1.7 | 1411.34 | 660 | 131.35 | 2202.69 | 740.21 | 444.13 | 11547.34 | 3387.03 | 14490.24 | 190.84 | 0 | 0 | 2398.5 | 2214 | 2214 | 61.5 | 6857.25 | 275.78 | 4.8 | -65.77 | 2.34 | 20 | 56.08 | 0 | 0.5 | 0.1 | 0.5 | 0.5 | 0 | 0 | 0 | 0 | 0 | 0 | 0 | 0 | 0 | 0 | 0 | 0 | 0 | 0 | 0 | 0 | 0
175 | 1.6 | 1411.34 | 660 | 131.35 | 2202.69 | 740.21 | 444.13 | 11547.34 | 3387.03 | 14490.24 | 190.84 | 0 | 0 | 2398.5 | 2214 | 2214 | 61.5 | 6857.25 | 275.69 | 4.71 | -65.87 | 2.24 | 20 | 56.42 | 0 | 0.5 | 0.1 | 0.5 | 0.5 | 0 | 0 | 0 | 0 | 0 | 0 | 0 | 0 | 0 | 0 | 0 | 0 | 0 | 0 | 0 | 0 | 0
176 | 1.4 | 1411.34 | 660 | 131.35 | 2202.69 | 740.21 | 177.65 | 11280.86 | 3120.55 | 14223.76 | 190.84 | 0 | 0 | 959.4 | 4428 | 4428 | 24.6 | 9827.7 | 295.79 | 5.74 | -67.11 | 2.26 | 20 | 49.17 | 0 | 0.2 | 0.2 | 1 | 0.2 | 0 | 0 | 0 | 0 | 0 | 0 | 0 | 0 | 0 | 0 | 0 | 0 | 0 | 0 | 0 | 0 | 0
177 | 2 | 1411.34 | 660 | 131.35 | 2202.69 | 740.21 | 177.65 | 11280.86 | 3120.55 | 14223.76 | 190.84 | 0 | 0 | 959.4 | 4428 | 4428 | 24.6 | 9827.7 | 296.33 | 6.28 | -66.52 | 2.85 | 20 | 47.3 | 0 | 0.2 | 0.2 | 1 | 0.2 | 0 | 0 | 0 | 0 | 0 | 0 | 0 | 0 | 0 | 0 | 0 | 0 | 0 | 0 | 0 | 0 | 0
178 | 2.9 | 1411.34 | 660 | 131.35 | 2202.69 | 740.21 | 177.65 | 11280.86 | 3120.55 | 14223.76 | 190.84 | 13974.52 | 961.08 | 959.4 | 4428 | 4428 | 24.6 | 9827.7 | 301.48 | 11.43 | -64.6 | 4.78 | 20 | 29.55 | 0 | 0.2 | 0.2 | 1 | 0.2 | 0 | 2679.56 | 0 | 8693.9 | 0 | 1821.94 | 0 | 779.12 | 0 | 199.08 | 0 | 485.04 | 0 | 89.01 | 0 | 43.47 | 144.48
179 | 4.5 | 1411.34 | 660 | 131.35 | 2202.69 | 740.21 | 177.65 | 11280.86 | 3120.55 | 14223.76 | 190.84 | 43236.04 | 2946.92 | 959.4 | 4428 | 4428 | 24.6 | 9827.7 | 311.99 | 21.94 | -60.85 | 8.52 | 21.94 | 0 | 0 | 0.2 | 0.2 | 1 | 0.2 | 0 | 4591.07 | 0 | 23870.32 | 0 | 12156.93 | 0 | 2617.71 | 0 | 341.1 | 0 | 1331.75 | 0 | 593.89 | 0 | 146.05 | 534.14
180 | 4.3 | 1411.34 | 660 | 131.35 | 2202.69 | 740.21 | 177.65 | 11280.86 | 3120.55 | 14223.76 | 190.84 | 7809.18 | 639.13 | 959.4 | 4428 | 4428 | 24.6 | 9827.7 | 300.94 | 10.89 | -63.66 | 5.71 | 20 | 31.41 | 0 | 0.2 | 0.2 | 1 | 0.2 | 0 | 2187.48 | 0 | 1360.65 | 0 | 3013.81 | 0 | 1247.25 | 0 | 162.52 | 0 | 75.91 | 0 | 147.23 | 0 | 69.59 | 183.89
181 | 4.8 | 1411.34 | 660 | 131.35 | 2202.69 | 740.21 | 177.65 | 11280.86 | 3120.55 | 14223.76 | 190.84 | 4503.76 | 372.22 | 959.4 | 4428 | 4428 | 24.6 | 9827.7 | 300.28 | 10.23 | -63.42 | 5.96 | 20 | 33.68 | 0 | 0.2 | 0.2 | 1 | 0.2 | 0 | 1275.88 | 0 | 755.26 | 0 | 1745.14 | 0 | 727.47 | 0 | 94.79 | 0 | 42.14 | 0 | 85.25 | 0 | 40.59 | 109.46
182 | 5.4 | 1411.34 | 660 | 131.35 | 2202.69 | 740.21 | 177.65 | 11280.86 | 3120.55 | 14223.76 | 190.84 | 8178.87 | 668.67 | 959.4 | 4428 | 4428 | 24.6 | 9827.7 | 301.97 | 11.93 | -62.55 | 6.82 | 20 | 27.84 | 0 | 0.2 | 0.2 | 1 | 0.2 | 0 | 2277.11 | 0 | 1372.26 | 0 | 3231.15 | 0 | 1298.35 | 0 | 169.18 | 0 | 76.56 | 0 | 157.85 | 0 | 72.44 | 192.64
183 | 5.4 | 1411.34 | 660 | 131.35 | 2202.69 | 740.21 | 177.65 | 11280.86 | 3120.55 | 14223.76 | 190.84 | 8351.8 | 677.27 | 959.4 | 4428 | 4428 | 24.6 | 9827.7 | 302.03 | 11.98 | -62.54 | 6.84 | 20 | 27.66 | 0 | 0.2 | 0.2 | 1 | 0.2 | 0 | 2281 | 0 | 1378.07 | 0 | 3392.15 | 0 | 1300.57 | 0 | 169.47 | 0 | 76.88 | 0 | 165.71 | 0 | 72.56 | 192.64
184 | 5.4 | 1411.34 | 660 | 131.35 | 2202.69 | 740.21 | 177.65 | 11280.86 | 3120.55 | 14223.76 | 190.84 | 4189.84 | 338.64 | 959.4 | 4428 | 4428 | 24.6 | 9827.7 | 300.72 | 10.67 | -62.85 | 6.52 | 20 | 32.16 | 0 | 0.2 | 0.2 | 1 | 0.2 | 0 | 1122.57 | 0 | 667.46 | 0 | 1759.75 | 0 | 640.06 | 0 | 83.4 | 0 | 37.24 | 0 | 85.97 | 0 | 35.71 | 96.32
185 | 5.2 | 1411.34 | 660 | 131.35 | 2202.69 | 740.21 | 177.65 | 11280.86 | 3120.55 | 14223.76 | 190.84 | 3724.95 | 220.07 | 959.4 | 4428 | 4428 | 24.6 | 9827.7 | 300.37 | 10.32 | -63.09 | 6.29 | 20 | 33.37 | 0 | 0.2 | 0.2 | 1 | 0.2 | 0 | 351.22 | 0 | 217.24 | 0 | 2956.24 | 0 | 200.26 | 0 | 26.09 | 0 | 12.12 | 0 | 144.42 | 0 | 11.17 | 26.27
186 | 5.4 | 1411.34 | 660 | 131.35 | 2202.69 | 740.21 | 444.13 | 11547.34 | 3387.03 | 14490.24 | 190.84 | 0 | 0 | 2398.5 | 11070 | 11070 | 61.5 | 24569.25 | 283.98 | 13 | -60.92 | 7.2 | 20 | 25.84 | 0 | 0.5 | 0.5 | 1 | 0.5 | 0 | 0 | 0 | 0 | 0 | 0 | 0 | 0 | 0 | 0 | 0 | 0 | 0 | 0 | 0 | 0 | 0
187 | 5.3 | 1411.34 | 660 | 131.35 | 2202.69 | 740.21 | 444.13 | 11547.34 | 3387.03 | 14490.24 | 190.84 | 0 | 0 | 2398.5 | 11070 | 11070 | 61.5 | 24569.25 | 283.88 | 12.91 | -61.02 | 7.1 | 20 | 26.17 | 0 | 0.5 | 0.5 | 1 | 0.5 | 0 | 0 | 0 | 0 | 0 | 0 | 0 | 0 | 0 | 0 | 0 | 0 | 0 | 0 | 0 | 0 | 0
188 | 5 | 1411.34 | 660 | 131.35 | 2202.69 | 740.21 | 444.13 | 11547.34 | 3387.03 | 14490.24 | 190.84 | 0 | 0 | 2398.5 | 11070 | 11070 | 61.5 | 24569.25 | 283.61 | 12.63 | -61.31 | 6.8 | 20 | 27.19 | 0 | 0.5 | 0.5 | 1 | 0.5 | 0 | 0 | 0 | 0 | 0 | 0 | 0 | 0 | 0 | 0 | 0 | 0 | 0 | 0 | 0 | 0 | 0
189 | 5.2 | 1411.34 | 660 | 131.35 | 2202.69 | 740.21 | 444.13 | 11547.34 | 3387.03 | 14490.24 | 190.84 | 0 | 0 | 2398.5 | 11070 | 11070 | 61.5 | 24569.25 | 283.79 | 12.82 | -61.11 | 7 | 20 | 26.51 | 0 | 0.5 | 0.5 | 1 | 0.5 | 0 | 0 | 0 | 0 | 0 | 0 | 0 | 0 | 0 | 0 | 0 | 0 | 0 | 0 | 0 | 0 | 0
190 | 5.4 | 1411.34 | 660 | 131.35 | 2202.69 | 740.21 | 444.13 | 11547.34 | 3387.03 | 14490.24 | 190.84 | 0 | 0 | 2398.5 | 11070 | 11070 | 61.5 | 24569.25 | 283.98 | 13 | -60.92 | 7.2 | 20 | 25.84 | 0 | 0.5 | 0.5 | 1 | 0.5 | 0 | 0 | 0 | 0 | 0 | 0 | 0 | 0 | 0 | 0 | 0 | 0 | 0 | 0 | 0 | 0 | 0
191 | 5.5 | 1411.34 | 660 | 131.35 | 2202.69 | 740.21 | 444.13 | 11547.34 | 3387.03 | 14490.24 | 190.84 | 0 | 0 | 2398.5 | 11070 | 11070 | 61.5 | 24569.25 | 284.07 | 13.09 | -60.82 | 7.3 | 20 | 25.5 | 0 | 0.5 | 0.5 | 1 | 0.5 | 0 | 0 | 0 | 0 | 0 | 0 | 0 | 0 | 0 | 0 | 0 | 0 | 0 | 0 | 0 | 0 | 0
192 | 4.9 | 1411.34 | 660 | 131.35 | 2202.69 | 740.21 | 444.13 | 11547.34 | 3387.03 | 14490.24 | 190.84 | 0 | 0 | 2398.5 | 11070 | 11070 | 61.5 | 24569.25 | 283.52 | 12.54 | -61.41 | 6.7 | 20 | 27.53 | 0 | 0.5 | 0.5 | 1 | 0.5 | 0 | 0 | 0 | 0 | 0 | 0 | 0 | 0 | 0 | 0 | 0 | 0 | 0 | 0 | 0 | 0 | 0
193 | 4.5 | 1411.34 | 660 | 131.35 | 2202.69 | 740.21 | 444.13 | 11547.34 | 3387.03 | 14490.24 | 190.84 | 0 | 0 | 2398.5 | 2214 | 2214 | 61.5 | 6857.25 | 278.35 | 7.37 | -63.01 | 5.1 | 20 | 46.6 | 0 | 0.5 | 0.1 | 0.5 | 0.5 | 0 | 0 | 0 | 0 | 0 | 0 | 0 | 0 | 0 | 0 | 0 | 0 | 0 | 0 | 0 | 0 | 0
194 | 4.8 | 1411.34 | 660 | 131.35 | 2202.69 | 740.21 | 444.13 | 11547.34 | 3387.03 | 14490.24 | 190.84 | 0 | 0 | 2398.5 | 2214 | 2214 | 61.5 | 6857.25 | 278.63 | 7.65 | -62.72 | 5.4 | 20 | 45.58 | 0 | 0.5 | 0.1 | 0.5 | 0.5 | 0 | 0 | 0 | 0 | 0 | 0 | 0 | 0 | 0 | 0 | 0 | 0 | 0 | 0 | 0 | 0 | 0
195 | 5 | 1411.34 | 660 | 131.35 | 2202.69 | 740.21 | 444.13 | 11547.34 | 3387.03 | 14490.24 | 190.84 | 0 | 0 | 2398.5 | 2214 | 2214 | 61.5 | 6857.25 | 278.81 | 7.83 | -62.52 | 5.6 | 20 | 44.9 | 0 | 0.5 | 0.1 | 0.5 | 0.5 | 0 | 0 | 0 | 0 | 0 | 0 | 0 | 0 | 0 | 0 | 0 | 0 | 0 | 0 | 0 | 0 | 0
196 | 4.1 | 1411.34 | 660 | 131.35 | 2202.69 | 740.21 | 444.13 | 11547.34 | 3387.03 | 14490.24 | 190.84 | 0 | 0 | 2398.5 | 2214 | 2214 | 61.5 | 6857.25 | 277.98 | 7.01 | -63.41 | 4.71 | 20 | 47.95 | 0 | 0.5 | 0.1 | 0.5 | 0.5 | 0 | 0 | 0 | 0 | 0 | 0 | 0 | 0 | 0 | 0 | 0 | 0 | 0 | 0 | 0 | 0 | 0
197 | 3.2 | 1411.34 | 660 | 131.35 | 2202.69 | 740.21 | 444.13 | 11547.34 | 3387.03 | 14490.24 | 190.84 | 0 | 0 | 2398.5 | 2214 | 2214 | 61.5 | 6857.25 | 277.16 | 6.18 | -64.29 | 3.82 | 20 | 51 | 0 | 0.5 | 0.1 | 0.5 | 0.5 | 0 | 0 | 0 | 0 | 0 | 0 | 0 | 0 | 0 | 0 | 0 | 0 | 0 | 0 | 0 | 0 | 0
198 | 3.9 | 1411.34 | 660 | 131.35 | 2202.69 | 740.21 | 444.13 | 11547.34 | 3387.03 | 14490.24 | 190.84 | 0 | 0 | 2398.5 | 2214 | 2214 | 61.5 | 6857.25 | 277.8 | 6.82 | -63.6 | 4.51 | 20 | 48.63 | 0 | 0.5 | 0.1 | 0.5 | 0.5 | 0 | 0 | 0 | 0 | 0 | 0 | 0 | 0 | 0 | 0 | 0 | 0 | 0 | 0 | 0 | 0 | 0
199 | 2.7 | 1411.34 | 660 | 131.35 | 2202.69 | 740.21 | 444.13 | 11547.34 | 3387.03 | 14490.24 | 190.84 | 0 | 0 | 2398.5 | 2214 | 2214 | 61.5 | 6857.25 | 276.7 | 5.72 | -64.79 | 3.33 | 20 | 52.69 | 0 | 0.5 | 0.1 | 0.5 | 0.5 | 0 | 0 | 0 | 0 | 0 | 0 | 0 | 0 | 0 | 0 | 0 | 0 | 0 | 0 | 0 | 0 | 0
200 | 2.1 | 1411.34 | 660 | 131.35 | 2202.69 | 740.21 | 177.65 | 11280.86 | 3120.55 | 14223.76 | 190.84 | 0 | 0 | 959.4 | 4428 | 4428 | 24.6 | 9827.7 | 296.42 | 6.37 | -66.42 | 2.95 | 20 | 46.98 | 0 | 0.2 | 0.2 | 1 | 0.2 | 0 | 0 | 0 | 0 | 0 | 0 | 0 | 0 | 0 | 0 | 0 | 0 | 0 | 0 | 0 | 0 | 0
201 | 2.4 | 1411.34 | 660 | 131.35 | 2202.69 | 740.21 | 177.65 | 11280.86 | 3120.55 | 14223.76 | 190.84 | 0 | 0 | 959.4 | 4428 | 4428 | 24.6 | 9827.7 | 296.69 | 6.64 | -66.13 | 3.25 | 20 | 46.05 | 0 | 0.2 | 0.2 | 1 | 0.2 | 0 | 0 | 0 | 0 | 0 | 0 | 0 | 0 | 0 | 0 | 0 | 0 | 0 | 0 | 0 | 0 | 0
202 | 3.5 | 1411.34 | 660 | 131.35 | 2202.69 | 740.21 | 177.65 | 11280.86 | 3120.55 | 14223.76 | 190.84 | 12407.98 | 861.28 | 959.4 | 4428 | 4428 | 24.6 | 9827.7 | 301.54 | 11.49 | -64.12 | 5.25 | 20 | 29.35 | 0 | 0.2 | 0.2 | 1 | 0.2 | 0 | 2465.35 | 0 | 7408.65 | 0 | 1774.95 | 0 | 759.02 | 0 | 183.16 | 0 | 413.34 | 0 | 86.71 | 0 | 42.35 | 135.72
203 | 4.8 | 1411.34 | 660 | 131.35 | 2202.69 | 740.21 | 177.65 | 11280.86 | 3120.55 | 14223.76 | 190.84 | 37658.37 | 2579.54 | 959.4 | 4428 | 4428 | 24.6 | 9827.7 | 310.54 | 20.49 | -60.97 | 8.41 | 20.49 | 0 | 0 | 0.2 | 0.2 | 1 | 0.2 | 0 | 4314.1 | 0 | 20199.63 | 0 | 10684.85 | 0 | 2459.79 | 0 | 320.52 | 0 | 1126.96 | 0 | 521.97 | 0 | 137.23 | 472.85
204 | 4.7 | 1411.34 | 660 | 131.35 | 2202.69 | 740.21 | 177.65 | 11280.86 | 3120.55 | 14223.76 | 190.84 | 31468.74 | 2262.19 | 959.4 | 4428 | 4428 | 24.6 | 9827.7 | 308.58 | 18.53 | -61.52 | 7.86 | 20 | 5.07 | 0 | 0.2 | 0.2 | 1 | 0.2 | 0 | 5300.9 | 0 | 10076.47 | 0 | 13068.93 | 0 | 3022.44 | 0 | 393.83 | 0 | 562.18 | 0 | 638.44 | 0 | 168.63 | 499.12
205 | 5.1 | 1411.34 | 660 | 131.35 | 2202.69 | 740.21 | 177.65 | 11280.86 | 3120.55 | 14223.76 | 190.84 | 27629.76 | 2053.4 | 959.4 | 4428 | 4428 | 24.6 | 9827.7 | 307.75 | 17.7 | -61.4 | 7.97 | 20 | 7.94 | 0 | 0.2 | 0.2 | 1 | 0.2 | 0 | 5420.19 | 0 | 6507.76 | 0 | 12611.35 | 0 | 3090.46 | 0 | 402.7 | 0 | 363.07 | 0 | 616.09 | 0 | 172.42 | 499.12
206 | 5.1 | 1411.34 | 660 | 131.35 | 2202.69 | 740.21 | 177.65 | 11280.86 | 3120.55 | 14223.76 | 190.84 | 38679.62 | 2699.11 | 959.4 | 4428 | 4428 | 24.6 | 9827.7 | 311.14 | 21.09 | -60.59 | 8.78 | 21.09 | 0 | 0 | 0.2 | 0.2 | 1 | 0.2 | 0 | 6065.26 | 0 | 8310.29 | 0 | 20845.81 | 0 | 3458.26 | 0 | 450.62 | 0 | 463.64 | 0 | 1018.36 | 0 | 192.94 | 573.55
207 | 5.5 | 1411.34 | 660 | 131.35 | 2202.69 | 740.21 | 177.65 | 11280.86 | 3120.55 | 14223.76 | 190.84 | 33470.65 | 2286.62 | 959.4 | 4428 | 4428 | 24.6 | 9827.7 | 309.91 | 19.86 | -60.59 | 8.79 | 20 | 0.47 | 0 | 0.2 | 0.2 | 1 | 0.2 | 0 | 5012.69 | 0 | 5770.85 | 0 | 19828.99 | 0 | 2858.11 | 0 | 372.42 | 0 | 321.96 | 0 | 968.68 | 0 | 159.46 | 464.09
208 | 5.1 | 1411.34 | 660 | 131.35 | 2202.69 | 740.21 | 177.65 | 11280.86 | 3120.55 | 14223.76 | 190.84 | 29196.56 | 1841.14 | 959.4 | 4428 | 4428 | 24.6 | 9827.7 | 308.14 | 18.09 | -61.31 | 8.07 | 20 | 6.59 | 0 | 0.2 | 0.2 | 1 | 0.2 | 0 | 3292.46 | 0 | 3558.26 | 0 | 20468.56 | 0 | 1877.28 | 0 | 244.62 | 0 | 198.52 | 0 | 999.93 | 0 | 104.74 | 293.34
209 | 4.5 | 1411.34 | 660 | 131.35 | 2202.69 | 740.21 | 177.65 | 11280.86 | 3120.55 | 14223.76 | 190.84 | 22144.16 | 1150.88 | 959.4 | 4428 | 4428 | 24.6 | 9827.7 | 305.35 | 15.3 | -62.44 | 6.94 | 20 | 16.2 | 0 | 0.2 | 0.2 | 1 | 0.2 | 0 | 598.51 | 0 | 480.78 | 0 | 20723.61 | 0 | 341.26 | 0 | 44.47 | 0 | 26.82 | 0 | 1012.39 | 0 | 19.04 | 48.16
210 | 4.2 | 1411.34 | 660 | 131.35 | 2202.69 | 740.21 | 444.13 | 11547.34 | 3387.03 | 14490.24 | 190.84 | 0 | 0 | 2398.5 | 11070 | 11070 | 61.5 | 24569.25 | 282.87 | 11.9 | -62.1 | 6.01 | 20 | 29.9 | 0 | 0.5 | 0.5 | 1 | 0.5 | 0 | 0 | 0 | 0 | 0 | 0 | 0 | 0 | 0 | 0 | 0 | 0 | 0 | 0 | 0 | 0 | 0
211 | 4.3 | 1411.34 | 660 | 131.35 | 2202.69 | 740.21 | 444.13 | 11547.34 | 3387.03 | 14490.24 | 190.84 | 0 | 0 | 2398.5 | 11070 | 11070 | 61.5 | 24569.25 | 282.97 | 11.99 | -62 | 6.11 | 20 | 29.56 | 0 | 0.5 | 0.5 | 1 | 0.5 | 0 | 0 | 0 | 0 | 0 | 0 | 0 | 0 | 0 | 0 | 0 | 0 | 0 | 0 | 0 | 0 | 0
212 | 4.2 | 1411.34 | 660 | 131.35 | 2202.69 | 740.21 | 444.13 | 11547.34 | 3387.03 | 14490.24 | 190.84 | 0 | 0 | 2398.5 | 11070 | 11070 | 61.5 | 24569.25 | 282.87 | 11.9 | -62.1 | 6.01 | 20 | 29.9 | 0 | 0.5 | 0.5 | 1 | 0.5 | 0 | 0 | 0 | 0 | 0 | 0 | 0 | 0 | 0 | 0 | 0 | 0 | 0 | 0 | 0 | 0 | 0
213 | 4.2 | 1411.34 | 660 | 131.35 | 2202.69 | 740.21 | 444.13 | 11547.34 | 3387.03 | 14490.24 | 190.84 | 0 | 0 | 2398.5 | 11070 | 11070 | 61.5 | 24569.25 | 282.87 | 11.9 | -62.1 | 6.01 | 20 | 29.9 | 0 | 0.5 | 0.5 | 1 | 0.5 | 0 | 0 | 0 | 0 | 0 | 0 | 0 | 0 | 0 | 0 | 0 | 0 | 0 | 0 | 0 | 0 | 0
214 | 4.2 | 1411.34 | 660 | 131.35 | 2202.69 | 740.21 | 444.13 | 11547.34 | 3387.03 | 14490.24 | 190.84 | 0 | 0 | 2398.5 | 11070 | 11070 | 61.5 | 24569.25 | 282.87 | 11.9 | -62.1 | 6.01 | 20 | 29.9 | 0 | 0.5 | 0.5 | 1 | 0.5 | 0 | 0 | 0 | 0 | 0 | 0 | 0 | 0 | 0 | 0 | 0 | 0 | 0 | 0 | 0 | 0 | 0
215 | 4.2 | 1411.34 | 660 | 131.35 | 2202.69 | 740.21 | 444.13 | 11547.34 | 3387.03 | 14490.24 | 190.84 | 0 | 0 | 2398.5 | 11070 | 11070 | 61.5 | 24569.25 | 282.87 | 11.9 | -62.1 | 6.01 | 20 | 29.9 | 0 | 0.5 | 0.5 | 1 | 0.5 | 0 | 0 | 0 | 0 | 0 | 0 | 0 | 0 | 0 | 0 | 0 | 0 | 0 | 0 | 0 | 0 | 0
216 | 2.7 | 1411.34 | 660 | 131.35 | 2202.69 | 740.21 | 444.13 | 11547.34 | 3387.03 | 14490.24 | 190.84 | 0 | 0 | 2398.5 | 11070 | 11070 | 61.5 | 24569.25 | 281.5 | 10.52 | -63.58 | 4.53 | 20 | 34.98 | 0 | 0.5 | 0.5 | 1 | 0.5 | 0 | 0 | 0 | 0 | 0 | 0 | 0 | 0 | 0 | 0 | 0 | 0 | 0 | 0 | 0 | 0 | 0
217 | 1.2 | 1411.34 | 660 | 131.35 | 2202.69 | 740.21 | 444.13 | 11547.34 | 3387.03 | 14490.24 | 190.84 | 0 | 0 | 2398.5 | 2214 | 2214 | 61.5 | 6857.25 | 275.32 | 4.34 | -66.27 | 1.85 | 20 | 57.77 | 0 | 0.5 | 0.1 | 0.5 | 0.5 | 0 | 0 | 0 | 0 | 0 | 0 | 0 | 0 | 0 | 0 | 0 | 0 | 0 | 0 | 0 | 0 | 0
218 | 0.8 | 1411.34 | 660 | 131.35 | 2202.69 | 740.21 | 444.13 | 11547.34 | 3387.03 | 14490.24 | 190.84 | 0 | 0 | 2398.5 | 2214 | 2214 | 61.5 | 6857.25 | 274.95 | 3.98 | -66.66 | 1.45 | 20 | 59.13 | 0 | 0.5 | 0.1 | 0.5 | 0.5 | 0 | 0 | 0 | 0 | 0 | 0 | 0 | 0 | 0 | 0 | 0 | 0 | 0 | 0 | 0 | 0 | 0
219 | 1.3 | 1411.34 | 660 | 131.35 | 2202.69 | 740.21 | 444.13 | 11547.34 | 3387.03 | 14490.24 | 190.84 | 0 | 0 | 2398.5 | 2214 | 2214 | 61.5 | 6857.25 | 275.41 | 4.44 | -66.17 | 1.95 | 20 | 57.43 | 0 | 0.5 | 0.1 | 0.5 | 0.5 | 0 | 0 | 0 | 0 | 0 | 0 | 0 | 0 | 0 | 0 | 0 | 0 | 0 | 0 | 0 | 0 | 0
220 | 1.1 | 1411.34 | 660 | 131.35 | 2202.69 | 740.21 | 444.13 | 11547.34 | 3387.03 | 14490.24 | 190.84 | 0 | 0 | 2398.5 | 2214 | 2214 | 61.5 | 6857.25 | 275.23 | 4.25 | -66.37 | 1.75 | 20 | 58.11 | 0 | 0.5 | 0.1 | 0.5 | 0.5 | 0 | 0 | 0 | 0 | 0 | 0 | 0 | 0 | 0 | 0 | 0 | 0 | 0 | 0 | 0 | 0 | 0
221 | 0.6 | 1411.34 | 660 | 131.35 | 2202.69 | 740.21 | 444.13 | 11547.34 | 3387.03 | 14490.24 | 190.84 | 0 | 0 | 2398.5 | 2214 | 2214 | 61.5 | 6857.25 | 274.77 | 3.79 | -66.86 | 1.25 | 20 | 59.81 | 0 | 0.5 | 0.1 | 0.5 | 0.5 | 0 | 0 | 0 | 0 | 0 | 0 | 0 | 0 | 0 | 0 | 0 | 0 | 0 | 0 | 0 | 0 | 0
222 | 1 | 1411.34 | 660 | 131.35 | 2202.69 | 740.21 | 444.13 | 11547.34 | 3387.03 | 14490.24 | 190.84 | 0 | 0 | 2398.5 | 2214 | 2214 | 61.5 | 6857.25 | 275.14 | 4.16 | -66.47 | 1.65 | 20 | 58.45 | 0 | 0.5 | 0.1 | 0.5 | 0.5 | 0 | 0 | 0 | 0 | 0 | 0 | 0 | 0 | 0 | 0 | 0 | 0 | 0 | 0 | 0 | 0 | 0
223 | 0.8 | 1411.34 | 660 | 131.35 | 2202.69 | 740.21 | 444.13 | 11547.34 | 3387.03 | 14490.24 | 190.84 | 0 | 0 | 2398.5 | 2214 | 2214 | 61.5 | 6857.25 | 274.95 | 3.98 | -66.66 | 1.45 | 20 | 59.13 | 0 | 0.5 | 0.1 | 0.5 | 0.5 | 0 | 0 | 0 | 0 | 0 | 0 | 0 | 0 | 0 | 0 | 0 | 0 | 0 | 0 | 0 | 0 | 0
224 | 1 | 1411.34 | 660 | 131.35 | 2202.69 | 740.21 | 177.65 | 11280.86 | 3120.55 | 14223.76 | 190.84 | 0 | 0 | 959.4 | 4428 | 4428 | 24.6 | 9827.7 | 295.43 | 5.38 | -67.51 | 1.87 | 20 | 50.42 | 0 | 0.2 | 0.2 | 1 | 0.2 | 0 | 0 | 0 | 0 | 0 | 0 | 0 | 0 | 0 | 0 | 0 | 0 | 0 | 0 | 0 | 0 | 0
225 | 1.1 | 1411.34 | 660 | 131.35 | 2202.69 | 740.21 | 177.65 | 11280.86 | 3120.55 | 14223.76 | 190.84 | 0 | 0 | 959.4 | 4428 | 4428 | 24.6 | 9827.7 | 295.52 | 5.47 | -67.41 | 1.97 | 20 | 50.1 | 0 | 0.2 | 0.2 | 1 | 0.2 | 0 | 0 | 0 | 0 | 0 | 0 | 0 | 0 | 0 | 0 | 0 | 0 | 0 | 0 | 0 | 0 | 0
226 | 1.4 | 1411.34 | 660 | 131.35 | 2202.69 | 740.21 | 177.65 | 11280.86 | 3120.55 | 14223.76 | 190.84 | 10414.97 | 718.92 | 959.4 | 4428 | 4428 | 24.6 | 9827.7 | 299.02 | 8.97 | -66.34 | 3.03 | 20 | 38.03 | 0 | 0.2 | 0.2 | 1 | 0.2 | 0 | 2049.83 | 0 | 6403.96 | 0 | 1373.73 | 0 | 587.45 | 0 | 152.29 | 0 | 357.28 | 0 | 67.11 | 0 | 32.77 | 109.46
227 | 2.6 | 1411.34 | 660 | 131.35 | 2202.69 | 740.21 | 177.65 | 11280.86 | 3120.55 | 14223.76 | 190.84 | 28448.69 | 2005.5 | 959.4 | 4428 | 4428 | 24.6 | 9827.7 | 305.71 | 15.66 | -63.82 | 5.56 | 20 | 14.97 | 0 | 0.2 | 0.2 | 1 | 0.2 | 0 | 4007.76 | 0 | 13705.11 | 0 | 8450.69 | 0 | 2285.13 | 0 | 297.76 | 0 | 764.62 | 0 | 412.83 | 0 | 127.49 | 402.8
228 | 3.3 | 1411.34 | 660 | 131.35 | 2202.69 | 740.21 | 177.65 | 11280.86 | 3120.55 | 14223.76 | 190.84 | 21650.11 | 1631.81 | 959.4 | 4428 | 4428 | 24.6 | 9827.7 | 304.26 | 14.21 | -63.62 | 5.75 | 20 | 19.96 | 0 | 0.2 | 0.2 | 1 | 0.2 | 0 | 4432.1 | 0 | 5917.74 | 0 | 8773.19 | 0 | 2527.07 | 0 | 329.29 | 0 | 330.16 | 0 | 428.59 | 0 | 140.99 | 402.8
229 | 3.7 | 1411.34 | 660 | 131.35 | 2202.69 | 740.21 | 177.65 | 11280.86 | 3120.55 | 14223.76 | 190.84 | 26277.83 | 1968.7 | 959.4 | 4428 | 4428 | 24.6 | 9827.7 | 306.06 | 16.01 | -62.88 | 6.49 | 20 | 13.74 | 0 | 0.2 | 0.2 | 1 | 0.2 | 0 | 5339.93 | 0 | 6053.33 | 0 | 11839.87 | 0 | 3044.7 | 0 | 396.73 | 0 | 337.72 | 0 | 578.4 | 0 | 169.87 | 485.98
230 | 4 | 1411.34 | 660 | 131.35 | 2202.69 | 740.21 | 177.65 | 11280.86 | 3120.55 | 14223.76 | 190.84 | 23676.82 | 1789.04 | 959.4 | 4428 | 4428 | 24.6 | 9827.7 | 305.53 | 15.48 | -62.78 | 6.59 | 20 | 15.59 | 0 | 0.2 | 0.2 | 1 | 0.2 | 0 | 5095.77 | 0 | 4555.75 | 0 | 11119.81 | 0 | 2905.49 | 0 | 378.59 | 0 | 254.17 | 0 | 543.22 | 0 | 162.1 | 450.96
231 | 3.8 | 1411.34 | 660 | 131.35 | 2202.69 | 740.21 | 177.65 | 11280.86 | 3120.55 | 14223.76 | 190.84 | 13863.43 | 1101.77 | 959.4 | 4428 | 4428 | 24.6 | 9827.7 | 302.3 | 12.25 | -63.71 | 5.67 | 20 | 26.71 | 0 | 0.2 | 0.2 | 1 | 0.2 | 0 | 3621.34 | 0 | 2298.25 | 0 | 5879.05 | 0 | 2064.8 | 0 | 269.05 | 0 | 128.22 | 0 | 287.2 | 0 | 115.2 | 302.1
232 | 3.2 | 1411.34 | 660 | 131.35 | 2202.69 | 740.21 | 177.65 | 11280.86 | 3120.55 | 14223.76 | 190.84 | 9938.57 | 773.95 | 959.4 | 4428 | 4428 | 24.6 | 9827.7 | 300.52 | 10.47 | -64.59 | 4.78 | 20 | 32.84 | 0 | 0.2 | 0.2 | 1 | 0.2 | 0 | 2449.71 | 0 | 1532.41 | 0 | 4559.68 | 0 | 1396.77 | 0 | 182 | 0 | 85.49 | 0 | 222.75 | 0 | 77.93 | 205.78
233 | 2.8 | 1411.34 | 660 | 131.35 | 2202.69 | 740.21 | 177.65 | 11280.86 | 3120.55 | 14223.76 | 190.84 | 14765.15 | 790.81 | 959.4 | 4428 | 4428 | 24.6 | 9827.7 | 301.57 | 11.52 | -64.65 | 4.72 | 20 | 29.24 | 0 | 0.2 | 0.2 | 1 | 0.2 | 0 | 621.37 | 0 | 443.72 | 0 | 13345.77 | 0 | 354.29 | 0 | 46.17 | 0 | 24.76 | 0 | 651.97 | 0 | 19.77 | 48.16
234 | 3 | 1411.34 | 660 | 131.35 | 2202.69 | 740.21 | 444.13 | 11547.34 | 3387.03 | 14490.24 | 190.84 | 0 | 0 | 2398.5 | 11070 | 11070 | 61.5 | 24569.25 | 281.77 | 10.8 | -63.29 | 4.83 | 20 | 33.96 | 0 | 0.5 | 0.5 | 1 | 0.5 | 0 | 0 | 0 | 0 | 0 | 0 | 0 | 0 | 0 | 0 | 0 | 0 | 0 | 0 | 0 | 0 | 0
235 | 3.1 | 1411.34 | 660 | 131.35 | 2202.69 | 740.21 | 444.13 | 11547.34 | 3387.03 | 14490.24 | 190.84 | 0 | 0 | 2398.5 | 11070 | 11070 | 61.5 | 24569.25 | 281.86 | 10.89 | -63.19 | 4.93 | 20 | 33.63 | 0 | 0.5 | 0.5 | 1 | 0.5 | 0 | 0 | 0 | 0 | 0 | 0 | 0 | 0 | 0 | 0 | 0 | 0 | 0 | 0 | 0 | 0 | 0
236 | 3.2 | 1411.34 | 660 | 131.35 | 2202.69 | 740.21 | 444.13 | 11547.34 | 3387.03 | 14490.24 | 190.84 | 0 | 0 | 2398.5 | 11070 | 11070 | 61.5 | 24569.25 | 281.96 | 10.98 | -63.09 | 5.03 | 20 | 33.29 | 0 | 0.5 | 0.5 | 1 | 0.5 | 0 | 0 | 0 | 0 | 0 | 0 | 0 | 0 | 0 | 0 | 0 | 0 | 0 | 0 | 0 | 0 | 0
237 | 3.1 | 1411.34 | 660 | 131.35 | 2202.69 | 740.21 | 444.13 | 11547.34 | 3387.03 | 14490.24 | 190.84 | 0 | 0 | 2398.5 | 11070 | 11070 | 61.5 | 24569.25 | 281.86 | 10.89 | -63.19 | 4.93 | 20 | 33.63 | 0 | 0.5 | 0.5 | 1 | 0.5 | 0 | 0 | 0 | 0 | 0 | 0 | 0 | 0 | 0 | 0 | 0 | 0 | 0 | 0 | 0 | 0 | 0
238 | 3 | 1411.34 | 660 | 131.35 | 2202.69 | 740.21 | 444.13 | 11547.34 | 3387.03 | 14490.24 | 190.84 | 0 | 0 | 2398.5 | 11070 | 11070 | 61.5 | 24569.25 | 281.77 | 10.8 | -63.29 | 4.83 | 20 | 33.96 | 0 | 0.5 | 0.5 | 1 | 0.5 | 0 | 0 | 0 | 0 | 0 | 0 | 0 | 0 | 0 | 0 | 0 | 0 | 0 | 0 | 0 | 0 | 0
239 | 3.1 | 1411.34 | 660 | 131.35 | 2202.69 | 740.21 | 444.13 | 11547.34 | 3387.03 | 14490.24 | 190.84 | 0 | 0 | 2398.5 | 11070 | 11070 | 61.5 | 24569.25 | 281.86 | 10.89 | -63.19 | 4.93 | 20 | 33.63 | 0 | 0.5 | 0.5 | 1 | 0.5 | 0 | 0 | 0 | 0 | 0 | 0 | 0 | 0 | 0 | 0 | 0 | 0 | 0 | 0 | 0 | 0 | 0
240 | 2.9 | 1411.34 | 660 | 131.35 | 2202.69 | 740.21 | 444.13 | 11547.34 | 3387.03 | 14490.24 | 190.84 | 0 | 0 | 2398.5 | 11070 | 11070 | 61.5 | 24569.25 | 281.68 | 10.7 | -63.38 | 4.73 | 20 | 34.3 | 0 | 0.5 | 0.5 | 1 | 0.5 | 0 | 0 | 0 | 0 | 0 | 0 | 0 | 0 | 0 | 0 | 0 | 0 | 0 | 0 | 0 | 0 | 0
241 | 2.7 | 1411.34 | 660 | 131.35 | 2202.69 | 740.21 | 444.13 | 11547.34 | 3387.03 | 14490.24 | 190.84 | 0 | 0 | 2398.5 | 2214 | 2214 | 61.5 | 6857.25 | 276.7 | 5.72 | -64.79 | 3.33 | 20 | 52.69 | 0 | 0.5 | 0.1 | 0.5 | 0.5 | 0 | 0 | 0 | 0 | 0 | 0 | 0 | 0 | 0 | 0 | 0 | 0 | 0 | 0 | 0 | 0 | 0
242 | 2.9 | 1411.34 | 660 | 131.35 | 2202.69 | 740.21 | 444.13 | 11547.34 | 3387.03 | 14490.24 | 190.84 | 0 | 0 | 2398.5 | 2214 | 2214 | 61.5 | 6857.25 | 276.88 | 5.91 | -64.59 | 3.52 | 20 | 52.02 | 0 | 0.5 | 0.1 | 0.5 | 0.5 | 0 | 0 | 0 | 0 | 0 | 0 | 0 | 0 | 0 | 0 | 0 | 0 | 0 | 0 | 0 | 0 | 0
243 | 3.2 | 1411.34 | 660 | 131.35 | 2202.69 | 740.21 | 444.13 | 11547.34 | 3387.03 | 14490.24 | 190.84 | 0 | 0 | 2398.5 | 2214 | 2214 | 61.5 | 6857.25 | 277.16 | 6.18 | -64.29 | 3.82 | 20 | 51 | 0 | 0.5 | 0.1 | 0.5 | 0.5 | 0 | 0 | 0 | 0 | 0 | 0 | 0 | 0 | 0 | 0 | 0 | 0 | 0 | 0 | 0 | 0 | 0
244 | 3.1 | 1411.34 | 660 | 131.35 | 2202.69 | 740.21 | 444.13 | 11547.34 | 3387.03 | 14490.24 | 190.84 | 0 | 0 | 2398.5 | 2214 | 2214 | 61.5 | 6857.25 | 277.07 | 6.09 | -64.39 | 3.72 | 20 | 51.34 | 0 | 0.5 | 0.1 | 0.5 | 0.5 | 0 | 0 | 0 | 0 | 0 | 0 | 0 | 0 | 0 | 0 | 0 | 0 | 0 | 0 | 0 | 0 | 0
245 | 2.5 | 1411.34 | 660 | 131.35 | 2202.69 | 740.21 | 444.13 | 11547.34 | 3387.03 | 14490.24 | 190.84 | 0 | 0 | 2398.5 | 2214 | 2214 | 61.5 | 6857.25 | 276.51 | 5.54 | -64.99 | 3.13 | 20 | 53.37 | 0 | 0.5 | 0.1 | 0.5 | 0.5 | 0 | 0 | 0 | 0 | 0 | 0 | 0 | 0 | 0 | 0 | 0 | 0 | 0 | 0 | 0 | 0 | 0
246 | 1.8 | 1411.34 | 660 | 131.35 | 2202.69 | 740.21 | 444.13 | 11547.34 | 3387.03 | 14490.24 | 190.84 | 0 | 0 | 2398.5 | 2214 | 2214 | 61.5 | 6857.25 | 275.87 | 4.9 | -65.68 | 2.44 | 20 | 55.74 | 0 | 0.5 | 0.1 | 0.5 | 0.5 | 0 | 0 | 0 | 0 | 0 | 0 | 0 | 0 | 0 | 0 | 0 | 0 | 0 | 0 | 0 | 0 | 0
247 | 1.4 | 1411.34 | 660 | 131.35 | 2202.69 | 740.21 | 444.13 | 11547.34 | 3387.03 | 14490.24 | 190.84 | 0 | 0 | 2398.5 | 2214 | 2214 | 61.5 | 6857.25 | 275.5 | 4.53 | -66.07 | 2.04 | 20 | 57.1 | 0 | 0.5 | 0.1 | 0.5 | 0.5 | 0 | 0 | 0 | 0 | 0 | 0 | 0 | 0 | 0 | 0 | 0 | 0 | 0 | 0 | 0 | 0 | 0
248 | 0.6 | 1411.34 | 660 | 131.35 | 2202.69 | 740.21 | 177.65 | 11280.86 | 3120.55 | 14223.76 | 190.84 | 0 | 0 | 959.4 | 4428 | 4428 | 24.6 | 9827.7 | 295.06 | 5.01 | -67.9 | 1.47 | 20 | 51.67 | 0 | 0.2 | 0.2 | 1 | 0.2 | 0 | 0 | 0 | 0 | 0 | 0 | 0 | 0 | 0 | 0 | 0 | 0 | 0 | 0 | 0 | 0 | 0
249 | 0.7 | 1411.34 | 660 | 131.35 | 2202.69 | 740.21 | 177.65 | 11280.86 | 3120.55 | 14223.76 | 190.84 | 0 | 0 | 959.4 | 4428 | 4428 | 24.6 | 9827.7 | 295.15 | 5.11 | -67.8 | 1.57 | 20 | 51.35 | 0 | 0.2 | 0.2 | 1 | 0.2 | 0 | 0 | 0 | 0 | 0 | 0 | 0 | 0 | 0 | 0 | 0 | 0 | 0 | 0 | 0 | 0 | 0
250 | 0.3 | 1411.34 | 660 | 131.35 | 2202.69 | 740.21 | 177.65 | 11280.86 | 3120.55 | 14223.76 | 190.84 | 12074.72 | 842.73 | 959.4 | 4428 | 4428 | 24.6 | 9827.7 | 298.54 | 8.49 | -67.3 | 2.07 | 20 | 39.68 | 0 | 0.2 | 0.2 | 1 | 0.2 | 0 | 2479.46 | 0 | 7015.46 | 0 | 1807.06 | 0 | 772.75 | 0 | 184.21 | 0 | 391.4 | 0 | 88.28 | 0 | 43.11 | 135.72
251 | 1.7 | 1411.34 | 660 | 131.35 | 2202.69 | 740.21 | 177.65 | 11280.86 | 3120.55 | 14223.76 | 190.84 | 48024.96 | 3270.97 | 959.4 | 4428 | 4428 | 24.6 | 9827.7 | 310.94 | 20.89 | -63.26 | 6.12 | 20.89 | 0 | 0 | 0.2 | 0.2 | 1 | 0.2 | 0 | 4623.16 | 0 | 27884.87 | 0 | 12880.92 | 0 | 2636.01 | 0 | 343.48 | 0 | 1555.73 | 0 | 629.26 | 0 | 147.07 | 595.44
252 | 2.7 | 1411.34 | 660 | 131.35 | 2202.69 | 740.21 | 177.65 | 11280.86 | 3120.55 | 14223.76 | 190.84 | 94364.94 | 6063.72 | 959.4 | 4428 | 4428 | 24.6 | 9827.7 | 326.13 | 36.08 | -58.86 | 10.51 | 23.9 | 0 | 0 | 0.2 | 0.2 | 1 | 0.2 | 0 | 5558.46 | 0 | 43995.49 | 0 | 41641.69 | 0 | 3169.3 | 0 | 412.97 | 0 | 2454.56 | 0 | 2034.27 | 0 | 176.82 | 985.1
253 | 3.6 | 1411.34 | 660 | 131.35 | 2202.69 | 740.21 | 177.65 | 11280.86 | 3120.55 | 14223.76 | 190.84 | 64223.38 | 7968.95 | 959.4 | 4428 | 4428 | 24.6 | 9827.7 | 318.87 | 28.82 | -59.93 | 9.44 | 23.9 | 0 | 0 | 0.2 | 0.2 | 1 | 0.2 | 0 | 2968.47 | 0 | 22735.22 | 0 | 36827.15 | 0 | 1692.55 | 0 | 441.09 | 0 | 2536.84 | 0 | 3598.15 | 0 | 188.86 | 1204.01
254 | 4 | 1411.34 | 660 | 131.35 | 2202.69 | 740.21 | 177.65 | 11280.86 | 3120.55 | 14223.76 | 190.84 | 68081.48 | 8197.57 | 959.4 | 4428 | 4428 | 24.6 | 9827.7 | 320.42 | 30.37 | -59.25 | 10.12 | 23.9 | 0 | 0 | 0.2 | 0.2 | 1 | 0.2 | 0 | 2897.49 | 0 | 17710.85 | 0 | 45821.06 | 0 | 1652.08 | 0 | 430.54 | 0 | 1976.21 | 0 | 4476.89 | 0 | 184.34 | 1129.58
255 | 3.7 | 1411.34 | 660 | 131.35 | 2202.69 | 740.21 | 177.65 | 11280.86 | 3120.55 | 14223.76 | 190.84 | 64006.88 | 7450.96 | 959.4 | 4428 | 4428 | 24.6 | 9827.7 | 318.75 | 28.7 | -59.89 | 9.49 | 23.9 | 0 | 0 | 0.2 | 0.2 | 1 | 0.2 | 0 | 2530.8 | 0 | 11503.74 | 0 | 48529.34 | 0 | 1443 | 0 | 376.05 | 0 | 1283.61 | 0 | 4741.5 | 0 | 161.01 | 888.78
256 | 2.9 | 1411.34 | 660 | 131.35 | 2202.69 | 740.21 | 177.65 | 11280.86 | 3120.55 | 14223.76 | 190.84 | 35070.48 | 4030.06 | 959.4 | 4428 | 4428 | 24.6 | 9827.7 | 308.64 | 18.59 | -62.92 | 6.45 | 20 | 4.86 | 0 | 0.2 | 0.2 | 1 | 0.2 | 0 | 1922.06 | 0 | 3797.75 | 0 | 28254.74 | 0 | 1095.91 | 0 | 285.6 | 0 | 423.76 | 0 | 2760.59 | 0 | 122.28 | 437.82
257 | 1.4 | 1411.34 | 660 | 131.35 | 2202.69 | 740.21 | 177.65 | 11280.86 | 3120.55 | 14223.76 | 190.84 | 21126.59 | 1119.3 | 959.4 | 4428 | 4428 | 24.6 | 9827.7 | 302.24 | 12.19 | -65.57 | 3.81 | 20 | 26.92 | 0 | 0.2 | 0.2 | 1 | 0.2 | 0 | 749.66 | 0 | 560.77 | 0 | 19388.71 | 0 | 427.44 | 0 | 55.7 | 0 | 31.29 | 0 | 947.18 | 0 | 23.85 | 61.3
258 | 0.3 | 1411.34 | 660 | 131.35 | 2202.69 | 740.21 | 444.13 | 11547.34 | 3387.03 | 14490.24 | 190.84 | 0 | 0 | 2398.5 | 11070 | 11070 | 61.5 | 24569.25 | 279.29 | 8.32 | -65.95 | 2.16 | 20 | 43.11 | 0 | 0.5 | 0.5 | 1 | 0.5 | 0 | 0 | 0 | 0 | 0 | 0 | 0 | 0 | 0 | 0 | 0 | 0 | 0 | 0 | 0 | 0 | 0
259 | -0.7 | 1411.34 | 660 | 131.35 | 2202.69 | 740.21 | 444.13 | 11547.34 | 3387.03 | 14490.24 | 190.84 | 0 | 0 | 2398.5 | 11070 | 11070 | 61.5 | 24569.25 | 278.38 | 7.4 | -66.94 | 1.18 | 20 | 46.5 | 0 | 0.5 | 0.5 | 1 | 0.5 | 0 | 0 | 0 | 0 | 0 | 0 | 0 | 0 | 0 | 0 | 0 | 0 | 0 | 0 | 0 | 0 | 0
260 | -0.6 | 1411.34 | 660 | 131.35 | 2202.69 | 740.21 | 444.13 | 11547.34 | 3387.03 | 14490.24 | 190.84 | 0 | 0 | 2398.5 | 11070 | 11070 | 61.5 | 24569.25 | 278.47 | 7.49 | -66.84 | 1.28 | 20 | 46.16 | 0 | 0.5 | 0.5 | 1 | 0.5 | 0 | 0 | 0 | 0 | 0 | 0 | 0 | 0 | 0 | 0 | 0 | 0 | 0 | 0 | 0 | 0 | 0
261 | -1 | 1411.34 | 660 | 131.35 | 2202.69 | 740.21 | 444.13 | 11547.34 | 3387.03 | 14490.24 | 190.84 | 0 | 0 | 2398.5 | 11070 | 11070 | 61.5 | 24569.25 | 278.1 | 7.13 | -67.23 | 0.88 | 20 | 47.51 | 0 | 0.5 | 0.5 | 1 | 0.5 | 0 | 0 | 0 | 0 | 0 | 0 | 0 | 0 | 0 | 0 | 0 | 0 | 0 | 0 | 0 | 0 | 0
262 | -1 | 1411.34 | 660 | 131.35 | 2202.69 | 740.21 | 444.13 | 11547.34 | 3387.03 | 14490.24 | 190.84 | 0 | 0 | 2398.5 | 11070 | 11070 | 61.5 | 24569.25 | 278.1 | 7.13 | -67.23 | 0.88 | 20 | 47.51 | 0 | 0.5 | 0.5 | 1 | 0.5 | 0 | 0 | 0 | 0 | 0 | 0 | 0 | 0 | 0 | 0 | 0 | 0 | 0 | 0 | 0 | 0 | 0
263 | -1.2 | 1411.34 | 660 | 131.35 | 2202.69 | 740.21 | 444.13 | 11547.34 | 3387.03 | 14490.24 | 190.84 | 0 | 0 | 2398.5 | 11070 | 11070 | 61.5 | 24569.25 | 277.92 | 6.94 | -67.43 | 0.68 | 20 | 48.19 | 0 | 0.5 | 0.5 | 1 | 0.5 | 0 | 0 | 0 | 0 | 0 | 0 | 0 | 0 | 0 | 0 | 0 | 0 | 0 | 0 | 0 | 0 | 0
264 | -1.5 | 1411.34 | 660 | 131.35 | 2202.69 | 740.21 | 444.13 | 11547.34 | 3387.03 | 14490.24 | 190.84 | 0 | 0 | 2398.5 | 11070 | 11070 | 61.5 | 24569.25 | 277.64 | 6.67 | -67.73 | 0.39 | 20 | 49.21 | 0 | 0.5 | 0.5 | 1 | 0.5 | 0 | 0 | 0 | 0 | 0 | 0 | 0 | 0 | 0 | 0 | 0 | 0 | 0 | 0 | 0 | 0 | 0
265 | -1.5 | 1411.34 | 660 | 131.35 | 2202.69 | 740.21 | 444.13 | 11547.34 | 3387.03 | 14490.24 | 190.84 | 0 | 0 | 2398.5 | 2214 | 2214 | 61.5 | 6857.25 | 272.84 | 1.87 | -68.93 | -0.82 | 20 | 66.92 | 0 | 0.5 | 0.1 | 0.5 | 0.5 | 0 | 0 | 0 | 0 | 0 | 0 | 0 | 0 | 0 | 0 | 0 | 0 | 0 | 0 | 0 | 0 | 0
266 | -1.6 | 1411.34 | 660 | 131.35 | 2202.69 | 740.21 | 444.13 | 11547.34 | 3387.03 | 14490.24 | 190.84 | 0 | 0 | 2398.5 | 2214 | 2214 | 61.5 | 6857.25 | 272.75 | 1.78 | -69.03 | -0.92 | 20 | 67.26 | 0 | 0.5 | 0.1 | 0.5 | 0.5 | 0 | 0 | 0 | 0 | 0 | 0 | 0 | 0 | 0 | 0 | 0 | 0 | 0 | 0 | 0 | 0 | 0
267 | -2.7 | 1411.34 | 660 | 131.35 | 2202.69 | 740.21 | 444.13 | 11547.34 | 3387.03 | 14490.24 | 190.84 | 0 | 0 | 2398.5 | 2214 | 2214 | 61.5 | 6857.25 | 271.74 | 0.77 | -70.12 | -2 | 20 | 70.98 | 0 | 0.5 | 0.1 | 0.5 | 0.5 | 0 | 0 | 0 | 0 | 0 | 0 | 0 | 0 | 0 | 0 | 0 | 0 | 0 | 0 | 0 | 0 | 0
268 | -3.6 | 1411.34 | 660 | 131.35 | 2202.69 | 740.21 | 444.13 | 11547.34 | 3387.03 | 14490.24 | 190.84 | 0 | 0 | 2398.5 | 2214 | 2214 | 61.5 | 6857.25 | 270.92 | -0.06 | -71.01 | -2.89 | 20 | 74.03 | 0 | 0.5 | 0.1 | 0.5 | 0.5 | 0 | 0 | 0 | 0 | 0 | 0 | 0 | 0 | 0 | 0 | 0 | 0 | 0 | 0 | 0 | 0 | 0
269 | -2.1 | 1411.34 | 660 | 131.35 | 2202.69 | 740.21 | 444.13 | 11547.34 | 3387.03 | 14490.24 | 190.84 | 0 | 0 | 2398.5 | 2214 | 2214 | 61.5 | 6857.25 | 272.29 | 1.32 | -69.53 | -1.41 | 20 | 68.95 | 0 | 0.5 | 0.1 | 0.5 | 0.5 | 0 | 0 | 0 | 0 | 0 | 0 | 0 | 0 | 0 | 0 | 0 | 0 | 0 | 0 | 0 | 0 | 0
270 | -1.1 | 1411.34 | 660 | 131.35 | 2202.69 | 740.21 | 444.13 | 11547.34 | 3387.03 | 14490.24 | 190.84 | 0 | 0 | 2398.5 | 2214 | 2214 | 61.5 | 6857.25 | 273.21 | 2.23 | -68.54 | -0.42 | 20 | 65.56 | 0 | 0.5 | 0.1 | 0.5 | 0.5 | 0 | 0 | 0 | 0 | 0 | 0 | 0 | 0 | 0 | 0 | 0 | 0 | 0 | 0 | 0 | 0 | 0
271 | -1.3 | 1411.34 | 660 | 131.35 | 2202.69 | 740.21 | 444.13 | 11547.34 | 3387.03 | 14490.24 | 190.84 | 0 | 0 | 2398.5 | 2214 | 2214 | 61.5 | 6857.25 | 273.03 | 2.05 | -68.74 | -0.62 | 20 | 66.24 | 0 | 0.5 | 0.1 | 0.5 | 0.5 | 0 | 0 | 0 | 0 | 0 | 0 | 0 | 0 | 0 | 0 | 0 | 0 | 0 | 0 | 0 | 0 | 0
272 | -1.1 | 1411.34 | 660 | 131.35 | 2202.69 | 740.21 | 177.65 | 11280.86 | 3120.55 | 14223.76 | 190.84 | 0 | 0 | 959.4 | 4428 | 4428 | 24.6 | 9827.7 | 293.53 | 3.48 | -69.58 | -0.21 | 20 | 56.97 | 0 | 0.2 | 0.2 | 1 | 0.2 | 0 | 0 | 0 | 0 | 0 | 0 | 0 | 0 | 0 | 0 | 0 | 0 | 0 | 0 | 0 | 0 | 0
273 | 0 | 1411.34 | 660 | 131.35 | 2202.69 | 740.21 | 177.65 | 11280.86 | 3120.55 | 14223.76 | 190.84 | 0 | 0 | 959.4 | 4428 | 4428 | 24.6 | 9827.7 | 294.52 | 4.47 | -68.49 | 0.88 | 20 | 53.54 | 0 | 0.2 | 0.2 | 1 | 0.2 | 0 | 0 | 0 | 0 | 0 | 0 | 0 | 0 | 0 | 0 | 0 | 0 | 0 | 0 | 0 | 0 | 0
274 | 0.4 | 1411.34 | 660 | 131.35 | 2202.69 | 740.21 | 177.65 | 11280.86 | 3120.55 | 14223.76 | 190.84 | 3420.35 | 261.45 | 959.4 | 4428 | 4428 | 24.6 | 9827.7 | 295.95 | 5.9 | -67.84 | 1.53 | 20 | 48.61 | 0 | 0.2 | 0.2 | 1 | 0.2 | 0 | 854.87 | 0 | 1230.75 | 0 | 934.93 | 0 | 399.81 | 0 | 63.51 | 0 | 68.66 | 0 | 45.67 | 0 | 22.31 | 61.3
275 | 1.7 | 1411.34 | 660 | 131.35 | 2202.69 | 740.21 | 177.65 | 11280.86 | 3120.55 | 14223.76 | 190.84 | 18479.99 | 1351.88 | 959.4 | 4428 | 4428 | 24.6 | 9827.7 | 301.81 | 11.76 | -65.44 | 3.93 | 20 | 28.4 | 0 | 0.2 | 0.2 | 1 | 0.2 | 0 | 3178.65 | 0 | 7716.22 | 0 | 5772.73 | 0 | 1812.39 | 0 | 236.16 | 0 | 430.5 | 0 | 282.01 | 0 | 101.12 | 302.1
276 | 2.7 | 1411.34 | 660 | 131.35 | 2202.69 | 740.21 | 177.65 | 11280.86 | 3120.55 | 14223.76 | 190.84 | 17594.4 | 1362.67 | 959.4 | 4428 | 4428 | 24.6 | 9827.7 | 302.46 | 12.41 | -64.51 | 4.86 | 20 | 26.15 | 0 | 0.2 | 0.2 | 1 | 0.2 | 0 | 4053.09 | 0 | 4229.48 | 0 | 7000.86 | 0 | 2310.97 | 0 | 301.13 | 0 | 235.97 | 0 | 342.01 | 0 | 128.93 | 354.64
277 | 3.3 | 1411.34 | 660 | 131.35 | 2202.69 | 740.21 | 177.65 | 11280.86 | 3120.55 | 14223.76 | 190.84 | 15374.97 | 1232.02 | 959.4 | 4428 | 4428 | 24.6 | 9827.7 | 302.32 | 12.28 | -64.09 | 5.29 | 20 | 26.63 | 0 | 0.2 | 0.2 | 1 | 0.2 | 0 | 4082.47 | 0 | 2794.89 | 0 | 6169.88 | 0 | 2327.73 | 0 | 303.31 | 0 | 155.93 | 0 | 301.41 | 0 | 129.87 | 341.5
278 | 3.5 | 1411.34 | 660 | 131.35 | 2202.69 | 740.21 | 177.65 | 11280.86 | 3120.55 | 14223.76 | 190.84 | 14492.18 | 1169.99 | 959.4 | 4428 | 4428 | 24.6 | 9827.7 | 302.23 | 12.18 | -63.95 | 5.42 | 20 | 26.95 | 0 | 0.2 | 0.2 | 1 | 0.2 | 0 | 3965.24 | 0 | 2460.12 | 0 | 5805.93 | 0 | 2260.88 | 0 | 294.6 | 0 | 137.25 | 0 | 283.63 | 0 | 126.14 | 328.37
279 | 4.1 | 1411.34 | 660 | 131.35 | 2202.69 | 740.21 | 177.65 | 11280.86 | 3120.55 | 14223.76 | 190.84 | 37980.63 | 2571.52 | 959.4 | 4428 | 4428 | 24.6 | 9827.7 | 309.99 | 19.94 | -61.63 | 7.74 | 20 | 0.19 | 0 | 0.2 | 0.2 | 1 | 0.2 | 0 | 5377.77 | 0 | 6590.24 | 0 | 22946.35 | 0 | 3066.27 | 0 | 399.54 | 0 | 367.68 | 0 | 1120.97 | 0 | 171.07 | 512.25
280 | 4.9 | 1411.34 | 660 | 131.35 | 2202.69 | 740.21 | 177.65 | 11280.86 | 3120.55 | 14223.76 | 190.84 | 71594.8 | 4117.64 | 959.4 | 4428 | 4428 | 24.6 | 9827.7 | 320.92 | 30.87 | -58.41 | 10.97 | 23.9 | 0 | 0 | 0.2 | 0.2 | 1 | 0.2 | 0 | 3920.45 | 0 | 7764.46 | 0 | 57674.55 | 0 | 2235.34 | 0 | 291.27 | 0 | 433.19 | 0 | 2817.51 | 0 | 124.71 | 450.96
281 | 3.9 | 1411.34 | 660 | 131.35 | 2202.69 | 740.21 | 177.65 | 11280.86 | 3120.55 | 14223.76 | 190.84 | 19417.76 | 2012.22 | 959.4 | 4428 | 4428 | 24.6 | 9827.7 | 304.42 | 14.37 | -63.16 | 6.22 | 20 | 19.41 | 0 | 0.2 | 0.2 | 1 | 0.2 | 0 | 450.34 | 0 | 386.53 | 0 | 18324.12 | 0 | 256.77 | 0 | 66.92 | 0 | 43.13 | 0 | 1790.34 | 0 | 28.65 | 83.19
282 | 2.6 | 1411.34 | 660 | 131.35 | 2202.69 | 740.21 | 444.13 | 11547.34 | 3387.03 | 14490.24 | 190.84 | 0 | 0 | 2398.5 | 11070 | 11070 | 61.5 | 24569.25 | 281.41 | 10.43 | -63.68 | 4.43 | 20 | 35.32 | 0 | 0.5 | 0.5 | 1 | 0.5 | 0 | 0 | 0 | 0 | 0 | 0 | 0 | 0 | 0 | 0 | 0 | 0 | 0 | 0 | 0 | 0 | 0
283 | 1.9 | 1411.34 | 660 | 131.35 | 2202.69 | 740.21 | 444.13 | 11547.34 | 3387.03 | 14490.24 | 190.84 | 0 | 0 | 2398.5 | 11070 | 11070 | 61.5 | 24569.25 | 280.76 | 9.79 | -64.37 | 3.74 | 20 | 37.69 | 0 | 0.5 | 0.5 | 1 | 0.5 | 0 | 0 | 0 | 0 | 0 | 0 | 0 | 0 | 0 | 0 | 0 | 0 | 0 | 0 | 0 | 0 | 0
284 | 1.3 | 1411.34 | 660 | 131.35 | 2202.69 | 740.21 | 444.13 | 11547.34 | 3387.03 | 14490.24 | 190.84 | 0 | 0 | 2398.5 | 11070 | 11070 | 61.5 | 24569.25 | 280.21 | 9.24 | -64.96 | 3.15 | 20 | 39.72 | 0 | 0.5 | 0.5 | 1 | 0.5 | 0 | 0 | 0 | 0 | 0 | 0 | 0 | 0 | 0 | 0 | 0 | 0 | 0 | 0 | 0 | 0 | 0
285 | 0.4 | 1411.34 | 660 | 131.35 | 2202.69 | 740.21 | 444.13 | 11547.34 | 3387.03 | 14490.24 | 190.84 | 0 | 0 | 2398.5 | 11070 | 11070 | 61.5 | 24569.25 | 279.39 | 8.41 | -65.85 | 2.26 | 20 | 42.77 | 0 | 0.5 | 0.5 | 1 | 0.5 | 0 | 0 | 0 | 0 | 0 | 0 | 0 | 0 | 0 | 0 | 0 | 0 | 0 | 0 | 0 | 0 | 0
286 | 0.2 | 1411.34 | 660 | 131.35 | 2202.69 | 740.21 | 444.13 | 11547.34 | 3387.03 | 14490.24 | 190.84 | 0 | 0 | 2398.5 | 11070 | 11070 | 61.5 | 24569.25 | 279.2 | 8.23 | -66.05 | 2.07 | 20 | 43.45 | 0 | 0.5 | 0.5 | 1 | 0.5 | 0 | 0 | 0 | 0 | 0 | 0 | 0 | 0 | 0 | 0 | 0 | 0 | 0 | 0 | 0 | 0 | 0
287 | 0 | 1411.34 | 660 | 131.35 | 2202.69 | 740.21 | 444.13 | 11547.34 | 3387.03 | 14490.24 | 190.84 | 0 | 0 | 2398.5 | 11070 | 11070 | 61.5 | 24569.25 | 279.02 | 8.04 | -66.25 | 1.87 | 20 | 44.13 | 0 | 0.5 | 0.5 | 1 | 0.5 | 0 | 0 | 0 | 0 | 0 | 0 | 0 | 0 | 0 | 0 | 0 | 0 | 0 | 0 | 0 | 0 | 0
288 | 0.2 | 1411.34 | 660 | 131.35 | 2202.69 | 740.21 | 444.13 | 11547.34 | 3387.03 | 14490.24 | 190.84 | 0 | 0 | 2398.5 | 11070 | 11070 | 61.5 | 24569.25 | 279.2 | 8.23 | -66.05 | 2.07 | 20 | 43.45 | 0 | 0.5 | 0.5 | 1 | 0.5 | 0 | 0 | 0 | 0 | 0 | 0 | 0 | 0 | 0 | 0 | 0 | 0 | 0 | 0 | 0 | 0 | 0
289 | 0 | 1411.34 | 660 | 131.35 | 2202.69 | 740.21 | 444.13 | 11547.34 | 3387.03 | 14490.24 | 190.84 | 0 | 0 | 2398.5 | 2214 | 2214 | 61.5 | 6857.25 | 274.22 | 3.24 | -67.45 | 0.66 | 20 | 61.84 | 0 | 0.5 | 0.1 | 0.5 | 0.5 | 0 | 0 | 0 | 0 | 0 | 0 | 0 | 0 | 0 | 0 | 0 | 0 | 0 | 0 | 0 | 0 | 0
290 | -1.2 | 1411.34 | 660 | 131.35 | 2202.69 | 740.21 | 444.13 | 11547.34 | 3387.03 | 14490.24 | 190.84 | 0 | 0 | 2398.5 | 2214 | 2214 | 61.5 | 6857.25 | 273.12 | 2.14 | -68.64 | -0.52 | 20 | 65.9 | 0 | 0.5 | 0.1 | 0.5 | 0.5 | 0 | 0 | 0 | 0 | 0 | 0 | 0 | 0 | 0 | 0 | 0 | 0 | 0 | 0 | 0 | 0 | 0
291 | -1.8 | 1411.34 | 660 | 131.35 | 2202.69 | 740.21 | 444.13 | 11547.34 | 3387.03 | 14490.24 | 190.84 | 0 | 0 | 2398.5 | 2214 | 2214 | 61.5 | 6857.25 | 272.57 | 1.59 | -69.23 | -1.11 | 20 | 67.93 | 0 | 0.5 | 0.1 | 0.5 | 0.5 | 0 | 0 | 0 | 0 | 0 | 0 | 0 | 0 | 0 | 0 | 0 | 0 | 0 | 0 | 0 | 0 | 0
292 | -2.2 | 1411.34 | 660 | 131.35 | 2202.69 | 740.21 | 444.13 | 11547.34 | 3387.03 | 14490.24 | 190.84 | 0 | 0 | 2398.5 | 2214 | 2214 | 61.5 | 6857.25 | 272.2 | 1.22 | -69.62 | -1.51 | 20 | 69.29 | 0 | 0.5 | 0.1 | 0.5 | 0.5 | 0 | 0 | 0 | 0 | 0 | 0 | 0 | 0 | 0 | 0 | 0 | 0 | 0 | 0 | 0 | 0 | 0
293 | -2.4 | 1411.34 | 660 | 131.35 | 2202.69 | 740.21 | 444.13 | 11547.34 | 3387.03 | 14490.24 | 190.84 | 0 | 0 | 2398.5 | 2214 | 2214 | 61.5 | 6857.25 | 272.02 | 1.04 | -69.82 | -1.71 | 20 | 69.97 | 0 | 0.5 | 0.1 | 0.5 | 0.5 | 0 | 0 | 0 | 0 | 0 | 0 | 0 | 0 | 0 | 0 | 0 | 0 | 0 | 0 | 0 | 0 | 0
294 | -2.5 | 1411.34 | 660 | 131.35 | 2202.69 | 740.21 | 444.13 | 11547.34 | 3387.03 | 14490.24 | 190.84 | 0 | 0 | 2398.5 | 2214 | 2214 | 61.5 | 6857.25 | 271.93 | 0.95 | -69.92 | -1.81 | 20 | 70.31 | 0 | 0.5 | 0.1 | 0.5 | 0.5 | 0 | 0 | 0 | 0 | 0 | 0 | 0 | 0 | 0 | 0 | 0 | 0 | 0 | 0 | 0 | 0 | 0
295 | -3 | 1411.34 | 660 | 131.35 | 2202.69 | 740.21 | 444.13 | 11547.34 | 3387.03 | 14490.24 | 190.84 | 0 | 0 | 2398.5 | 2214 | 2214 | 61.5 | 6857.25 | 271.47 | 0.49 | -70.41 | -2.3 | 20 | 72 | 0 | 0.5 | 0.1 | 0.5 | 0.5 | 0 | 0 | 0 | 0 | 0 | 0 | 0 | 0 | 0 | 0 | 0 | 0 | 0 | 0 | 0 | 0 | 0
296 | -3.2 | 1411.34 | 660 | 131.35 | 2202.69 | 740.21 | 444.13 | 11547.34 | 3387.03 | 14490.24 | 190.84 | 0 | 0 | 2398.5 | 11070 | 11070 | 61.5 | 24569.25 | 276.08 | 5.11 | -69.4 | -1.29 | 20 | 54.96 | 0 | 0.5 | 0.5 | 1 | 0.5 | 0 | 0 | 0 | 0 | 0 | 0 | 0 | 0 | 0 | 0 | 0 | 0 | 0 | 0 | 0 | 0 | 0
297 | -2.8 | 1411.34 | 660 | 131.35 | 2202.69 | 740.21 | 444.13 | 11547.34 | 3387.03 | 14490.24 | 190.84 | 0 | 0 | 2398.5 | 11070 | 11070 | 61.5 | 24569.25 | 276.45 | 5.47 | -69.01 | -0.9 | 20 | 53.61 | 0 | 0.5 | 0.5 | 1 | 0.5 | 0 | 0 | 0 | 0 | 0 | 0 | 0 | 0 | 0 | 0 | 0 | 0 | 0 | 0 | 0 | 0 | 0
298 | -1.8 | 1411.34 | 660 | 131.35 | 2202.69 | 740.21 | 444.13 | 11547.34 | 3387.03 | 14490.24 | 190.84 | 41763.73 | 2793.19 | 2398.5 | 11070 | 11070 | 61.5 | 24569.25 | 289.44 | 18.46 | -64.99 | 3.13 | 20 | 5.67 | 0 | 0.5 | 0.5 | 1 | 0.5 | 0 | 7408.52 | 0 | 31176.58 | 0 | 2226.5 | 0 | 952.12 | 0 | 550.42 | 0 | 1739.37 | 0 | 108.77 | 0 | 53.12 | 341.5
299 | -0.3 | 1411.34 | 660 | 131.35 | 2202.69 | 740.21 | 444.13 | 11547.34 | 3387.03 | 14490.24 | 190.84 | 82134.86 | 5368.99 | 2398.5 | 11070 | 11070 | 61.5 | 24569.25 | 302.46 | 31.48 | -60.58 | 7.53 | 23.9 | 0 | 0 | 0.5 | 0.5 | 1 | 0.5 | 0 | 3721.31 | 0 | 57321.86 | 0 | 18969.9 | 0 | 2121.8 | 0 | 276.48 | 0 | 3198.05 | 0 | 926.72 | 0 | 118.38 | 849.38
300 | 0.2 | 1411.34 | 660 | 131.35 | 2202.69 | 740.21 | 444.13 | 11547.34 | 3387.03 | 14490.24 | 190.84 | 52678.31 | 6737.91 | 2398.5 | 11070 | 11070 | 61.5 | 24569.25 | 295.42 | 24.45 | -62 | 6.11 | 23.9 | 0 | 0 | 0.5 | 0.5 | 1 | 0.5 | 0 | 2710.41 | 0 | 25236.75 | 0 | 23185.74 | 0 | 1545.41 | 0 | 402.74 | 0 | 2815.97 | 0 | 2265.33 | 0 | 172.44 | 1081.42
301 | 1.6 | 1411.34 | 660 | 131.35 | 2202.69 | 740.21 | 444.13 | 11547.34 | 3387.03 | 14490.24 | 190.84 | 61085.86 | 7624.75 | 2398.5 | 11070 | 11070 | 61.5 | 24569.25 | 299.23 | 28.25 | -59.99 | 8.13 | 23.9 | 0 | 0 | 0.5 | 0.5 | 1 | 0.5 | 0 | 3055.68 | 0 | 21545.45 | 0 | 34742.46 | 0 | 1742.27 | 0 | 454.05 | 0 | 2404.09 | 0 | 3394.47 | 0 | 194.41 | 1177.74
302 | 2.2 | 1411.34 | 660 | 131.35 | 2202.69 | 740.21 | 444.13 | 11547.34 | 3387.03 | 14490.24 | 190.84 | 58657.07 | 7186.89 | 2398.5 | 11070 | 11070 | 61.5 | 24569.25 | 299 | 28.02 | -59.59 | 8.52 | 23.9 | 0 | 0 | 0.5 | 0.5 | 1 | 0.5 | 0 | 3189.18 | 0 | 15046.6 | 0 | 38602.91 | 0 | 1818.39 | 0 | 473.88 | 0 | 1678.93 | 0 | 3771.65 | 0 | 202.9 | 1059.53
303 | 2.8 | 1411.34 | 660 | 131.35 | 2202.69 | 740.21 | 444.13 | 11547.34 | 3387.03 | 14490.24 | 190.84 | 69068.6 | 8029.88 | 2398.5 | 11070 | 11070 | 61.5 | 24569.25 | 302.6 | 31.62 | -58.23 | 9.88 | 23.9 | 0 | 0 | 0.5 | 0.5 | 1 | 0.5 | 0 | 2546.41 | 0 | 12469.74 | 0 | 52600.56 | 0 | 1451.9 | 0 | 378.37 | 0 | 1391.4 | 0 | 5139.27 | 0 | 162.01 | 958.83
304 | 1.7 | 1411.34 | 660 | 131.35 | 2202.69 | 740.21 | 444.13 | 11547.34 | 3387.03 | 14490.24 | 190.84 | 34144.97 | 3957.3 | 2398.5 | 11070 | 11070 | 61.5 | 24569.25 | 291.02 | 20.05 | -61.97 | 6.14 | 20.05 | 0 | 0 | 0.5 | 0.5 | 1 | 0.5 | 0 | 2012.13 | 0 | 3742.08 | 0 | 27243.49 | 0 | 1147.27 | 0 | 298.98 | 0 | 417.55 | 0 | 2661.79 | 0 | 128.01 | 450.96
305 | 1 | 1411.34 | 660 | 131.35 | 2202.69 | 740.21 | 444.13 | 11547.34 | 3387.03 | 14490.24 | 190.84 | 34475.27 | 1869.72 | 2398.5 | 11070 | 11070 | 61.5 | 24569.25 | 289.79 | 18.81 | -62.78 | 5.33 | 20 | 4.39 | 0 | 0.5 | 0.5 | 1 | 0.5 | 0 | 788.74 | 0 | 681.45 | 0 | 32555.35 | 0 | 449.72 | 0 | 58.6 | 0 | 38.02 | 0 | 1590.39 | 0 | 25.09 | 157.62
306 | -0.1 | 1411.34 | 660 | 131.35 | 2202.69 | 740.21 | 444.13 | 11547.34 | 3387.03 | 14490.24 | 190.84 | 0 | 0 | 2398.5 | 11070 | 11070 | 61.5 | 24569.25 | 278.93 | 7.95 | -66.35 | 1.77 | 20 | 44.46 | 0 | 0.5 | 0.5 | 1 | 0.5 | 0 | 0 | 0 | 0 | 0 | 0 | 0 | 0 | 0 | 0 | 0 | 0 | 0 | 0 | 0 | 0 | 0
307 | -0.7 | 1411.34 | 660 | 131.35 | 2202.69 | 740.21 | 444.13 | 11547.34 | 3387.03 | 14490.24 | 190.84 | 0 | 0 | 2398.5 | 11070 | 11070 | 61.5 | 24569.25 | 278.38 | 7.4 | -66.94 | 1.18 | 20 | 46.5 | 0 | 0.5 | 0.5 | 1 | 0.5 | 0 | 0 | 0 | 0 | 0 | 0 | 0 | 0 | 0 | 0 | 0 | 0 | 0 | 0 | 0 | 0 | 0
308 | -1.3 | 1411.34 | 660 | 131.35 | 2202.69 | 740.21 | 444.13 | 11547.34 | 3387.03 | 14490.24 | 190.84 | 0 | 0 | 2398.5 | 11070 | 11070 | 61.5 | 24569.25 | 277.83 | 6.85 | -67.53 | 0.59 | 20 | 48.53 | 0 | 0.5 | 0.5 | 1 | 0.5 | 0 | 0 | 0 | 0 | 0 | 0 | 0 | 0 | 0 | 0 | 0 | 0 | 0 | 0 | 0 | 0 | 0
309 | -1.7 | 1411.34 | 660 | 131.35 | 2202.69 | 740.21 | 444.13 | 11547.34 | 3387.03 | 14490.24 | 190.84 | 0 | 0 | 2398.5 | 11070 | 11070 | 61.5 | 24569.25 | 277.46 | 6.48 | -67.92 | 0.19 | 20 | 49.88 | 0 | 0.5 | 0.5 | 1 | 0.5 | 0 | 0 | 0 | 0 | 0 | 0 | 0 | 0 | 0 | 0 | 0 | 0 | 0 | 0 | 0 | 0 | 0
310 | -2.2 | 1411.34 | 660 | 131.35 | 2202.69 | 740.21 | 444.13 | 11547.34 | 3387.03 | 14490.24 | 190.84 | 0 | 0 | 2398.5 | 11070 | 11070 | 61.5 | 24569.25 | 277 | 6.02 | -68.42 | -0.3 | 20 | 51.58 | 0 | 0.5 | 0.5 | 1 | 0.5 | 0 | 0 | 0 | 0 | 0 | 0 | 0 | 0 | 0 | 0 | 0 | 0 | 0 | 0 | 0 | 0 | 0
311 | -2.6 | 1411.34 | 660 | 131.35 | 2202.69 | 740.21 | 444.13 | 11547.34 | 3387.03 | 14490.24 | 190.84 | 0 | 0 | 2398.5 | 11070 | 11070 | 61.5 | 24569.25 | 276.63 | 5.66 | -68.81 | -0.7 | 20 | 52.93 | 0 | 0.5 | 0.5 | 1 | 0.5 | 0 | 0 | 0 | 0 | 0 | 0 | 0 | 0 | 0 | 0 | 0 | 0 | 0 | 0 | 0 | 0 | 0
312 | -2.6 | 1411.34 | 660 | 131.35 | 2202.69 | 740.21 | 444.13 | 11547.34 | 3387.03 | 14490.24 | 190.84 | 0 | 0 | 2398.5 | 11070 | 11070 | 61.5 | 24569.25 | 276.63 | 5.66 | -68.81 | -0.7 | 20 | 52.93 | 0 | 0.5 | 0.5 | 1 | 0.5 | 0 | 0 | 0 | 0 | 0 | 0 | 0 | 0 | 0 | 0 | 0 | 0 | 0 | 0 | 0 | 0 | 0
313 | -3.2 | 1411.34 | 660 | 131.35 | 2202.69 | 740.21 | 444.13 | 11547.34 | 3387.03 | 14490.24 | 190.84 | 0 | 0 | 2398.5 | 2214 | 2214 | 61.5 | 6857.25 | 271.28 | 0.31 | -70.61 | -2.5 | 20 | 72.68 | 0 | 0.5 | 0.1 | 0.5 | 0.5 | 0 | 0 | 0 | 0 | 0 | 0 | 0 | 0 | 0 | 0 | 0 | 0 | 0 | 0 | 0 | 0 | 0
314 | -3.5 | 1411.34 | 660 | 131.35 | 2202.69 | 740.21 | 444.13 | 11547.34 | 3387.03 | 14490.24 | 190.84 | 0 | 0 | 2398.5 | 2214 | 2214 | 61.5 | 6857.25 | 271.01 | 0.03 | -70.91 | -2.79 | 20 | 73.69 | 0 | 0.5 | 0.1 | 0.5 | 0.5 | 0 | 0 | 0 | 0 | 0 | 0 | 0 | 0 | 0 | 0 | 0 | 0 | 0 | 0 | 0 | 0 | 0
315 | -3.6 | 1411.34 | 660 | 131.35 | 2202.69 | 740.21 | 444.13 | 11547.34 | 3387.03 | 14490.24 | 190.84 | 0 | 0 | 2398.5 | 2214 | 2214 | 61.5 | 6857.25 | 270.92 | -0.06 | -71.01 | -2.89 | 20 | 74.03 | 0 | 0.5 | 0.1 | 0.5 | 0.5 | 0 | 0 | 0 | 0 | 0 | 0 | 0 | 0 | 0 | 0 | 0 | 0 | 0 | 0 | 0 | 0 | 0
316 | -3.8 | 1411.34 | 660 | 131.35 | 2202.69 | 740.21 | 444.13 | 11547.34 | 3387.03 | 14490.24 | 190.84 | 0 | 0 | 2398.5 | 2214 | 2214 | 61.5 | 6857.25 | 270.73 | -0.24 | -71.2 | -3.09 | 20 | 74.71 | 0 | 0.5 | 0.1 | 0.5 | 0.5 | 0 | 0 | 0 | 0 | 0 | 0 | 0 | 0 | 0 | 0 | 0 | 0 | 0 | 0 | 0 | 0 | 0
317 | -4.7 | 1411.34 | 660 | 131.35 | 2202.69 | 740.21 | 444.13 | 11547.34 | 3387.03 | 14490.24 | 190.84 | 0 | 0 | 2398.5 | 2214 | 2214 | 61.5 | 6857.25 | 269.91 | -1.07 | -72.09 | -3.98 | 20 | 77.76 | 0 | 0.5 | 0.1 | 0.5 | 0.5 | 0 | 0 | 0 | 0 | 0 | 0 | 0 | 0 | 0 | 0 | 0 | 0 | 0 | 0 | 0 | 0 | 0
318 | -4.7 | 1411.34 | 660 | 131.35 | 2202.69 | 740.21 | 444.13 | 11547.34 | 3387.03 | 14490.24 | 190.84 | 0 | 0 | 2398.5 | 2214 | 2214 | 61.5 | 6857.25 | 269.91 | -1.07 | -72.09 | -3.98 | 20 | 77.76 | 0 | 0.5 | 0.1 | 0.5 | 0.5 | 0 | 0 | 0 | 0 | 0 | 0 | 0 | 0 | 0 | 0 | 0 | 0 | 0 | 0 | 0 | 0 | 0
319 | -4.7 | 1411.34 | 660 | 131.35 | 2202.69 | 740.21 | 444.13 | 11547.34 | 3387.03 | 14490.24 | 190.84 | 0 | 0 | 2398.5 | 2214 | 2214 | 61.5 | 6857.25 | 269.91 | -1.07 | -72.09 | -3.98 | 20 | 77.76 | 0 | 0.5 | 0.1 | 0.5 | 0.5 | 0 | 0 | 0 | 0 | 0 | 0 | 0 | 0 | 0 | 0 | 0 | 0 | 0 | 0 | 0 | 0 | 0
320 | -5 | 1411.34 | 660 | 131.35 | 2202.69 | 740.21 | 444.13 | 11547.34 | 3387.03 | 14490.24 | 190.84 | 0 | 0 | 2398.5 | 11070 | 11070 | 61.5 | 24569.25 | 274.43 | 3.45 | -71.18 | -3.07 | 20 | 61.06 | 0 | 0.5 | 0.5 | 1 | 0.5 | 0 | 0 | 0 | 0 | 0 | 0 | 0 | 0 | 0 | 0 | 0 | 0 | 0 | 0 | 0 | 0 | 0
321 | -4.2 | 1411.34 | 660 | 131.35 | 2202.69 | 740.21 | 444.13 | 11547.34 | 3387.03 | 14490.24 | 190.84 | 0 | 0 | 2398.5 | 11070 | 11070 | 61.5 | 24569.25 | 275.16 | 4.19 | -70.39 | -2.28 | 20 | 58.35 | 0 | 0.5 | 0.5 | 1 | 0.5 | 0 | 0 | 0 | 0 | 0 | 0 | 0 | 0 | 0 | 0 | 0 | 0 | 0 | 0 | 0 | 0 | 0
322 | -2.7 | 1411.34 | 660 | 131.35 | 2202.69 | 740.21 | 444.13 | 11547.34 | 3387.03 | 14490.24 | 190.84 | 5718.24 | 418.36 | 2398.5 | 11070 | 11070 | 61.5 | 24569.25 | 278.2 | 7.23 | -68.49 | -0.38 | 20 | 47.13 | 0 | 0.5 | 0.5 | 1 | 0.5 | 0 | 1321.51 | 0 | 2688.77 | 0 | 1196.36 | 0 | 511.6 | 0 | 98.18 | 0 | 150.01 | 0 | 58.44 | 0 | 28.54 | 83.19
323 | -1.1 | 1411.34 | 660 | 131.35 | 2202.69 | 740.21 | 444.13 | 11547.34 | 3387.03 | 14490.24 | 190.84 | 7438.58 | 604.34 | 2398.5 | 11070 | 11070 | 61.5 | 24569.25 | 280.19 | 9.21 | -66.78 | 1.33 | 20 | 39.81 | 0 | 0.5 | 0.5 | 1 | 0.5 | 0 | 2054.09 | 0 | 1414.32 | 0 | 2798.98 | 0 | 1171.19 | 0 | 152.61 | 0 | 78.91 | 0 | 136.74 | 0 | 65.34 | 170.75
324 | -0.2 | 1411.34 | 660 | 131.35 | 2202.69 | 740.21 | 444.13 | 11547.34 | 3387.03 | 14490.24 | 190.84 | 8761.63 | 716.58 | 2398.5 | 11070 | 11070 | 61.5 | 24569.25 | 281.4 | 10.43 | -65.8 | 2.32 | 20 | 35.32 | 0 | 0.5 | 0.5 | 1 | 0.5 | 0 | 2455.12 | 0 | 1528.05 | 0 | 3378.61 | 0 | 1399.85 | 0 | 182.4 | 0 | 85.25 | 0 | 165.05 | 0 | 78.1 | 205.78
325 | 0.5 | 1411.34 | 660 | 131.35 | 2202.69 | 740.21 | 444.13 | 11547.34 | 3387.03 | 14490.24 | 190.84 | 7721.65 | 634.01 | 2398.5 | 11070 | 11070 | 61.5 | 24569.25 | 281.74 | 10.77 | -65.18 | 2.93 | 20 | 34.08 | 0 | 0.5 | 0.5 | 1 | 0.5 | 0 | 2171.1 | 0 | 1308.69 | 0 | 3003.95 | 0 | 1237.91 | 0 | 161.3 | 0 | 73.01 | 0 | 146.75 | 0 | 69.06 | 183.89
326 | 0.6 | 1411.34 | 660 | 131.35 | 2202.69 | 740.21 | 444.13 | 11547.34 | 3387.03 | 14490.24 | 190.84 | 9322.29 | 761.5 | 2398.5 | 11070 | 11070 | 61.5 | 24569.25 | 282.3 | 11.33 | -64.97 | 3.15 | 20 | 32.01 | 0 | 0.5 | 0.5 | 1 | 0.5 | 0 | 2595.94 | 0 | 1565.07 | 0 | 3681.14 | 0 | 1480.14 | 0 | 192.87 | 0 | 87.32 | 0 | 179.83 | 0 | 82.58 | 218.91
327 | 0.3 | 1411.34 | 660 | 131.35 | 2202.69 | 740.21 | 444.13 | 11547.34 | 3387.03 | 14490.24 | 190.84 | 4545.81 | 374.2 | 2398.5 | 11070 | 11070 | 61.5 | 24569.25 | 280.63 | 9.65 | -65.62 | 2.5 | 20 | 38.19 | 0 | 0.5 | 0.5 | 1 | 0.5 | 0 | 1274.93 | 0 | 748.4 | 0 | 1795.55 | 0 | 726.93 | 0 | 94.72 | 0 | 41.75 | 0 | 87.72 | 0 | 40.56 | 109.46
328 | 0.3 | 1411.34 | 660 | 131.35 | 2202.69 | 740.21 | 444.13 | 11547.34 | 3387.03 | 14490.24 | 190.84 | 3518.67 | 287.4 | 2398.5 | 11070 | 11070 | 61.5 | 24569.25 | 280.33 | 9.35 | -65.69 | 2.42 | 20 | 39.3 | 0 | 0.5 | 0.5 | 1 | 0.5 | 0 | 965.55 | 0 | 566.29 | 0 | 1436.29 | 0 | 550.53 | 0 | 71.74 | 0 | 31.59 | 0 | 70.17 | 0 | 30.71 | 83.19
329 | 0.2 | 1411.34 | 660 | 131.35 | 2202.69 | 740.21 | 444.13 | 11547.34 | 3387.03 | 14490.24 | 190.84 | 1462.85 | 109.22 | 2398.5 | 11070 | 11070 | 61.5 | 24569.25 | 279.63 | 8.65 | -65.94 | 2.17 | 20 | 41.88 | 0 | 0.5 | 0.5 | 1 | 0.5 | 0 | 343.9 | 0 | 198.04 | 0 | 724.83 | 0 | 196.08 | 0 | 25.55 | 0 | 11.05 | 0 | 35.41 | 0 | 10.94 | 26.27
330 | 0.1 | 1411.34 | 660 | 131.35 | 2202.69 | 740.21 | 444.13 | 11547.34 | 3387.03 | 14490.24 | 190.84 | 0 | 0 | 2398.5 | 11070 | 11070 | 61.5 | 24569.25 | 279.11 | 8.13 | -66.15 | 1.97 | 20 | 43.79 | 0 | 0.5 | 0.5 | 1 | 0.5 | 0 | 0 | 0 | 0 | 0 | 0 | 0 | 0 | 0 | 0 | 0 | 0 | 0 | 0 | 0 | 0 | 0
331 | -0.1 | 1411.34 | 660 | 131.35 | 2202.69 | 740.21 | 444.13 | 11547.34 | 3387.03 | 14490.24 | 190.84 | 0 | 0 | 2398.5 | 11070 | 11070 | 61.5 | 24569.25 | 278.93 | 7.95 | -66.35 | 1.77 | 20 | 44.46 | 0 | 0.5 | 0.5 | 1 | 0.5 | 0 | 0 | 0 | 0 | 0 | 0 | 0 | 0 | 0 | 0 | 0 | 0 | 0 | 0 | 0 | 0 | 0
332 | -0.4 | 1411.34 | 660 | 131.35 | 2202.69 | 740.21 | 444.13 | 11547.34 | 3387.03 | 14490.24 | 190.84 | 0 | 0 | 2398.5 | 11070 | 11070 | 61.5 | 24569.25 | 278.65 | 7.68 | -66.64 | 1.47 | 20 | 45.48 | 0 | 0.5 | 0.5 | 1 | 0.5 | 0 | 0 | 0 | 0 | 0 | 0 | 0 | 0 | 0 | 0 | 0 | 0 | 0 | 0 | 0 | 0 | 0
333 | -0.9 | 1411.34 | 660 | 131.35 | 2202.69 | 740.21 | 444.13 | 11547.34 | 3387.03 | 14490.24 | 190.84 | 0 | 0 | 2398.5 | 11070 | 11070 | 61.5 | 24569.25 | 278.19 | 7.22 | -67.13 | 0.98 | 20 | 47.17 | 0 | 0.5 | 0.5 | 1 | 0.5 | 0 | 0 | 0 | 0 | 0 | 0 | 0 | 0 | 0 | 0 | 0 | 0 | 0 | 0 | 0 | 0 | 0
334 | -1.5 | 1411.34 | 660 | 131.35 | 2202.69 | 740.21 | 444.13 | 11547.34 | 3387.03 | 14490.24 | 190.84 | 0 | 0 | 2398.5 | 11070 | 11070 | 61.5 | 24569.25 | 277.64 | 6.67 | -67.73 | 0.39 | 20 | 49.21 | 0 | 0.5 | 0.5 | 1 | 0.5 | 0 | 0 | 0 | 0 | 0 | 0 | 0 | 0 | 0 | 0 | 0 | 0 | 0 | 0 | 0 | 0 | 0
335 | -1.8 | 1411.34 | 660 | 131.35 | 2202.69 | 740.21 | 444.13 | 11547.34 | 3387.03 | 14490.24 | 190.84 | 0 | 0 | 2398.5 | 11070 | 11070 | 61.5 | 24569.25 | 277.37 | 6.39 | -68.02 | 0.09 | 20 | 50.22 | 0 | 0.5 | 0.5 | 1 | 0.5 | 0 | 0 | 0 | 0 | 0 | 0 | 0 | 0 | 0 | 0 | 0 | 0 | 0 | 0 | 0 | 0 | 0
336 | -2.4 | 1411.34 | 660 | 131.35 | 2202.69 | 740.21 | 444.13 | 11547.34 | 3387.03 | 14490.24 | 190.84 | 0 | 0 | 2398.5 | 11070 | 11070 | 61.5 | 24569.25 | 276.82 | 5.84 | -68.62 | -0.5 | 20 | 52.25 | 0 | 0.5 | 0.5 | 1 | 0.5 | 0 | 0 | 0 | 0 | 0 | 0 | 0 | 0 | 0 | 0 | 0 | 0 | 0 | 0 | 0 | 0 | 0
337 | -2.7 | 1411.34 | 660 | 131.35 | 2202.69 | 740.21 | 444.13 | 11547.34 | 3387.03 | 14490.24 | 190.84 | 0 | 0 | 2398.5 | 2214 | 2214 | 61.5 | 6857.25 | 271.74 | 0.77 | -70.12 | -2 | 20 | 70.98 | 0 | 0.5 | 0.1 | 0.5 | 0.5 | 0 | 0 | 0 | 0 | 0 | 0 | 0 | 0 | 0 | 0 | 0 | 0 | 0 | 0 | 0 | 0 | 0
338 | -2.7 | 1411.34 | 660 | 131.35 | 2202.69 | 740.21 | 444.13 | 11547.34 | 3387.03 | 14490.24 | 190.84 | 0 | 0 | 2398.5 | 2214 | 2214 | 61.5 | 6857.25 | 271.74 | 0.77 | -70.12 | -2 | 20 | 70.98 | 0 | 0.5 | 0.1 | 0.5 | 0.5 | 0 | 0 | 0 | 0 | 0 | 0 | 0 | 0 | 0 | 0 | 0 | 0 | 0 | 0 | 0 | 0 | 0
339 | -2.8 | 1411.34 | 660 | 131.35 | 2202.69 | 740.21 | 444.13 | 11547.34 | 3387.03 | 14490.24 | 190.84 | 0 | 0 | 2398.5 | 2214 | 2214 | 61.5 | 6857.25 | 271.65 | 0.67 | -70.22 | -2.1 | 20 | 71.32 | 0 | 0.5 | 0.1 | 0.5 | 0.5 | 0 | 0 | 0 | 0 | 0 | 0 | 0 | 0 | 0 | 0 | 0 | 0 | 0 | 0 | 0 | 0 | 0
340 | -2.8 | 1411.34 | 660 | 131.35 | 2202.69 | 740.21 | 444.13 | 11547.34 | 3387.03 | 14490.24 | 190.84 | 0 | 0 | 2398.5 | 2214 | 2214 | 61.5 | 6857.25 | 271.65 | 0.67 | -70.22 | -2.1 | 20 | 71.32 | 0 | 0.5 | 0.1 | 0.5 | 0.5 | 0 | 0 | 0 | 0 | 0 | 0 | 0 | 0 | 0 | 0 | 0 | 0 | 0 | 0 | 0 | 0 | 0
341 | -3.4 | 1411.34 | 660 | 131.35 | 2202.69 | 740.21 | 444.13 | 11547.34 | 3387.03 | 14490.24 | 190.84 | 0 | 0 | 2398.5 | 2214 | 2214 | 61.5 | 6857.25 | 271.1 | 0.12 | -70.81 | -2.69 | 20 | 73.35 | 0 | 0.5 | 0.1 | 0.5 | 0.5 | 0 | 0 | 0 | 0 | 0 | 0 | 0 | 0 | 0 | 0 | 0 | 0 | 0 | 0 | 0 | 0 | 0
342 | -3.5 | 1411.34 | 660 | 131.35 | 2202.69 | 740.21 | 444.13 | 11547.34 | 3387.03 | 14490.24 | 190.84 | 0 | 0 | 2398.5 | 2214 | 2214 | 61.5 | 6857.25 | 271.01 | 0.03 | -70.91 | -2.79 | 20 | 73.69 | 0 | 0.5 | 0.1 | 0.5 | 0.5 | 0 | 0 | 0 | 0 | 0 | 0 | 0 | 0 | 0 | 0 | 0 | 0 | 0 | 0 | 0 | 0 | 0
343 | -3.9 | 1411.34 | 660 | 131.35 | 2202.69 | 740.21 | 444.13 | 11547.34 | 3387.03 | 14490.24 | 190.84 | 0 | 0 | 2398.5 | 2214 | 2214 | 61.5 | 6857.25 | 270.64 | -0.34 | -71.3 | -3.19 | 20 | 75.05 | 0 | 0.5 | 0.1 | 0.5 | 0.5 | 0 | 0 | 0 | 0 | 0 | 0 | 0 | 0 | 0 | 0 | 0 | 0 | 0 | 0 | 0 | 0 | 0
344 | -4 | 1411.34 | 660 | 131.35 | 2202.69 | 740.21 | 177.65 | 11280.86 | 3120.55 | 14223.76 | 190.84 | 0 | 0 | 959.4 | 4428 | 4428 | 24.6 | 9827.7 | 290.9 | 0.85 | -72.44 | -3.07 | 20 | 66.02 | 0 | 0.2 | 0.2 | 1 | 0.2 | 0 | 0 | 0 | 0 | 0 | 0 | 0 | 0 | 0 | 0 | 0 | 0 | 0 | 0 | 0 | 0 | 0
345 | -4 | 1411.34 | 660 | 131.35 | 2202.69 | 740.21 | 177.65 | 11280.86 | 3120.55 | 14223.76 | 190.84 | 0 | 0 | 959.4 | 4428 | 4428 | 24.6 | 9827.7 | 290.9 | 0.85 | -72.44 | -3.07 | 20 | 66.02 | 0 | 0.2 | 0.2 | 1 | 0.2 | 0 | 0 | 0 | 0 | 0 | 0 | 0 | 0 | 0 | 0 | 0 | 0 | 0 | 0 | 0 | 0 | 0
346 | -3.3 | 1411.34 | 660 | 131.35 | 2202.69 | 740.21 | 177.65 | 11280.86 | 3120.55 | 14223.76 | 190.84 | 21731.52 | 1482.59 | 959.4 | 4428 | 4428 | 24.6 | 9827.7 | 298.27 | 8.22 | -70.14 | -0.77 | 20 | 40.62 | 0 | 0.2 | 0.2 | 1 | 0.2 | 0 | 4375.1 | 0 | 13946.82 | 0 | 2388.29 | 0 | 1021.31 | 0 | 325.05 | 0 | 778.11 | 0 | 116.67 | 0 | 56.98 | 205.78
347 | -2.2 | 1411.34 | 660 | 131.35 | 2202.69 | 740.21 | 177.65 | 11280.86 | 3120.55 | 14223.76 | 190.84 | 49570.02 | 3396.24 | 959.4 | 4428 | 4428 | 24.6 | 9827.7 | 307.89 | 17.84 | -66.99 | 2.38 | 20 | 7.44 | 0 | 0.2 | 0.2 | 1 | 0.2 | 0 | 4812.71 | 0 | 29209.22 | 0 | 12804.01 | 0 | 2744.09 | 0 | 357.56 | 0 | 1629.61 | 0 | 625.5 | 0 | 153.1 | 630.46
348 | -1 | 1411.34 | 660 | 131.35 | 2202.69 | 740.21 | 177.65 | 11280.86 | 3120.55 | 14223.76 | 190.84 | 93779.86 | 6076.09 | 959.4 | 4428 | 4428 | 24.6 | 9827.7 | 322.58 | 32.53 | -62.55 | 6.82 | 23.9 | 0 | 0 | 0.2 | 0.2 | 1 | 0.2 | 0 | 5773.63 | 0 | 43938.44 | 0 | 40775.81 | 0 | 3291.98 | 0 | 428.96 | 0 | 2451.37 | 0 | 1991.98 | 0 | 183.66 | 1020.13
349 | 0.2 | 1411.34 | 660 | 131.35 | 2202.69 | 740.21 | 177.65 | 11280.86 | 3120.55 | 14223.76 | 190.84 | 63412.37 | 7918.17 | 959.4 | 4428 | 4428 | 24.6 | 9827.7 | 315.55 | 25.5 | -63.35 | 6.03 | 23.9 | 0 | 0 | 0.2 | 0.2 | 1 | 0.2 | 0 | 3043.49 | 0 | 22575.07 | 0 | 36058.49 | 0 | 1735.32 | 0 | 452.24 | 0 | 2518.97 | 0 | 3523.05 | 0 | 193.63 | 1230.28
350 | 0.8 | 1411.34 | 660 | 131.35 | 2202.69 | 740.21 | 177.65 | 11280.86 | 3120.55 | 14223.76 | 190.84 | 70771.38 | 8566.23 | 959.4 | 4428 | 4428 | 24.6 | 9827.7 | 318.41 | 28.36 | -62.2 | 7.17 | 23.9 | 0 | 0 | 0.2 | 0.2 | 1 | 0.2 | 0 | 3008.63 | 0 | 18556.92 | 0 | 47490.38 | 0 | 1715.45 | 0 | 447.06 | 0 | 2070.62 | 0 | 4639.99 | 0 | 191.41 | 1217.15
351 | 1.3 | 1411.34 | 660 | 131.35 | 2202.69 | 740.21 | 177.65 | 11280.86 | 3120.55 | 14223.76 | 190.84 | 73186.4 | 8503.79 | 959.4 | 4428 | 4428 | 24.6 | 9827.7 | 319.55 | 29.5 | -61.54 | 7.83 | 23.9 | 0 | 0 | 0.2 | 0.2 | 1 | 0.2 | 0 | 2533.28 | 0 | 13266.42 | 0 | 55942.29 | 0 | 1444.41 | 0 | 376.42 | 0 | 1480.3 | 0 | 5465.77 | 0 | 161.17 | 1020.13
352 | 0.8 | 1411.34 | 660 | 131.35 | 2202.69 | 740.21 | 177.65 | 11280.86 | 3120.55 | 14223.76 | 190.84 | 64093.79 | 7088.17 | 959.4 | 4428 | 4428 | 24.6 | 9827.7 | 316.05 | 26 | -62.77 | 6.61 | 23.9 | 0 | 0 | 0.2 | 0.2 | 1 | 0.2 | 0 | 1775.44 | 0 | 6564.18 | 0 | 54741.86 | 0 | 1012.31 | 0 | 263.81 | 0 | 732.45 | 0 | 5348.49 | 0 | 112.96 | 630.46
353 | -0.1 | 1411.34 | 660 | 131.35 | 2202.69 | 740.21 | 177.65 | 11280.86 | 3120.55 | 14223.76 | 190.84 | 23512.26 | 2539.16 | 959.4 | 4428 | 4428 | 24.6 | 9827.7 | 302.14 | 12.09 | -66.79 | 2.59 | 20 | 27.27 | 0 | 0.2 | 0.2 | 1 | 0.2 | 0 | 508.95 | 0 | 448.1 | 0 | 22265.02 | 0 | 290.19 | 0 | 75.63 | 0 | 50 | 0 | 2175.38 | 0 | 32.38 | 205.78
354 | -0.8 | 1411.34 | 660 | 131.35 | 2202.69 | 740.21 | 444.13 | 11547.34 | 3387.03 | 14490.24 | 190.84 | 0 | 0 | 2398.5 | 11070 | 11070 | 61.5 | 24569.25 | 278.29 | 7.31 | -67.04 | 1.08 | 20 | 46.84 | 0 | 0.5 | 0.5 | 1 | 0.5 | 0 | 0 | 0 | 0 | 0 | 0 | 0 | 0 | 0 | 0 | 0 | 0 | 0 | 0 | 0 | 0 | 0
355 | -1.4 | 1411.34 | 660 | 131.35 | 2202.69 | 740.21 | 444.13 | 11547.34 | 3387.03 | 14490.24 | 190.84 | 0 | 0 | 2398.5 | 11070 | 11070 | 61.5 | 24569.25 | 277.73 | 6.76 | -67.63 | 0.49 | 20 | 48.87 | 0 | 0.5 | 0.5 | 1 | 0.5 | 0 | 0 | 0 | 0 | 0 | 0 | 0 | 0 | 0 | 0 | 0 | 0 | 0 | 0 | 0 | 0 | 0
356 | -1.9 | 1411.34 | 660 | 131.35 | 2202.69 | 740.21 | 444.13 | 11547.34 | 3387.03 | 14490.24 | 190.84 | 0 | 0 | 2398.5 | 11070 | 11070 | 61.5 | 24569.25 | 277.28 | 6.3 | -68.12 | -0.01 | 20 | 50.56 | 0 | 0.5 | 0.5 | 1 | 0.5 | 0 | 0 | 0 | 0 | 0 | 0 | 0 | 0 | 0 | 0 | 0 | 0 | 0 | 0 | 0 | 0 | 0
357 | -2.1 | 1411.34 | 660 | 131.35 | 2202.69 | 740.21 | 444.13 | 11547.34 | 3387.03 | 14490.24 | 190.84 | 0 | 0 | 2398.5 | 11070 | 11070 | 61.5 | 24569.25 | 277.09 | 6.12 | -68.32 | -0.2 | 20 | 51.24 | 0 | 0.5 | 0.5 | 1 | 0.5 | 0 | 0 | 0 | 0 | 0 | 0 | 0 | 0 | 0 | 0 | 0 | 0 | 0 | 0 | 0 | 0 | 0
358 | -2.6 | 1411.34 | 660 | 131.35 | 2202.69 | 740.21 | 444.13 | 11547.34 | 3387.03 | 14490.24 | 190.84 | 0 | 0 | 2398.5 | 11070 | 11070 | 61.5 | 24569.25 | 276.63 | 5.66 | -68.81 | -0.7 | 20 | 52.93 | 0 | 0.5 | 0.5 | 1 | 0.5 | 0 | 0 | 0 | 0 | 0 | 0 | 0 | 0 | 0 | 0 | 0 | 0 | 0 | 0 | 0 | 0 | 0
359 | -3 | 1411.34 | 660 | 131.35 | 2202.69 | 740.21 | 444.13 | 11547.34 | 3387.03 | 14490.24 | 190.84 | 0 | 0 | 2398.5 | 11070 | 11070 | 61.5 | 24569.25 | 276.27 | 5.29 | -69.21 | -1.09 | 20 | 54.29 | 0 | 0.5 | 0.5 | 1 | 0.5 | 0 | 0 | 0 | 0 | 0 | 0 | 0 | 0 | 0 | 0 | 0 | 0 | 0 | 0 | 0 | 0 | 0
360 | -4.2 | 1411.34 | 660 | 131.35 | 2202.69 | 740.21 | 444.13 | 11547.34 | 3387.03 | 14490.24 | 190.84 | 0 | 0 | 2398.5 | 11070 | 11070 | 61.5 | 24569.25 | 275.16 | 4.19 | -70.39 | -2.28 | 20 | 58.35 | 0 | 0.5 | 0.5 | 1 | 0.5 | 0 | 0 | 0 | 0 | 0 | 0 | 0 | 0 | 0 | 0 | 0 | 0 | 0 | 0 | 0 | 0 | 0
361 | -4.1 | 1411.34 | 660 | 131.35 | 2202.69 | 740.21 | 444.13 | 11547.34 | 3387.03 | 14490.24 | 190.84 | 0 | 0 | 2398.5 | 2214 | 2214 | 61.5 | 6857.25 | 270.46 | -0.52 | -71.5 | -3.38 | 20 | 75.72 | 0 | 0.5 | 0.1 | 0.5 | 0.5 | 0 | 0 | 0 | 0 | 0 | 0 | 0 | 0 | 0 | 0 | 0 | 0 | 0 | 0 | 0 | 0 | 0
362 | -4.3 | 1411.34 | 660 | 131.35 | 2202.69 | 740.21 | 444.13 | 11547.34 | 3387.03 | 14490.24 | 190.84 | 0 | 0 | 2398.5 | 2214 | 2214 | 61.5 | 6857.25 | 270.27 | -0.7 | -71.7 | -3.58 | 20 | 76.4 | 0 | 0.5 | 0.1 | 0.5 | 0.5 | 0 | 0 | 0 | 0 | 0 | 0 | 0 | 0 | 0 | 0 | 0 | 0 | 0 | 0 | 0 | 0 | 0
363 | -4.3 | 1411.34 | 660 | 131.35 | 2202.69 | 740.21 | 444.13 | 11547.34 | 3387.03 | 14490.24 | 190.84 | 0 | 0 | 2398.5 | 2214 | 2214 | 61.5 | 6857.25 | 270.27 | -0.7 | -71.7 | -3.58 | 20 | 76.4 | 0 | 0.5 | 0.1 | 0.5 | 0.5 | 0 | 0 | 0 | 0 | 0 | 0 | 0 | 0 | 0 | 0 | 0 | 0 | 0 | 0 | 0 | 0 | 0
364 | -4.7 | 1411.34 | 660 | 131.35 | 2202.69 | 740.21 | 444.13 | 11547.34 | 3387.03 | 14490.24 | 190.84 | 0 | 0 | 2398.5 | 2214 | 2214 | 61.5 | 6857.25 | 269.91 | -1.07 | -72.09 | -3.98 | 20 | 77.76 | 0 | 0.5 | 0.1 | 0.5 | 0.5 | 0 | 0 | 0 | 0 | 0 | 0 | 0 | 0 | 0 | 0 | 0 | 0 | 0 | 0 | 0 | 0 | 0
365 | -4.9 | 1411.34 | 660 | 131.35 | 2202.69 | 740.21 | 444.13 | 11547.34 | 3387.03 | 14490.24 | 190.84 | 0 | 0 | 2398.5 | 2214 | 2214 | 61.5 | 6857.25 | 269.72 | -1.25 | -72.29 | -4.17 | 20 | 78.43 | 0 | 0.5 | 0.1 | 0.5 | 0.5 | 0 | 0 | 0 | 0 | 0 | 0 | 0 | 0 | 0 | 0 | 0 | 0 | 0 | 0 | 0 | 0 | 0
366 | -4.9 | 1411.34 | 660 | 131.35 | 2202.69 | 740.21 | 444.13 | 11547.34 | 3387.03 | 14490.24 | 190.84 | 0 | 0 | 2398.5 | 2214 | 2214 | 61.5 | 6857.25 | 269.72 | -1.25 | -72.29 | -4.17 | 20 | 78.43 | 0 | 0.5 | 0.1 | 0.5 | 0.5 | 0 | 0 | 0 | 0 | 0 | 0 | 0 | 0 | 0 | 0 | 0 | 0 | 0 | 0 | 0 | 0 | 0
367 | -4.9 | 1411.34 | 660 | 131.35 | 2202.69 | 740.21 | 444.13 | 11547.34 | 3387.03 | 14490.24 | 190.84 | 0 | 0 | 2398.5 | 2214 | 2214 | 61.5 | 6857.25 | 269.72 | -1.25 | -72.29 | -4.17 | 20 | 78.43 | 0 | 0.5 | 0.1 | 0.5 | 0.5 | 0 | 0 | 0 | 0 | 0 | 0 | 0 | 0 | 0 | 0 | 0 | 0 | 0 | 0 | 0 | 0 | 0
368 | -5.3 | 1411.34 | 660 | 131.35 | 2202.69 | 740.21 | 177.65 | 11280.86 | 3120.55 | 14223.76 | 190.84 | 0 | 0 | 959.4 | 4428 | 4428 | 24.6 | 9827.7 | 289.72 | -0.33 | -73.72 | -4.35 | 20 | 70.08 | 0 | 0.2 | 0.2 | 1 | 0.2 | 0 | 0 | 0 | 0 | 0 | 0 | 0 | 0 | 0 | 0 | 0 | 0 | 0 | 0 | 0 | 0 | 0
369 | -6.2 | 1411.34 | 660 | 131.35 | 2202.69 | 740.21 | 177.65 | 11280.86 | 3120.55 | 14223.76 | 190.84 | 0 | 0 | 959.4 | 4428 | 4428 | 24.6 | 9827.7 | 288.91 | -1.14 | -74.61 | -5.24 | 20 | 72.88 | 0 | 0.2 | 0.2 | 1 | 0.2 | 0 | 0 | 0 | 0 | 0 | 0 | 0 | 0 | 0 | 0 | 0 | 0 | 0 | 0 | 0 | 0 | 0
370 | -4.4 | 1411.34 | 660 | 131.35 | 2202.69 | 740.21 | 177.65 | 11280.86 | 3120.55 | 14223.76 | 190.84 | 20751.51 | 1464.67 | 959.4 | 4428 | 4428 | 24.6 | 9827.7 | 296.98 | 6.93 | -71.29 | -1.92 | 20 | 45.05 | 0 | 0.2 | 0.2 | 1 | 0.2 | 0 | 4403.45 | 0 | 12285.4 | 0 | 2845.73 | 0 | 1216.93 | 0 | 327.16 | 0 | 685.42 | 0 | 139.02 | 0 | 67.89 | 245.18
371 | -2.4 | 1411.34 | 660 | 131.35 | 2202.69 | 740.21 | 177.65 | 11280.86 | 3120.55 | 14223.76 | 190.84 | 61196.91 | 4112.23 | 959.4 | 4428 | 4428 | 24.6 | 9827.7 | 311.29 | 21.24 | -66.33 | 3.04 | 21.24 | 0 | 0 | 0.2 | 0.2 | 1 | 0.2 | 0 | 4392.09 | 0 | 39700.87 | 0 | 14599.69 | 0 | 2504.26 | 0 | 326.31 | 0 | 2214.95 | 0 | 713.22 | 0 | 139.72 | 718.03
372 | -0.5 | 1411.34 | 660 | 131.35 | 2202.69 | 740.21 | 177.65 | 11280.86 | 3120.55 | 14223.76 | 190.84 | 98331.42 | 6354.73 | 959.4 | 4428 | 4428 | 24.6 | 9827.7 | 324.48 | 34.43 | -61.72 | 7.65 | 23.9 | 0 | 0 | 0.2 | 0.2 | 1 | 0.2 | 0 | 5696.21 | 0 | 46699.52 | 0 | 42687.86 | 0 | 3247.84 | 0 | 423.2 | 0 | 2605.42 | 0 | 2085.38 | 0 | 181.2 | 1059.53
373 | 0.7 | 1411.34 | 660 | 131.35 | 2202.69 | 740.21 | 177.65 | 11280.86 | 3120.55 | 14223.76 | 190.84 | 61408.81 | 7703.3 | 959.4 | 4428 | 4428 | 24.6 | 9827.7 | 315.35 | 25.31 | -63.01 | 6.37 | 23.9 | 0 | 0 | 0.2 | 0.2 | 1 | 0.2 | 0 | 3133.15 | 0 | 21763.89 | 0 | 34725.32 | 0 | 1786.45 | 0 | 465.56 | 0 | 2428.46 | 0 | 3392.79 | 0 | 199.34 | 1217.15
374 | 1.4 | 1411.34 | 660 | 131.35 | 2202.69 | 740.21 | 177.65 | 11280.86 | 3120.55 | 14223.76 | 190.84 | 69280.05 | 8402.83 | 959.4 | 4428 | 4428 | 24.6 | 9827.7 | 318.47 | 28.42 | -61.72 | 7.65 | 23.9 | 0 | 0 | 0.2 | 0.2 | 1 | 0.2 | 0 | 3023.06 | 0 | 18167.94 | 0 | 46365.38 | 0 | 1723.67 | 0 | 449.2 | 0 | 2027.22 | 0 | 4530.07 | 0 | 192.33 | 1204.01
375 | 1.8 | 1411.34 | 660 | 131.35 | 2202.69 | 740.21 | 177.65 | 11280.86 | 3120.55 | 14223.76 | 190.84 | 68930.54 | 8062.75 | 959.4 | 4428 | 4428 | 24.6 | 9827.7 | 318.64 | 28.59 | -61.38 | 8 | 23.9 | 0 | 0 | 0.2 | 0.2 | 1 | 0.2 | 0 | 2658.89 | 0 | 12494.29 | 0 | 52261.32 | 0 | 1516.04 | 0 | 395.09 | 0 | 1394.14 | 0 | 5106.13 | 0 | 169.16 | 998.23
376 | 1.4 | 1411.34 | 660 | 131.35 | 2202.69 | 740.21 | 177.65 | 11280.86 | 3120.55 | 14223.76 | 190.84 | 61273.15 | 6814.26 | 959.4 | 4428 | 4428 | 24.6 | 9827.7 | 315.69 | 25.64 | -62.39 | 6.99 | 23.9 | 0 | 0 | 0.2 | 0.2 | 1 | 0.2 | 0 | 1861.72 | 0 | 6319.97 | 0 | 52029.96 | 0 | 1061.51 | 0 | 276.64 | 0 | 705.2 | 0 | 5083.52 | 0 | 118.45 | 630.46
377 | -0.2 | 1411.34 | 660 | 131.35 | 2202.69 | 740.21 | 177.65 | 11280.86 | 3120.55 | 14223.76 | 190.84 | 31623.05 | 3319.99 | 959.4 | 4428 | 4428 | 24.6 | 9827.7 | 304.63 | 14.58 | -66.27 | 3.11 | 20 | 18.69 | 0 | 0.2 | 0.2 | 1 | 0.2 | 0 | 519.91 | 0 | 510.75 | 0 | 30295.96 | 0 | 296.44 | 0 | 77.25 | 0 | 56.99 | 0 | 2960.03 | 0 | 33.08 | 192.64
378 | -1.3 | 1411.34 | 660 | 131.35 | 2202.69 | 740.21 | 444.13 | 11547.34 | 3387.03 | 14490.24 | 190.84 | 0 | 0 | 2398.5 | 11070 | 11070 | 61.5 | 24569.25 | 277.83 | 6.85 | -67.53 | 0.59 | 20 | 48.53 | 0 | 0.5 | 0.5 | 1 | 0.5 | 0 | 0 | 0 | 0 | 0 | 0 | 0 | 0 | 0 | 0 | 0 | 0 | 0 | 0 | 0 | 0 | 0
379 | -2.7 | 1411.34 | 660 | 131.35 | 2202.69 | 740.21 | 444.13 | 11547.34 | 3387.03 | 14490.24 | 190.84 | 0 | 0 | 2398.5 | 11070 | 11070 | 61.5 | 24569.25 | 276.54 | 5.56 | -68.91 | -0.8 | 20 | 53.27 | 0 | 0.5 | 0.5 | 1 | 0.5 | 0 | 0 | 0 | 0 | 0 | 0 | 0 | 0 | 0 | 0 | 0 | 0 | 0 | 0 | 0 | 0 | 0
380 | -4.2 | 1411.34 | 660 | 131.35 | 2202.69 | 740.21 | 444.13 | 11547.34 | 3387.03 | 14490.24 | 190.84 | 0 | 0 | 2398.5 | 11070 | 11070 | 61.5 | 24569.25 | 275.16 | 4.19 | -70.39 | -2.28 | 20 | 58.35 | 0 | 0.5 | 0.5 | 1 | 0.5 | 0 | 0 | 0 | 0 | 0 | 0 | 0 | 0 | 0 | 0 | 0 | 0 | 0 | 0 | 0 | 0 | 0
381 | -4.1 | 1411.34 | 660 | 131.35 | 2202.69 | 740.21 | 444.13 | 11547.34 | 3387.03 | 14490.24 | 190.84 | 0 | 0 | 2398.5 | 11070 | 11070 | 61.5 | 24569.25 | 275.26 | 4.28 | -70.29 | -2.18 | 20 | 58.01 | 0 | 0.5 | 0.5 | 1 | 0.5 | 0 | 0 | 0 | 0 | 0 | 0 | 0 | 0 | 0 | 0 | 0 | 0 | 0 | 0 | 0 | 0 | 0
382 | -4.9 | 1411.34 | 660 | 131.35 | 2202.69 | 740.21 | 444.13 | 11547.34 | 3387.03 | 14490.24 | 190.84 | 0 | 0 | 2398.5 | 11070 | 11070 | 61.5 | 24569.25 | 274.52 | 3.55 | -71.08 | -2.97 | 20 | 60.72 | 0 | 0.5 | 0.5 | 1 | 0.5 | 0 | 0 | 0 | 0 | 0 | 0 | 0 | 0 | 0 | 0 | 0 | 0 | 0 | 0 | 0 | 0 | 0
383 | -4.2 | 1411.34 | 660 | 131.35 | 2202.69 | 740.21 | 444.13 | 11547.34 | 3387.03 | 14490.24 | 190.84 | 0 | 0 | 2398.5 | 11070 | 11070 | 61.5 | 24569.25 | 275.16 | 4.19 | -70.39 | -2.28 | 20 | 58.35 | 0 | 0.5 | 0.5 | 1 | 0.5 | 0 | 0 | 0 | 0 | 0 | 0 | 0 | 0 | 0 | 0 | 0 | 0 | 0 | 0 | 0 | 0 | 0
384 | -5.3 | 1411.34 | 660 | 131.35 | 2202.69 | 740.21 | 444.13 | 11547.34 | 3387.03 | 14490.24 | 190.84 | 0 | 0 | 2398.5 | 11070 | 11070 | 61.5 | 24569.25 | 274.16 | 3.18 | -71.48 | -3.36 | 20 | 62.08 | 0 | 0.5 | 0.5 | 1 | 0.5 | 0 | 0 | 0 | 0 | 0 | 0 | 0 | 0 | 0 | 0 | 0 | 0 | 0 | 0 | 0 | 0 | 0
385 | -6.3 | 1411.34 | 660 | 131.35 | 2202.69 | 740.21 | 444.13 | 11547.34 | 3387.03 | 14490.24 | 190.84 | 0 | 0 | 2398.5 | 2214 | 2214 | 61.5 | 6857.25 | 268.44 | -2.54 | -73.67 | -5.56 | 20 | 83.18 | 0 | 0.5 | 0.1 | 0.5 | 0.5 | 0 | 0 | 0 | 0 | 0 | 0 | 0 | 0 | 0 | 0 | 0 | 0 | 0 | 0 | 0 | 0 | 0
386 | -6.7 | 1411.34 | 660 | 131.35 | 2202.69 | 740.21 | 444.13 | 11547.34 | 3387.03 | 14490.24 | 190.84 | 0 | 0 | 2398.5 | 2214 | 2214 | 61.5 | 6857.25 | 268.07 | -2.91 | -74.07 | -5.95 | 20 | 84.53 | 0 | 0.5 | 0.1 | 0.5 | 0.5 | 0 | 0 | 0 | 0 | 0 | 0 | 0 | 0 | 0 | 0 | 0 | 0 | 0 | 0 | 0 | 0 | 0
387 | -6.4 | 1411.34 | 660 | 131.35 | 2202.69 | 740.21 | 444.13 | 11547.34 | 3387.03 | 14490.24 | 190.84 | 0 | 0 | 2398.5 | 2214 | 2214 | 61.5 | 6857.25 | 268.35 | -2.63 | -73.77 | -5.65 | 20 | 83.51 | 0 | 0.5 | 0.1 | 0.5 | 0.5 | 0 | 0 | 0 | 0 | 0 | 0 | 0 | 0 | 0 | 0 | 0 | 0 | 0 | 0 | 0 | 0 | 0
388 | -6.8 | 1411.34 | 660 | 131.35 | 2202.69 | 740.21 | 444.13 | 11547.34 | 3387.03 | 14490.24 | 190.84 | 0 | 0 | 2398.5 | 2214 | 2214 | 61.5 | 6857.25 | 267.98 | -3 | -74.16 | -6.05 | 20 | 84.87 | 0 | 0.5 | 0.1 | 0.5 | 0.5 | 0 | 0 | 0 | 0 | 0 | 0 | 0 | 0 | 0 | 0 | 0 | 0 | 0 | 0 | 0 | 0 | 0
389 | -7.4 | 1411.34 | 660 | 131.35 | 2202.69 | 740.21 | 444.13 | 11547.34 | 3387.03 | 14490.24 | 190.84 | 0 | 0 | 2398.5 | 2214 | 2214 | 61.5 | 6857.25 | 267.43 | -3.55 | -74.76 | -6.64 | 20 | 86.9 | 0 | 0.5 | 0.1 | 0.5 | 0.5 | 0 | 0 | 0 | 0 | 0 | 0 | 0 | 0 | 0 | 0 | 0 | 0 | 0 | 0 | 0 | 0 | 0
390 | -7.7 | 1411.34 | 660 | 131.35 | 2202.69 | 740.21 | 444.13 | 11547.34 | 3387.03 | 14490.24 | 190.84 | 0 | 0 | 2398.5 | 2214 | 2214 | 61.5 | 6857.25 | 267.15 | -3.82 | -75.05 | -6.94 | 20 | 87.92 | 0 | 0.5 | 0.1 | 0.5 | 0.5 | 0 | 0 | 0 | 0 | 0 | 0 | 0 | 0 | 0 | 0 | 0 | 0 | 0 | 0 | 0 | 0 | 0
391 | -8.5 | 1411.34 | 660 | 131.35 | 2202.69 | 740.21 | 444.13 | 11547.34 | 3387.03 | 14490.24 | 190.84 | 0 | 0 | 2398.5 | 2214 | 2214 | 61.5 | 6857.25 | 266.42 | -4.56 | -75.84 | -7.73 | 20 | 90.63 | 0 | 0.5 | 0.1 | 0.5 | 0.5 | 0 | 0 | 0 | 0 | 0 | 0 | 0 | 0 | 0 | 0 | 0 | 0 | 0 | 0 | 0 | 0 | 0
392 | -8.7 | 1411.34 | 660 | 131.35 | 2202.69 | 740.21 | 177.65 | 11280.86 | 3120.55 | 14223.76 | 190.84 | 0 | 0 | 959.4 | 4428 | 4428 | 24.6 | 9827.7 | 286.65 | -3.4 | -77.08 | -7.7 | 20 | 80.69 | 0 | 0.2 | 0.2 | 1 | 0.2 | 0 | 0 | 0 | 0 | 0 | 0 | 0 | 0 | 0 | 0 | 0 | 0 | 0 | 0 | 0 | 0 | 0
393 | -8.8 | 1411.34 | 660 | 131.35 | 2202.69 | 740.21 | 177.65 | 11280.86 | 3120.55 | 14223.76 | 190.84 | 0 | 0 | 959.4 | 4428 | 4428 | 24.6 | 9827.7 | 286.56 | -3.49 | -77.18 | -7.8 | 20 | 81 | 0 | 0.2 | 0.2 | 1 | 0.2 | 0 | 0 | 0 | 0 | 0 | 0 | 0 | 0 | 0 | 0 | 0 | 0 | 0 | 0 | 0 | 0 | 0
394 | -6.8 | 1411.34 | 660 | 131.35 | 2202.69 | 740.21 | 177.65 | 11280.86 | 3120.55 | 14223.76 | 190.84 | 17352.65 | 1251.84 | 959.4 | 4428 | 4428 | 24.6 | 9827.7 | 293.76 | 3.71 | -73.91 | -4.54 | 20 | 56.15 | 0 | 0.2 | 0.2 | 1 | 0.2 | 0 | 3864.4 | 0 | 9406.17 | 0 | 2859.33 | 0 | 1222.74 | 0 | 287.11 | 0 | 524.78 | 0 | 139.68 | 0 | 68.22 | 232.05
395 | -5 | 1411.34 | 660 | 131.35 | 2202.69 | 740.21 | 177.65 | 11280.86 | 3120.55 | 14223.76 | 190.84 | 61908.57 | 4166.06 | 959.4 | 4428 | 4428 | 24.6 | 9827.7 | 309.16 | 19.11 | -68.84 | 0.53 | 20 | 3.07 | 0 | 0.2 | 0.2 | 1 | 0.2 | 0 | 4434.63 | 0 | 40375.04 | 0 | 14570.38 | 0 | 2528.51 | 0 | 329.47 | 0 | 2252.57 | 0 | 711.79 | 0 | 141.07 | 731.16
396 | -2.8 | 1411.34 | 660 | 131.35 | 2202.69 | 740.21 | 177.65 | 11280.86 | 3120.55 | 14223.76 | 190.84 | 97921.72 | 6344.3 | 959.4 | 4428 | 4428 | 24.6 | 9827.7 | 322.23 | 32.18 | -64.02 | 5.35 | 23.9 | 0 | 0 | 0.2 | 0.2 | 1 | 0.2 | 0 | 5765.04 | 0 | 46526.93 | 0 | 42342.67 | 0 | 3287.08 | 0 | 428.32 | 0 | 2595.79 | 0 | 2068.52 | 0 | 183.39 | 1068.29
397 | -0.4 | 1411.34 | 660 | 131.35 | 2202.69 | 740.21 | 177.65 | 11280.86 | 3120.55 | 14223.76 | 190.84 | 82210.55 | 10240.48 | 959.4 | 4428 | 4428 | 24.6 | 9827.7 | 321.13 | 31.08 | -62.47 | 6.9 | 23.9 | 0 | 0 | 0.2 | 0.2 | 1 | 0.2 | 0 | 3408.69 | 0 | 29837.58 | 0 | 47020.72 | 0 | 1943.55 | 0 | 506.5 | 0 | 3329.34 | 0 | 4594.1 | 0 | 216.87 | 1593.67
398 | 0 | 1411.34 | 660 | 131.35 | 2202.69 | 740.21 | 177.65 | 11280.86 | 3120.55 | 14223.76 | 190.84 | 91758.62 | 11069.43 | 959.4 | 4428 | 4428 | 24.6 | 9827.7 | 324.5 | 34.45 | -61.36 | 8.01 | 23.9 | 0 | 0 | 0.2 | 0.2 | 1 | 0.2 | 0 | 3381.58 | 0 | 24356.53 | 0 | 62092.42 | 0 | 1928.1 | 0 | 502.47 | 0 | 2717.75 | 0 | 6066.66 | 0 | 215.14 | 1567.4
399 | 0.8 | 1411.34 | 660 | 131.35 | 2202.69 | 740.21 | 177.65 | 11280.86 | 3120.55 | 14223.76 | 190.84 | 68788.7 | 8064.31 | 959.4 | 4428 | 4428 | 24.6 | 9827.7 | 317.69 | 27.64 | -62.37 | 7 | 23.9 | 0 | 0 | 0.2 | 0.2 | 1 | 0.2 | 0 | 2700.73 | 0 | 12481.72 | 0 | 52066.35 | 0 | 1539.89 | 0 | 401.31 | 0 | 1392.74 | 0 | 5087.08 | 0 | 171.82 | 1011.37
400 | 0.5 | 1411.34 | 660 | 131.35 | 2202.69 | 740.21 | 177.65 | 11280.86 | 3120.55 | 14223.76 | 190.84 | 45817.4 | 5226.26 | 959.4 | 4428 | 4428 | 24.6 | 9827.7 | 309.93 | 19.88 | -64.46 | 4.91 | 20 | 0.4 | 0 | 0.2 | 0.2 | 1 | 0.2 | 0 | 2065.81 | 0 | 4888.28 | 0 | 37685.44 | 0 | 1177.87 | 0 | 306.96 | 0 | 545.44 | 0 | 3682.01 | 0 | 131.43 | 560.41
401 | -0.8 | 1411.34 | 660 | 131.35 | 2202.69 | 740.21 | 177.65 | 11280.86 | 3120.55 | 14223.76 | 190.84 | 43291.71 | 2299.63 | 959.4 | 4428 | 4428 | 24.6 | 9827.7 | 307.02 | 16.97 | -66.12 | 3.25 | 20 | 10.44 | 0 | 0.2 | 0.2 | 1 | 0.2 | 0 | 1413.26 | 0 | 1077.41 | 0 | 39995.23 | 0 | 805.81 | 0 | 105 | 0 | 60.11 | 0 | 1953.84 | 0 | 44.96 | 135.72
402 | -1.8 | 1411.34 | 660 | 131.35 | 2202.69 | 740.21 | 444.13 | 11547.34 | 3387.03 | 14490.24 | 190.84 | 0 | 0 | 2398.5 | 11070 | 11070 | 61.5 | 24569.25 | 277.37 | 6.39 | -68.02 | 0.09 | 20 | 50.22 | 0 | 0.5 | 0.5 | 1 | 0.5 | 0 | 0 | 0 | 0 | 0 | 0 | 0 | 0 | 0 | 0 | 0 | 0 | 0 | 0 | 0 | 0 | 0
403 | -2.6 | 1411.34 | 660 | 131.35 | 2202.69 | 740.21 | 444.13 | 11547.34 | 3387.03 | 14490.24 | 190.84 | 0 | 0 | 2398.5 | 11070 | 11070 | 61.5 | 24569.25 | 276.63 | 5.66 | -68.81 | -0.7 | 20 | 52.93 | 0 | 0.5 | 0.5 | 1 | 0.5 | 0 | 0 | 0 | 0 | 0 | 0 | 0 | 0 | 0 | 0 | 0 | 0 | 0 | 0 | 0 | 0 | 0
404 | -3.9 | 1411.34 | 660 | 131.35 | 2202.69 | 740.21 | 444.13 | 11547.34 | 3387.03 | 14490.24 | 190.84 | 0 | 0 | 2398.5 | 11070 | 11070 | 61.5 | 24569.25 | 275.44 | 4.46 | -70.1 | -1.98 | 20 | 57.33 | 0 | 0.5 | 0.5 | 1 | 0.5 | 0 | 0 | 0 | 0 | 0 | 0 | 0 | 0 | 0 | 0 | 0 | 0 | 0 | 0 | 0 | 0 | 0
405 | -4.6 | 1411.34 | 660 | 131.35 | 2202.69 | 740.21 | 444.13 | 11547.34 | 3387.03 | 14490.24 | 190.84 | 0 | 0 | 2398.5 | 11070 | 11070 | 61.5 | 24569.25 | 274.8 | 3.82 | -70.79 | -2.67 | 20 | 59.71 | 0 | 0.5 | 0.5 | 1 | 0.5 | 0 | 0 | 0 | 0 | 0 | 0 | 0 | 0 | 0 | 0 | 0 | 0 | 0 | 0 | 0 | 0 | 0
406 | -5.3 | 1411.34 | 660 | 131.35 | 2202.69 | 740.21 | 444.13 | 11547.34 | 3387.03 | 14490.24 | 190.84 | 0 | 0 | 2398.5 | 11070 | 11070 | 61.5 | 24569.25 | 274.16 | 3.18 | -71.48 | -3.36 | 20 | 62.08 | 0 | 0.5 | 0.5 | 1 | 0.5 | 0 | 0 | 0 | 0 | 0 | 0 | 0 | 0 | 0 | 0 | 0 | 0 | 0 | 0 | 0 | 0 | 0
407 | -6.3 | 1411.34 | 660 | 131.35 | 2202.69 | 740.21 | 444.13 | 11547.34 | 3387.03 | 14490.24 | 190.84 | 0 | 0 | 2398.5 | 11070 | 11070 | 61.5 | 24569.25 | 273.24 | 2.26 | -72.46 | -4.35 | 20 | 65.46 | 0 | 0.5 | 0.5 | 1 | 0.5 | 0 | 0 | 0 | 0 | 0 | 0 | 0 | 0 | 0 | 0 | 0 | 0 | 0 | 0 | 0 | 0 | 0
408 | -7.3 | 1411.34 | 660 | 131.35 | 2202.69 | 740.21 | 444.13 | 11547.34 | 3387.03 | 14490.24 | 190.84 | 0 | 0 | 2398.5 | 11070 | 11070 | 61.5 | 24569.25 | 272.32 | 1.34 | -73.45 | -5.34 | 20 | 68.85 | 0 | 0.5 | 0.5 | 1 | 0.5 | 0 | 0 | 0 | 0 | 0 | 0 | 0 | 0 | 0 | 0 | 0 | 0 | 0 | 0 | 0 | 0 | 0
409 | -7.5 | 1411.34 | 660 | 131.35 | 2202.69 | 740.21 | 444.13 | 11547.34 | 3387.03 | 14490.24 | 190.84 | 0 | 0 | 2398.5 | 2214 | 2214 | 61.5 | 6857.25 | 267.34 | -3.64 | -74.86 | -6.74 | 20 | 87.24 | 0 | 0.5 | 0.1 | 0.5 | 0.5 | 0 | 0 | 0 | 0 | 0 | 0 | 0 | 0 | 0 | 0 | 0 | 0 | 0 | 0 | 0 | 0 | 0
410 | -7.9 | 1411.34 | 660 | 131.35 | 2202.69 | 740.21 | 444.13 | 11547.34 | 3387.03 | 14490.24 | 190.84 | 0 | 0 | 2398.5 | 2214 | 2214 | 61.5 | 6857.25 | 266.97 | -4.01 | -75.25 | -7.14 | 20 | 88.6 | 0 | 0.5 | 0.1 | 0.5 | 0.5 | 0 | 0 | 0 | 0 | 0 | 0 | 0 | 0 | 0 | 0 | 0 | 0 | 0 | 0 | 0 | 0 | 0
411 | -8.2 | 1411.34 | 660 | 131.35 | 2202.69 | 740.21 | 444.13 | 11547.34 | 3387.03 | 14490.24 | 190.84 | 0 | 0 | 2398.5 | 2214 | 2214 | 61.5 | 6857.25 | 266.69 | -4.28 | -75.55 | -7.43 | 20 | 89.61 | 0 | 0.5 | 0.1 | 0.5 | 0.5 | 0 | 0 | 0 | 0 | 0 | 0 | 0 | 0 | 0 | 0 | 0 | 0 | 0 | 0 | 0 | 0 | 0
412 | -8.6 | 1411.34 | 660 | 131.35 | 2202.69 | 740.21 | 444.13 | 11547.34 | 3387.03 | 14490.24 | 190.84 | 0 | 0 | 2398.5 | 2214 | 2214 | 61.5 | 6857.25 | 266.33 | -4.65 | -75.94 | -7.83 | 20 | 90.97 | 0 | 0.5 | 0.1 | 0.5 | 0.5 | 0 | 0 | 0 | 0 | 0 | 0 | 0 | 0 | 0 | 0 | 0 | 0 | 0 | 0 | 0 | 0 | 0
413 | -7.4 | 1411.34 | 660 | 131.35 | 2202.69 | 740.21 | 444.13 | 11547.34 | 3387.03 | 14490.24 | 190.84 | 0 | 0 | 2398.5 | 2214 | 2214 | 61.5 | 6857.25 | 267.43 | -3.55 | -74.76 | -6.64 | 20 | 86.9 | 0 | 0.5 | 0.1 | 0.5 | 0.5 | 0 | 0 | 0 | 0 | 0 | 0 | 0 | 0 | 0 | 0 | 0 | 0 | 0 | 0 | 0 | 0 | 0
414 | -7.5 | 1411.34 | 660 | 131.35 | 2202.69 | 740.21 | 444.13 | 11547.34 | 3387.03 | 14490.24 | 190.84 | 0 | 0 | 2398.5 | 2214 | 2214 | 61.5 | 6857.25 | 267.34 | -3.64 | -74.86 | -6.74 | 20 | 87.24 | 0 | 0.5 | 0.1 | 0.5 | 0.5 | 0 | 0 | 0 | 0 | 0 | 0 | 0 | 0 | 0 | 0 | 0 | 0 | 0 | 0 | 0 | 0 | 0
415 | -6.8 | 1411.34 | 660 | 131.35 | 2202.69 | 740.21 | 444.13 | 11547.34 | 3387.03 | 14490.24 | 190.84 | 0 | 0 | 2398.5 | 2214 | 2214 | 61.5 | 6857.25 | 267.98 | -3 | -74.16 | -6.05 | 20 | 84.87 | 0 | 0.5 | 0.1 | 0.5 | 0.5 | 0 | 0 | 0 | 0 | 0 | 0 | 0 | 0 | 0 | 0 | 0 | 0 | 0 | 0 | 0 | 0 | 0
416 | -6.2 | 1411.34 | 660 | 131.35 | 2202.69 | 740.21 | 177.65 | 11280.86 | 3120.55 | 14223.76 | 190.84 | 0 | 0 | 959.4 | 4428 | 4428 | 24.6 | 9827.7 | 288.91 | -1.14 | -74.61 | -5.24 | 20 | 72.88 | 0 | 0.2 | 0.2 | 1 | 0.2 | 0 | 0 | 0 | 0 | 0 | 0 | 0 | 0 | 0 | 0 | 0 | 0 | 0 | 0 | 0 | 0 | 0
417 | -5.9 | 1411.34 | 660 | 131.35 | 2202.69 | 740.21 | 177.65 | 11280.86 | 3120.55 | 14223.76 | 190.84 | 0 | 0 | 959.4 | 4428 | 4428 | 24.6 | 9827.7 | 289.18 | -0.87 | -74.32 | -4.94 | 20 | 71.95 | 0 | 0.2 | 0.2 | 1 | 0.2 | 0 | 0 | 0 | 0 | 0 | 0 | 0 | 0 | 0 | 0 | 0 | 0 | 0 | 0 | 0 | 0 | 0
418 | -5.2 | 1411.34 | 660 | 131.35 | 2202.69 | 740.21 | 177.65 | 11280.86 | 3120.55 | 14223.76 | 190.84 | 5113.51 | 383.26 | 959.4 | 4428 | 4428 | 24.6 | 9827.7 | 291.41 | 1.36 | -73.24 | -3.87 | 20 | 64.27 | 0 | 0.2 | 0.2 | 1 | 0.2 | 0 | 1263.18 | 0 | 2082.53 | 0 | 1238.27 | 0 | 529.52 | 0 | 93.85 | 0 | 116.19 | 0 | 60.49 | 0 | 29.54 | 83.19
419 | -4 | 1411.34 | 660 | 131.35 | 2202.69 | 740.21 | 177.65 | 11280.86 | 3120.55 | 14223.76 | 190.84 | 3425.71 | 283.25 | 959.4 | 4428 | 4428 | 24.6 | 9827.7 | 291.98 | 1.93 | -72.18 | -2.81 | 20 | 62.31 | 0 | 0.2 | 0.2 | 1 | 0.2 | 0 | 972.77 | 0 | 592.78 | 0 | 1305.51 | 0 | 554.65 | 0 | 72.27 | 0 | 33.07 | 0 | 63.78 | 0 | 30.94 | 83.19
420 | -3.4 | 1411.34 | 660 | 131.35 | 2202.69 | 740.21 | 177.65 | 11280.86 | 3120.55 | 14223.76 | 190.84 | 5061.06 | 418 | 959.4 | 4428 | 4428 | 24.6 | 9827.7 | 293.03 | 2.98 | -71.47 | -2.09 | 20 | 58.67 | 0 | 0.2 | 0.2 | 1 | 0.2 | 0 | 1435.32 | 0 | 860.28 | 0 | 1947.08 | 0 | 818.38 | 0 | 106.64 | 0 | 48 | 0 | 95.12 | 0 | 45.66 | 122.59
421 | -2.8 | 1411.34 | 660 | 131.35 | 2202.69 | 740.21 | 177.65 | 11280.86 | 3120.55 | 14223.76 | 190.84 | 6551.07 | 539.73 | 959.4 | 4428 | 4428 | 24.6 | 9827.7 | 294.04 | 3.99 | -70.76 | -1.39 | 20 | 55.18 | 0 | 0.2 | 0.2 | 1 | 0.2 | 0 | 1851.19 | 0 | 1103.44 | 0 | 2540.94 | 0 | 1055.5 | 0 | 137.53 | 0 | 61.56 | 0 | 124.13 | 0 | 58.89 | 157.62
422 | -2.2 | 1411.34 | 660 | 131.35 | 2202.69 | 740.21 | 177.65 | 11280.86 | 3120.55 | 14223.76 | 190.84 | 5996.25 | 494.07 | 959.4 | 4428 | 4428 | 24.6 | 9827.7 | 294.41 | 4.36 | -70.21 | -0.84 | 20 | 53.91 | 0 | 0.2 | 0.2 | 1 | 0.2 | 0 | 1691.57 | 0 | 998.27 | 0 | 2341.92 | 0 | 964.49 | 0 | 125.68 | 0 | 55.69 | 0 | 114.41 | 0 | 53.81 | 144.48
423 | -2 | 1411.34 | 660 | 131.35 | 2202.69 | 740.21 | 177.65 | 11280.86 | 3120.55 | 14223.76 | 190.84 | 3408.85 | 281.95 | 959.4 | 4428 | 4428 | 24.6 | 9827.7 | 293.78 | 3.73 | -70.21 | -0.84 | 20 | 56.09 | 0 | 0.2 | 0.2 | 1 | 0.2 | 0 | 964.11 | 0 | 560.75 | 0 | 1334.28 | 0 | 549.71 | 0 | 71.63 | 0 | 31.28 | 0 | 65.18 | 0 | 30.67 | 83.19
424 | -1.7 | 1411.34 | 660 | 131.35 | 2202.69 | 740.21 | 177.65 | 11280.86 | 3120.55 | 14223.76 | 190.84 | 1971.34 | 162.99 | 959.4 | 4428 | 4428 | 24.6 | 9827.7 | 293.6 | 3.55 | -70.02 | -0.65 | 20 | 56.71 | 0 | 0.2 | 0.2 | 1 | 0.2 | 0 | 554.39 | 0 | 320.48 | 0 | 780.37 | 0 | 316.1 | 0 | 41.19 | 0 | 17.88 | 0 | 38.12 | 0 | 17.64 | 48.16
425 | -1.4 | 1411.34 | 660 | 131.35 | 2202.69 | 740.21 | 177.65 | 11280.86 | 3120.55 | 14223.76 | 190.84 | 0 | 0 | 959.4 | 4428 | 4428 | 24.6 | 9827.7 | 293.25 | 3.2 | -69.88 | -0.5 | 20 | 57.91 | 0 | 0.2 | 0.2 | 1 | 0.2 | 0 | 0 | 0 | 0 | 0 | 0 | 0 | 0 | 0 | 0 | 0 | 0 | 0 | 0 | 0 | 0 | 0
426 | -1.2 | 1411.34 | 660 | 131.35 | 2202.69 | 740.21 | 444.13 | 11547.34 | 3387.03 | 14490.24 | 190.84 | 0 | 0 | 2398.5 | 11070 | 11070 | 61.5 | 24569.25 | 277.92 | 6.94 | -67.43 | 0.68 | 20 | 48.19 | 0 | 0.5 | 0.5 | 1 | 0.5 | 0 | 0 | 0 | 0 | 0 | 0 | 0 | 0 | 0 | 0 | 0 | 0 | 0 | 0 | 0 | 0 | 0
427 | -1.1 | 1411.34 | 660 | 131.35 | 2202.69 | 740.21 | 444.13 | 11547.34 | 3387.03 | 14490.24 | 190.84 | 0 | 0 | 2398.5 | 11070 | 11070 | 61.5 | 24569.25 | 278.01 | 7.03 | -67.33 | 0.78 | 20 | 47.85 | 0 | 0.5 | 0.5 | 1 | 0.5 | 0 | 0 | 0 | 0 | 0 | 0 | 0 | 0 | 0 | 0 | 0 | 0 | 0 | 0 | 0 | 0 | 0
428 | -1 | 1411.34 | 660 | 131.35 | 2202.69 | 740.21 | 444.13 | 11547.34 | 3387.03 | 14490.24 | 190.84 | 0 | 0 | 2398.5 | 11070 | 11070 | 61.5 | 24569.25 | 278.1 | 7.13 | -67.23 | 0.88 | 20 | 47.51 | 0 | 0.5 | 0.5 | 1 | 0.5 | 0 | 0 | 0 | 0 | 0 | 0 | 0 | 0 | 0 | 0 | 0 | 0 | 0 | 0 | 0 | 0 | 0
429 | -0.9 | 1411.34 | 660 | 131.35 | 2202.69 | 740.21 | 444.13 | 11547.34 | 3387.03 | 14490.24 | 190.84 | 0 | 0 | 2398.5 | 11070 | 11070 | 61.5 | 24569.25 | 278.19 | 7.22 | -67.13 | 0.98 | 20 | 47.17 | 0 | 0.5 | 0.5 | 1 | 0.5 | 0 | 0 | 0 | 0 | 0 | 0 | 0 | 0 | 0 | 0 | 0 | 0 | 0 | 0 | 0 | 0 | 0
430 | -0.8 | 1411.34 | 660 | 131.35 | 2202.69 | 740.21 | 444.13 | 11547.34 | 3387.03 | 14490.24 | 190.84 | 0 | 0 | 2398.5 | 11070 | 11070 | 61.5 | 24569.25 | 278.29 | 7.31 | -67.04 | 1.08 | 20 | 46.84 | 0 | 0.5 | 0.5 | 1 | 0.5 | 0 | 0 | 0 | 0 | 0 | 0 | 0 | 0 | 0 | 0 | 0 | 0 | 0 | 0 | 0 | 0 | 0
431 | -0.7 | 1411.34 | 660 | 131.35 | 2202.69 | 740.21 | 444.13 | 11547.34 | 3387.03 | 14490.24 | 190.84 | 0 | 0 | 2398.5 | 11070 | 11070 | 61.5 | 24569.25 | 278.38 | 7.4 | -66.94 | 1.18 | 20 | 46.5 | 0 | 0.5 | 0.5 | 1 | 0.5 | 0 | 0 | 0 | 0 | 0 | 0 | 0 | 0 | 0 | 0 | 0 | 0 | 0 | 0 | 0 | 0 | 0
432 | -0.6 | 1411.34 | 660 | 131.35 | 2202.69 | 740.21 | 444.13 | 11547.34 | 3387.03 | 14490.24 | 190.84 | 0 | 0 | 2398.5 | 11070 | 11070 | 61.5 | 24569.25 | 278.47 | 7.49 | -66.84 | 1.28 | 20 | 46.16 | 0 | 0.5 | 0.5 | 1 | 0.5 | 0 | 0 | 0 | 0 | 0 | 0 | 0 | 0 | 0 | 0 | 0 | 0 | 0 | 0 | 0 | 0 | 0
433 | -0.6 | 1411.34 | 660 | 131.35 | 2202.69 | 740.21 | 444.13 | 11547.34 | 3387.03 | 14490.24 | 190.84 | 0 | 0 | 2398.5 | 2214 | 2214 | 61.5 | 6857.25 | 273.67 | 2.69 | -68.04 | 0.07 | 20 | 63.87 | 0 | 0.5 | 0.1 | 0.5 | 0.5 | 0 | 0 | 0 | 0 | 0 | 0 | 0 | 0 | 0 | 0 | 0 | 0 | 0 | 0 | 0 | 0 | 0
434 | -0.5 | 1411.34 | 660 | 131.35 | 2202.69 | 740.21 | 444.13 | 11547.34 | 3387.03 | 14490.24 | 190.84 | 0 | 0 | 2398.5 | 2214 | 2214 | 61.5 | 6857.25 | 273.76 | 2.78 | -67.95 | 0.17 | 20 | 63.53 | 0 | 0.5 | 0.1 | 0.5 | 0.5 | 0 | 0 | 0 | 0 | 0 | 0 | 0 | 0 | 0 | 0 | 0 | 0 | 0 | 0 | 0 | 0 | 0
435 | -0.5 | 1411.34 | 660 | 131.35 | 2202.69 | 740.21 | 444.13 | 11547.34 | 3387.03 | 14490.24 | 190.84 | 0 | 0 | 2398.5 | 2214 | 2214 | 61.5 | 6857.25 | 273.76 | 2.78 | -67.95 | 0.17 | 20 | 63.53 | 0 | 0.5 | 0.1 | 0.5 | 0.5 | 0 | 0 | 0 | 0 | 0 | 0 | 0 | 0 | 0 | 0 | 0 | 0 | 0 | 0 | 0 | 0 | 0
436 | -0.6 | 1411.34 | 660 | 131.35 | 2202.69 | 740.21 | 444.13 | 11547.34 | 3387.03 | 14490.24 | 190.84 | 0 | 0 | 2398.5 | 2214 | 2214 | 61.5 | 6857.25 | 273.67 | 2.69 | -68.04 | 0.07 | 20 | 63.87 | 0 | 0.5 | 0.1 | 0.5 | 0.5 | 0 | 0 | 0 | 0 | 0 | 0 | 0 | 0 | 0 | 0 | 0 | 0 | 0 | 0 | 0 | 0 | 0
437 | -0.5 | 1411.34 | 660 | 131.35 | 2202.69 | 740.21 | 444.13 | 11547.34 | 3387.03 | 14490.24 | 190.84 | 0 | 0 | 2398.5 | 2214 | 2214 | 61.5 | 6857.25 | 273.76 | 2.78 | -67.95 | 0.17 | 20 | 63.53 | 0 | 0.5 | 0.1 | 0.5 | 0.5 | 0 | 0 | 0 | 0 | 0 | 0 | 0 | 0 | 0 | 0 | 0 | 0 | 0 | 0 | 0 | 0 | 0
438 | -0.7 | 1411.34 | 660 | 131.35 | 2202.69 | 740.21 | 444.13 | 11547.34 | 3387.03 | 14490.24 | 190.84 | 0 | 0 | 2398.5 | 2214 | 2214 | 61.5 | 6857.25 | 273.58 | 2.6 | -68.14 | -0.03 | 20 | 64.21 | 0 | 0.5 | 0.1 | 0.5 | 0.5 | 0 | 0 | 0 | 0 | 0 | 0 | 0 | 0 | 0 | 0 | 0 | 0 | 0 | 0 | 0 | 0 | 0
439 | -0.8 | 1411.34 | 660 | 131.35 | 2202.69 | 740.21 | 444.13 | 11547.34 | 3387.03 | 14490.24 | 190.84 | 0 | 0 | 2398.5 | 2214 | 2214 | 61.5 | 6857.25 | 273.49 | 2.51 | -68.24 | -0.13 | 20 | 64.55 | 0 | 0.5 | 0.1 | 0.5 | 0.5 | 0 | 0 | 0 | 0 | 0 | 0 | 0 | 0 | 0 | 0 | 0 | 0 | 0 | 0 | 0 | 0 | 0
440 | -0.9 | 1411.34 | 660 | 131.35 | 2202.69 | 740.21 | 177.65 | 11280.86 | 3120.55 | 14223.76 | 190.84 | 0 | 0 | 959.4 | 4428 | 4428 | 24.6 | 9827.7 | 293.71 | 3.66 | -69.38 | -0.01 | 20 | 56.35 | 0 | 0.2 | 0.2 | 1 | 0.2 | 0 | 0 | 0 | 0 | 0 | 0 | 0 | 0 | 0 | 0 | 0 | 0 | 0 | 0 | 0 | 0 | 0
441 | -1.2 | 1411.34 | 660 | 131.35 | 2202.69 | 740.21 | 177.65 | 11280.86 | 3120.55 | 14223.76 | 190.84 | 0 | 0 | 959.4 | 4428 | 4428 | 24.6 | 9827.7 | 293.43 | 3.39 | -69.68 | -0.3 | 20 | 57.28 | 0 | 0.2 | 0.2 | 1 | 0.2 | 0 | 0 | 0 | 0 | 0 | 0 | 0 | 0 | 0 | 0 | 0 | 0 | 0 | 0 | 0 | 0 | 0
442 | -1.2 | 1411.34 | 660 | 131.35 | 2202.69 | 740.21 | 177.65 | 11280.86 | 3120.55 | 14223.76 | 190.84 | 2065.36 | 168.94 | 959.4 | 4428 | 4428 | 24.6 | 9827.7 | 294.08 | 4.03 | -69.52 | -0.15 | 20 | 55.05 | 0 | 0.2 | 0.2 | 1 | 0.2 | 0 | 587.42 | 0 | 382.77 | 0 | 767.12 | 0 | 328.05 | 0 | 43.64 | 0 | 21.36 | 0 | 37.48 | 0 | 18.3 | 48.16
443 | -1.1 | 1411.34 | 660 | 131.35 | 2202.69 | 740.21 | 177.65 | 11280.86 | 3120.55 | 14223.76 | 190.84 | 9362.2 | 749.5 | 959.4 | 4428 | 4428 | 24.6 | 9827.7 | 296.46 | 6.41 | -68.88 | 0.5 | 20 | 46.86 | 0 | 0.2 | 0.2 | 1 | 0.2 | 0 | 2433.37 | 0 | 2135.32 | 0 | 3406.06 | 0 | 1387.45 | 0 | 180.79 | 0 | 119.13 | 0 | 166.39 | 0 | 77.41 | 205.78
444 | -1 | 1411.34 | 660 | 131.35 | 2202.69 | 740.21 | 177.65 | 11280.86 | 3120.55 | 14223.76 | 190.84 | 23651.6 | 1796.26 | 959.4 | 4428 | 4428 | 24.6 | 9827.7 | 301 | 10.95 | -67.72 | 1.66 | 20 | 31.21 | 0 | 0.2 | 0.2 | 1 | 0.2 | 0 | 4935.78 | 0 | 6450.62 | 0 | 9450.95 | 0 | 2814.26 | 0 | 366.71 | 0 | 359.89 | 0 | 461.7 | 0 | 157.01 | 450.96
445 | -0.5 | 1411.34 | 660 | 131.35 | 2202.69 | 740.21 | 177.65 | 11280.86 | 3120.55 | 14223.76 | 190.84 | 41941.2 | 2998.91 | 959.4 | 4428 | 4428 | 24.6 | 9827.7 | 307.1 | 17.05 | -65.87 | 3.5 | 20 | 10.16 | 0 | 0.2 | 0.2 | 1 | 0.2 | 0 | 6912.18 | 0 | 11083.92 | 0 | 20003.93 | 0 | 3941.16 | 0 | 513.54 | 0 | 618.38 | 0 | 977.23 | 0 | 219.88 | 669.87
446 | -0.9 | 1411.34 | 660 | 131.35 | 2202.69 | 740.21 | 177.65 | 11280.86 | 3120.55 | 14223.76 | 190.84 | 12078.73 | 982.89 | 959.4 | 4428 | 4428 | 24.6 | 9827.7 | 297.49 | 7.45 | -68.48 | 0.9 | 20 | 43.28 | 0 | 0.2 | 0.2 | 1 | 0.2 | 0 | 3350.33 | 0 | 2034.28 | 0 | 4783.85 | 0 | 1910.28 | 0 | 248.91 | 0 | 113.49 | 0 | 233.7 | 0 | 106.58 | 280.21
447 | -0.9 | 1411.34 | 660 | 131.35 | 2202.69 | 740.21 | 177.65 | 11280.86 | 3120.55 | 14223.76 | 190.84 | 5095.1 | 419.38 | 959.4 | 4428 | 4428 | 24.6 | 9827.7 | 295.31 | 5.26 | -69 | 0.37 | 20 | 50.83 | 0 | 0.2 | 0.2 | 1 | 0.2 | 0 | 1430.54 | 0 | 838.9 | 0 | 2010.01 | 0 | 815.66 | 0 | 106.28 | 0 | 46.8 | 0 | 98.19 | 0 | 45.51 | 122.59
448 | -0.9 | 1411.34 | 660 | 131.35 | 2202.69 | 740.21 | 177.65 | 11280.86 | 3120.55 | 14223.76 | 190.84 | 5874.95 | 476.06 | 959.4 | 4428 | 4428 | 24.6 | 9827.7 | 295.55 | 5.5 | -68.94 | 0.43 | 20 | 50 | 0 | 0.2 | 0.2 | 1 | 0.2 | 0 | 1592.06 | 0 | 940.87 | 0 | 2434.28 | 0 | 907.75 | 0 | 118.28 | 0 | 52.49 | 0 | 118.92 | 0 | 50.64 | 135.72
449 | -0.6 | 1411.34 | 660 | 131.35 | 2202.69 | 740.21 | 177.65 | 11280.86 | 3120.55 | 14223.76 | 190.84 | 1598.47 | 126.52 | 959.4 | 4428 | 4428 | 24.6 | 9827.7 | 294.48 | 4.43 | -68.97 | 0.41 | 20 | 53.68 | 0 | 0.2 | 0.2 | 1 | 0.2 | 0 | 401.64 | 0 | 230.37 | 0 | 737.45 | 0 | 229 | 0 | 29.84 | 0 | 12.85 | 0 | 36.03 | 0 | 12.78 | 35.03
450 | -0.2 | 1411.34 | 660 | 131.35 | 2202.69 | 740.21 | 444.13 | 11547.34 | 3387.03 | 14490.24 | 190.84 | 0 | 0 | 2398.5 | 11070 | 11070 | 61.5 | 24569.25 | 278.84 | 7.86 | -66.44 | 1.67 | 20 | 44.8 | 0 | 0.5 | 0.5 | 1 | 0.5 | 0 | 0 | 0 | 0 | 0 | 0 | 0 | 0 | 0 | 0 | 0 | 0 | 0 | 0 | 0 | 0 | 0
451 | 0.1 | 1411.34 | 660 | 131.35 | 2202.69 | 740.21 | 444.13 | 11547.34 | 3387.03 | 14490.24 | 190.84 | 0 | 0 | 2398.5 | 11070 | 11070 | 61.5 | 24569.25 | 279.11 | 8.13 | -66.15 | 1.97 | 20 | 43.79 | 0 | 0.5 | 0.5 | 1 | 0.5 | 0 | 0 | 0 | 0 | 0 | 0 | 0 | 0 | 0 | 0 | 0 | 0 | 0 | 0 | 0 | 0 | 0
452 | 0.2 | 1411.34 | 660 | 131.35 | 2202.69 | 740.21 | 444.13 | 11547.34 | 3387.03 | 14490.24 | 190.84 | 0 | 0 | 2398.5 | 11070 | 11070 | 61.5 | 24569.25 | 279.2 | 8.23 | -66.05 | 2.07 | 20 | 43.45 | 0 | 0.5 | 0.5 | 1 | 0.5 | 0 | 0 | 0 | 0 | 0 | 0 | 0 | 0 | 0 | 0 | 0 | 0 | 0 | 0 | 0 | 0 | 0
453 | 0.3 | 1411.34 | 660 | 131.35 | 2202.69 | 740.21 | 444.13 | 11547.34 | 3387.03 | 14490.24 | 190.84 | 0 | 0 | 2398.5 | 11070 | 11070 | 61.5 | 24569.25 | 279.29 | 8.32 | -65.95 | 2.16 | 20 | 43.11 | 0 | 0.5 | 0.5 | 1 | 0.5 | 0 | 0 | 0 | 0 | 0 | 0 | 0 | 0 | 0 | 0 | 0 | 0 | 0 | 0 | 0 | 0 | 0
454 | 0.3 | 1411.34 | 660 | 131.35 | 2202.69 | 740.21 | 444.13 | 11547.34 | 3387.03 | 14490.24 | 190.84 | 0 | 0 | 2398.5 | 11070 | 11070 | 61.5 | 24569.25 | 279.29 | 8.32 | -65.95 | 2.16 | 20 | 43.11 | 0 | 0.5 | 0.5 | 1 | 0.5 | 0 | 0 | 0 | 0 | 0 | 0 | 0 | 0 | 0 | 0 | 0 | 0 | 0 | 0 | 0 | 0 | 0
455 | 0 | 1411.34 | 660 | 131.35 | 2202.69 | 740.21 | 444.13 | 11547.34 | 3387.03 | 14490.24 | 190.84 | 0 | 0 | 2398.5 | 11070 | 11070 | 61.5 | 24569.25 | 279.02 | 8.04 | -66.25 | 1.87 | 20 | 44.13 | 0 | 0.5 | 0.5 | 1 | 0.5 | 0 | 0 | 0 | 0 | 0 | 0 | 0 | 0 | 0 | 0 | 0 | 0 | 0 | 0 | 0 | 0 | 0
456 | -0.2 | 1411.34 | 660 | 131.35 | 2202.69 | 740.21 | 444.13 | 11547.34 | 3387.03 | 14490.24 | 190.84 | 0 | 0 | 2398.5 | 11070 | 11070 | 61.5 | 24569.25 | 278.84 | 7.86 | -66.44 | 1.67 | 20 | 44.8 | 0 | 0.5 | 0.5 | 1 | 0.5 | 0 | 0 | 0 | 0 | 0 | 0 | 0 | 0 | 0 | 0 | 0 | 0 | 0 | 0 | 0 | 0 | 0
457 | 0 | 1411.34 | 660 | 131.35 | 2202.69 | 740.21 | 444.13 | 11547.34 | 3387.03 | 14490.24 | 190.84 | 0 | 0 | 2398.5 | 2214 | 2214 | 61.5 | 6857.25 | 274.22 | 3.24 | -67.45 | 0.66 | 20 | 61.84 | 0 | 0.5 | 0.1 | 0.5 | 0.5 | 0 | 0 | 0 | 0 | 0 | 0 | 0 | 0 | 0 | 0 | 0 | 0 | 0 | 0 | 0 | 0 | 0
458 | 0 | 1411.34 | 660 | 131.35 | 2202.69 | 740.21 | 444.13 | 11547.34 | 3387.03 | 14490.24 | 190.84 | 0 | 0 | 2398.5 | 2214 | 2214 | 61.5 | 6857.25 | 274.22 | 3.24 | -67.45 | 0.66 | 20 | 61.84 | 0 | 0.5 | 0.1 | 0.5 | 0.5 | 0 | 0 | 0 | 0 | 0 | 0 | 0 | 0 | 0 | 0 | 0 | 0 | 0 | 0 | 0 | 0 | 0
459 | 0 | 1411.34 | 660 | 131.35 | 2202.69 | 740.21 | 444.13 | 11547.34 | 3387.03 | 14490.24 | 190.84 | 0 | 0 | 2398.5 | 2214 | 2214 | 61.5 | 6857.25 | 274.22 | 3.24 | -67.45 | 0.66 | 20 | 61.84 | 0 | 0.5 | 0.1 | 0.5 | 0.5 | 0 | 0 | 0 | 0 | 0 | 0 | 0 | 0 | 0 | 0 | 0 | 0 | 0 | 0 | 0 | 0 | 0
460 | -0.3 | 1411.34 | 660 | 131.35 | 2202.69 | 740.21 | 444.13 | 11547.34 | 3387.03 | 14490.24 | 190.84 | 0 | 0 | 2398.5 | 2214 | 2214 | 61.5 | 6857.25 | 273.94 | 2.97 | -67.75 | 0.37 | 20 | 62.85 | 0 | 0.5 | 0.1 | 0.5 | 0.5 | 0 | 0 | 0 | 0 | 0 | 0 | 0 | 0 | 0 | 0 | 0 | 0 | 0 | 0 | 0 | 0 | 0
461 | -0.9 | 1411.34 | 660 | 131.35 | 2202.69 | 740.21 | 444.13 | 11547.34 | 3387.03 | 14490.24 | 190.84 | 0 | 0 | 2398.5 | 2214 | 2214 | 61.5 | 6857.25 | 273.39 | 2.42 | -68.34 | -0.23 | 20 | 64.89 | 0 | 0.5 | 0.1 | 0.5 | 0.5 | 0 | 0 | 0 | 0 | 0 | 0 | 0 | 0 | 0 | 0 | 0 | 0 | 0 | 0 | 0 | 0 | 0
462 | -0.7 | 1411.34 | 660 | 131.35 | 2202.69 | 740.21 | 444.13 | 11547.34 | 3387.03 | 14490.24 | 190.84 | 0 | 0 | 2398.5 | 2214 | 2214 | 61.5 | 6857.25 | 273.58 | 2.6 | -68.14 | -0.03 | 20 | 64.21 | 0 | 0.5 | 0.1 | 0.5 | 0.5 | 0 | 0 | 0 | 0 | 0 | 0 | 0 | 0 | 0 | 0 | 0 | 0 | 0 | 0 | 0 | 0 | 0
463 | -0.9 | 1411.34 | 660 | 131.35 | 2202.69 | 740.21 | 444.13 | 11547.34 | 3387.03 | 14490.24 | 190.84 | 0 | 0 | 2398.5 | 2214 | 2214 | 61.5 | 6857.25 | 273.39 | 2.42 | -68.34 | -0.23 | 20 | 64.89 | 0 | 0.5 | 0.1 | 0.5 | 0.5 | 0 | 0 | 0 | 0 | 0 | 0 | 0 | 0 | 0 | 0 | 0 | 0 | 0 | 0 | 0 | 0 | 0
464 | -0.2 | 1411.34 | 660 | 131.35 | 2202.69 | 740.21 | 444.13 | 11547.34 | 3387.03 | 14490.24 | 190.84 | 0 | 0 | 2398.5 | 11070 | 11070 | 61.5 | 24569.25 | 278.84 | 7.86 | -66.44 | 1.67 | 20 | 44.8 | 0 | 0.5 | 0.5 | 1 | 0.5 | 0 | 0 | 0 | 0 | 0 | 0 | 0 | 0 | 0 | 0 | 0 | 0 | 0 | 0 | 0 | 0 | 0
465 | -0.1 | 1411.34 | 660 | 131.35 | 2202.69 | 740.21 | 444.13 | 11547.34 | 3387.03 | 14490.24 | 190.84 | 0 | 0 | 2398.5 | 11070 | 11070 | 61.5 | 24569.25 | 278.93 | 7.95 | -66.35 | 1.77 | 20 | 44.46 | 0 | 0.5 | 0.5 | 1 | 0.5 | 0 | 0 | 0 | 0 | 0 | 0 | 0 | 0 | 0 | 0 | 0 | 0 | 0 | 0 | 0 | 0 | 0
466 | 0.2 | 1411.34 | 660 | 131.35 | 2202.69 | 740.21 | 444.13 | 11547.34 | 3387.03 | 14490.24 | 190.84 | 1464.13 | 120.64 | 2398.5 | 11070 | 11070 | 61.5 | 24569.25 | 279.63 | 8.66 | -65.94 | 2.17 | 20 | 41.86 | 0 | 0.5 | 0.5 | 1 | 0.5 | 0 | 417.99 | 0 | 262.32 | 0 | 549.03 | 0 | 234.78 | 0 | 31.06 | 0 | 14.64 | 0 | 26.82 | 0 | 13.1 | 35.03
467 | 0.5 | 1411.34 | 660 | 131.35 | 2202.69 | 740.21 | 444.13 | 11547.34 | 3387.03 | 14490.24 | 190.84 | 3985.17 | 329.05 | 2398.5 | 11070 | 11070 | 61.5 | 24569.25 | 280.65 | 9.67 | -65.46 | 2.66 | 20 | 38.12 | 0 | 0.5 | 0.5 | 1 | 0.5 | 0 | 1130.38 | 0 | 692.95 | 0 | 1517.33 | 0 | 644.52 | 0 | 83.98 | 0 | 38.66 | 0 | 74.12 | 0 | 35.96 | 96.32
468 | 0.6 | 1411.34 | 660 | 131.35 | 2202.69 | 740.21 | 444.13 | 11547.34 | 3387.03 | 14490.24 | 190.84 | 6572.29 | 541.12 | 2398.5 | 11070 | 11070 | 61.5 | 24569.25 | 281.5 | 10.52 | -65.17 | 2.95 | 20 | 34.98 | 0 | 0.5 | 0.5 | 1 | 0.5 | 0 | 1858.03 | 0 | 1125.62 | 0 | 2529.23 | 0 | 1059.4 | 0 | 138.04 | 0 | 62.8 | 0 | 123.56 | 0 | 59.11 | 157.62
469 | 0.7 | 1411.34 | 660 | 131.35 | 2202.69 | 740.21 | 444.13 | 11547.34 | 3387.03 | 14490.24 | 190.84 | 10819.86 | 884.37 | 2398.5 | 11070 | 11070 | 61.5 | 24569.25 | 282.83 | 11.86 | -64.76 | 3.36 | 20 | 30.05 | 0 | 0.5 | 0.5 | 1 | 0.5 | 0 | 3028.96 | 0 | 1846.12 | 0 | 4217.73 | 0 | 1727.04 | 0 | 225.04 | 0 | 103 | 0 | 206.04 | 0 | 96.35 | 253.94
470 | 0.6 | 1411.34 | 660 | 131.35 | 2202.69 | 740.21 | 444.13 | 11547.34 | 3387.03 | 14490.24 | 190.84 | 8679.16 | 711.34 | 2398.5 | 11070 | 11070 | 61.5 | 24569.25 | 282.11 | 11.14 | -65.01 | 3.1 | 20 | 32.7 | 0 | 0.5 | 0.5 | 1 | 0.5 | 0 | 2431.9 | 0 | 1451.86 | 0 | 3408.79 | 0 | 1386.61 | 0 | 180.68 | 0 | 81 | 0 | 166.53 | 0 | 77.36 | 205.78
471 | 1.1 | 1411.34 | 660 | 131.35 | 2202.69 | 740.21 | 444.13 | 11547.34 | 3387.03 | 14490.24 | 190.84 | 12291.72 | 993.42 | 2398.5 | 11070 | 11070 | 61.5 | 24569.25 | 283.63 | 12.65 | -64.26 | 3.86 | 20 | 27.11 | 0 | 0.5 | 0.5 | 1 | 0.5 | 0 | 3355.22 | 0 | 2030.78 | 0 | 4992.65 | 0 | 1913.06 | 0 | 249.28 | 0 | 113.3 | 0 | 243.9 | 0 | 106.73 | 280.21
472 | 0.3 | 1411.34 | 660 | 131.35 | 2202.69 | 740.21 | 444.13 | 11547.34 | 3387.03 | 14490.24 | 190.84 | 9255.94 | 740.09 | 2398.5 | 11070 | 11070 | 61.5 | 24569.25 | 282 | 11.03 | -65.27 | 2.85 | 20 | 33.11 | 0 | 0.5 | 0.5 | 1 | 0.5 | 0 | 2447.34 | 0 | 1467.92 | 0 | 3945.27 | 0 | 1395.41 | 0 | 181.83 | 0 | 81.9 | 0 | 192.73 | 0 | 77.85 | 205.78
473 | 0.1 | 1411.34 | 660 | 131.35 | 2202.69 | 740.21 | 444.13 | 11547.34 | 3387.03 | 14490.24 | 190.84 | 0 | 0 | 2398.5 | 11070 | 11070 | 61.5 | 24569.25 | 279.11 | 8.13 | -66.15 | 1.97 | 20 | 43.79 | 0 | 0.5 | 0.5 | 1 | 0.5 | 0 | 0 | 0 | 0 | 0 | 0 | 0 | 0 | 0 | 0 | 0 | 0 | 0 | 0 | 0 | 0 | 0
474 | 0.2 | 1411.34 | 660 | 131.35 | 2202.69 | 740.21 | 444.13 | 11547.34 | 3387.03 | 14490.24 | 190.84 | 0 | 0 | 2398.5 | 11070 | 11070 | 61.5 | 24569.25 | 279.2 | 8.23 | -66.05 | 2.07 | 20 | 43.45 | 0 | 0.5 | 0.5 | 1 | 0.5 | 0 | 0 | 0 | 0 | 0 | 0 | 0 | 0 | 0 | 0 | 0 | 0 | 0 | 0 | 0 | 0 | 0
475 | 0.1 | 1411.34 | 660 | 131.35 | 2202.69 | 740.21 | 444.13 | 11547.34 | 3387.03 | 14490.24 | 190.84 | 0 | 0 | 2398.5 | 11070 | 11070 | 61.5 | 24569.25 | 279.11 | 8.13 | -66.15 | 1.97 | 20 | 43.79 | 0 | 0.5 | 0.5 | 1 | 0.5 | 0 | 0 | 0 | 0 | 0 | 0 | 0 | 0 | 0 | 0 | 0 | 0 | 0 | 0 | 0 | 0 | 0
476 | 0.2 | 1411.34 | 660 | 131.35 | 2202.69 | 740.21 | 444.13 | 11547.34 | 3387.03 | 14490.24 | 190.84 | 0 | 0 | 2398.5 | 11070 | 11070 | 61.5 | 24569.25 | 279.2 | 8.23 | -66.05 | 2.07 | 20 | 43.45 | 0 | 0.5 | 0.5 | 1 | 0.5 | 0 | 0 | 0 | 0 | 0 | 0 | 0 | 0 | 0 | 0 | 0 | 0 | 0 | 0 | 0 | 0 | 0
477 | 0.1 | 1411.34 | 660 | 131.35 | 2202.69 | 740.21 | 444.13 | 11547.34 | 3387.03 | 14490.24 | 190.84 | 0 | 0 | 2398.5 | 11070 | 11070 | 61.5 | 24569.25 | 279.11 | 8.13 | -66.15 | 1.97 | 20 | 43.79 | 0 | 0.5 | 0.5 | 1 | 0.5 | 0 | 0 | 0 | 0 | 0 | 0 | 0 | 0 | 0 | 0 | 0 | 0 | 0 | 0 | 0 | 0 | 0
478 | 0 | 1411.34 | 660 | 131.35 | 2202.69 | 740.21 | 444.13 | 11547.34 | 3387.03 | 14490.24 | 190.84 | 0 | 0 | 2398.5 | 11070 | 11070 | 61.5 | 24569.25 | 279.02 | 8.04 | -66.25 | 1.87 | 20 | 44.13 | 0 | 0.5 | 0.5 | 1 | 0.5 | 0 | 0 | 0 | 0 | 0 | 0 | 0 | 0 | 0 | 0 | 0 | 0 | 0 | 0 | 0 | 0 | 0
479 | -0.2 | 1411.34 | 660 | 131.35 | 2202.69 | 740.21 | 444.13 | 11547.34 | 3387.03 | 14490.24 | 190.84 | 0 | 0 | 2398.5 | 11070 | 11070 | 61.5 | 24569.25 | 278.84 | 7.86 | -66.44 | 1.67 | 20 | 44.8 | 0 | 0.5 | 0.5 | 1 | 0.5 | 0 | 0 | 0 | 0 | 0 | 0 | 0 | 0 | 0 | 0 | 0 | 0 | 0 | 0 | 0 | 0 | 0
480 | 0 | 1411.34 | 660 | 131.35 | 2202.69 | 740.21 | 444.13 | 11547.34 | 3387.03 | 14490.24 | 190.84 | 0 | 0 | 2398.5 | 11070 | 11070 | 61.5 | 24569.25 | 279.02 | 8.04 | -66.25 | 1.87 | 20 | 44.13 | 0 | 0.5 | 0.5 | 1 | 0.5 | 0 | 0 | 0 | 0 | 0 | 0 | 0 | 0 | 0 | 0 | 0 | 0 | 0 | 0 | 0 | 0 | 0
481 | 0 | 1411.34 | 660 | 131.35 | 2202.69 | 740.21 | 444.13 | 11547.34 | 3387.03 | 14490.24 | 190.84 | 0 | 0 | 2398.5 | 2214 | 2214 | 61.5 | 6857.25 | 274.22 | 3.24 | -67.45 | 0.66 | 20 | 61.84 | 0 | 0.5 | 0.1 | 0.5 | 0.5 | 0 | 0 | 0 | 0 | 0 | 0 | 0 | 0 | 0 | 0 | 0 | 0 | 0 | 0 | 0 | 0 | 0
482 | 0.1 | 1411.34 | 660 | 131.35 | 2202.69 | 740.21 | 444.13 | 11547.34 | 3387.03 | 14490.24 | 190.84 | 0 | 0 | 2398.5 | 2214 | 2214 | 61.5 | 6857.25 | 274.31 | 3.34 | -67.35 | 0.76 | 20 | 61.5 | 0 | 0.5 | 0.1 | 0.5 | 0.5 | 0 | 0 | 0 | 0 | 0 | 0 | 0 | 0 | 0 | 0 | 0 | 0 | 0 | 0 | 0 | 0 | 0
483 | 0.1 | 1411.34 | 660 | 131.35 | 2202.69 | 740.21 | 444.13 | 11547.34 | 3387.03 | 14490.24 | 190.84 | 0 | 0 | 2398.5 | 2214 | 2214 | 61.5 | 6857.25 | 274.31 | 3.34 | -67.35 | 0.76 | 20 | 61.5 | 0 | 0.5 | 0.1 | 0.5 | 0.5 | 0 | 0 | 0 | 0 | 0 | 0 | 0 | 0 | 0 | 0 | 0 | 0 | 0 | 0 | 0 | 0 | 0
484 | 0.1 | 1411.34 | 660 | 131.35 | 2202.69 | 740.21 | 444.13 | 11547.34 | 3387.03 | 14490.24 | 190.84 | 0 | 0 | 2398.5 | 2214 | 2214 | 61.5 | 6857.25 | 274.31 | 3.34 | -67.35 | 0.76 | 20 | 61.5 | 0 | 0.5 | 0.1 | 0.5 | 0.5 | 0 | 0 | 0 | 0 | 0 | 0 | 0 | 0 | 0 | 0 | 0 | 0 | 0 | 0 | 0 | 0 | 0
485 | -0.1 | 1411.34 | 660 | 131.35 | 2202.69 | 740.21 | 444.13 | 11547.34 | 3387.03 | 14490.24 | 190.84 | 0 | 0 | 2398.5 | 2214 | 2214 | 61.5 | 6857.25 | 274.13 | 3.15 | -67.55 | 0.56 | 20 | 62.18 | 0 | 0.5 | 0.1 | 0.5 | 0.5 | 0 | 0 | 0 | 0 | 0 | 0 | 0 | 0 | 0 | 0 | 0 | 0 | 0 | 0 | 0 | 0 | 0
486 | -0.3 | 1411.34 | 660 | 131.35 | 2202.69 | 740.21 | 444.13 | 11547.34 | 3387.03 | 14490.24 | 190.84 | 0 | 0 | 2398.5 | 2214 | 2214 | 61.5 | 6857.25 | 273.94 | 2.97 | -67.75 | 0.37 | 20 | 62.85 | 0 | 0.5 | 0.1 | 0.5 | 0.5 | 0 | 0 | 0 | 0 | 0 | 0 | 0 | 0 | 0 | 0 | 0 | 0 | 0 | 0 | 0 | 0 | 0
487 | -0.4 | 1411.34 | 660 | 131.35 | 2202.69 | 740.21 | 444.13 | 11547.34 | 3387.03 | 14490.24 | 190.84 | 0 | 0 | 2398.5 | 2214 | 2214 | 61.5 | 6857.25 | 273.85 | 2.88 | -67.85 | 0.27 | 20 | 63.19 | 0 | 0.5 | 0.1 | 0.5 | 0.5 | 0 | 0 | 0 | 0 | 0 | 0 | 0 | 0 | 0 | 0 | 0 | 0 | 0 | 0 | 0 | 0 | 0
488 | -0.4 | 1411.34 | 660 | 131.35 | 2202.69 | 740.21 | 444.13 | 11547.34 | 3387.03 | 14490.24 | 190.84 | 0 | 0 | 2398.5 | 11070 | 11070 | 61.5 | 24569.25 | 278.65 | 7.68 | -66.64 | 1.47 | 20 | 45.48 | 0 | 0.5 | 0.5 | 1 | 0.5 | 0 | 0 | 0 | 0 | 0 | 0 | 0 | 0 | 0 | 0 | 0 | 0 | 0 | 0 | 0 | 0 | 0
489 | -0.9 | 1411.34 | 660 | 131.35 | 2202.69 | 740.21 | 444.13 | 11547.34 | 3387.03 | 14490.24 | 190.84 | 0 | 0 | 2398.5 | 11070 | 11070 | 61.5 | 24569.25 | 278.19 | 7.22 | -67.13 | 0.98 | 20 | 47.17 | 0 | 0.5 | 0.5 | 1 | 0.5 | 0 | 0 | 0 | 0 | 0 | 0 | 0 | 0 | 0 | 0 | 0 | 0 | 0 | 0 | 0 | 0 | 0
490 | -1.7 | 1411.34 | 660 | 131.35 | 2202.69 | 740.21 | 444.13 | 11547.34 | 3387.03 | 14490.24 | 190.84 | 14749.15 | 1039.95 | 2398.5 | 11070 | 11070 | 61.5 | 24569.25 | 281.74 | 10.76 | -66.85 | 1.27 | 20 | 34.09 | 0 | 0.5 | 0.5 | 1 | 0.5 | 0 | 3377.95 | 0 | 8043.45 | 0 | 2330.96 | 0 | 996.79 | 0 | 250.97 | 0 | 448.75 | 0 | 113.87 | 0 | 55.61 | 170.75
491 | -1.6 | 1411.34 | 660 | 131.35 | 2202.69 | 740.21 | 444.13 | 11547.34 | 3387.03 | 14490.24 | 190.84 | 40109.33 | 2817.38 | 2398.5 | 11070 | 11070 | 61.5 | 24569.25 | 289.18 | 18.21 | -64.9 | 3.21 | 20 | 6.62 | 0 | 0.5 | 0.5 | 1 | 0.5 | 0 | 4971.19 | 0 | 21817.35 | 0 | 10486.34 | 0 | 2834.45 | 0 | 369.34 | 0 | 1217.21 | 0 | 512.28 | 0 | 158.14 | 560.41
492 | -0.9 | 1411.34 | 660 | 131.35 | 2202.69 | 740.21 | 444.13 | 11547.34 | 3387.03 | 14490.24 | 190.84 | 77089.84 | 5160.54 | 2398.5 | 11070 | 11070 | 61.5 | 24569.25 | 300.48 | 29.5 | -61.53 | 6.58 | 23.9 | 0 | 0 | 0.5 | 0.5 | 1 | 0.5 | 0 | 6805.45 | 0 | 33958.18 | 0 | 32445.91 | 0 | 3880.3 | 0 | 505.61 | 0 | 1894.56 | 0 | 1585.04 | 0 | 216.49 | 958.83
493 | -0.3 | 1411.34 | 660 | 131.35 | 2202.69 | 740.21 | 444.13 | 11547.34 | 3387.03 | 14490.24 | 190.84 | 51157.75 | 6600.35 | 2398.5 | 11070 | 11070 | 61.5 | 24569.25 | 294.51 | 23.54 | -62.61 | 5.51 | 23.54 | 0 | 0 | 0.5 | 0.5 | 1 | 0.5 | 0 | 3693.55 | 0 | 17448.03 | 0 | 27910.2 | 0 | 2105.97 | 0 | 548.83 | 0 | 1946.89 | 0 | 2726.93 | 0 | 234.99 | 1142.72
494 | 0.3 | 1411.34 | 660 | 131.35 | 2202.69 | 740.21 | 444.13 | 11547.34 | 3387.03 | 14490.24 | 190.84 | 62518.75 | 4194.03 | 2398.5 | 11070 | 11070 | 61.5 | 24569.25 | 297.48 | 26.5 | -61.41 | 6.71 | 23.9 | 0 | 0 | 0.5 | 0.5 | 1 | 0.5 | 0 | 7646.97 | 0 | 14511.73 | 0 | 35999.93 | 0 | 4360.12 | 0 | 568.14 | 0 | 809.63 | 0 | 1758.66 | 0 | 243.26 | 814.35
495 | 0.7 | 1411.34 | 660 | 131.35 | 2202.69 | 740.21 | 444.13 | 11547.34 | 3387.03 | 14490.24 | 190.84 | 21741.51 | 2969.1 | 2398.5 | 11070 | 11070 | 61.5 | 24569.25 | 286.48 | 15.5 | -63.87 | 4.24 | 20 | 16.61 | 0 | 0.5 | 0.5 | 1 | 0.5 | 0 | 3122.51 | 0 | 3796.6 | 0 | 13042.02 | 0 | 1780.38 | 0 | 463.98 | 0 | 423.63 | 0 | 1274.25 | 0 | 198.66 | 608.57
496 | 0.6 | 1411.34 | 660 | 131.35 | 2202.69 | 740.21 | 444.13 | 11547.34 | 3387.03 | 14490.24 | 190.84 | 20716.22 | 1455.07 | 2398.5 | 11070 | 11070 | 61.5 | 24569.25 | 285.58 | 14.6 | -64.14 | 3.97 | 20 | 19.92 | 0 | 0.5 | 0.5 | 1 | 0.5 | 0 | 3672.77 | 0 | 2858.37 | 0 | 12090.95 | 0 | 2094.13 | 0 | 272.87 | 0 | 159.47 | 0 | 590.67 | 0 | 116.83 | 315.23
497 | 0.7 | 1411.34 | 660 | 131.35 | 2202.69 | 740.21 | 444.13 | 11547.34 | 3387.03 | 14490.24 | 190.84 | 5082.22 | 366.79 | 2398.5 | 11070 | 11070 | 61.5 | 24569.25 | 281.14 | 10.16 | -65.18 | 2.93 | 20 | 36.31 | 0 | 0.5 | 0.5 | 1 | 0.5 | 0 | 1057.17 | 0 | 611.6 | 0 | 2810.68 | 0 | 602.77 | 0 | 78.54 | 0 | 34.12 | 0 | 137.31 | 0 | 33.63 | 83.19
498 | 0.7 | 1411.34 | 660 | 131.35 | 2202.69 | 740.21 | 444.13 | 11547.34 | 3387.03 | 14490.24 | 190.84 | 0 | 0 | 2398.5 | 11070 | 11070 | 61.5 | 24569.25 | 279.66 | 8.69 | -65.56 | 2.56 | 20 | 41.75 | 0 | 0.5 | 0.5 | 1 | 0.5 | 0 | 0 | 0 | 0 | 0 | 0 | 0 | 0 | 0 | 0 | 0 | 0 | 0 | 0 | 0 | 0 | 0
499 | 0 | 1411.34 | 660 | 131.35 | 2202.69 | 740.21 | 444.13 | 11547.34 | 3387.03 | 14490.24 | 190.84 | 0 | 0 | 2398.5 | 11070 | 11070 | 61.5 | 24569.25 | 279.02 | 8.04 | -66.25 | 1.87 | 20 | 44.13 | 0 | 0.5 | 0.5 | 1 | 0.5 | 0 | 0 | 0 | 0 | 0 | 0 | 0 | 0 | 0 | 0 | 0 | 0 | 0 | 0 | 0 | 0 | 0
500 | -0.2 | 1411.34 | 660 | 131.35 | 2202.69 | 740.21 | 444.13 | 11547.34 | 3387.03 | 14490.24 | 190.84 | 0 | 0 | 2398.5 | 11070 | 11070 | 61.5 | 24569.25 | 278.84 | 7.86 | -66.44 | 1.67 | 20 | 44.8 | 0 | 0.5 | 0.5 | 1 | 0.5 | 0 | 0 | 0 | 0 | 0 | 0 | 0 | 0 | 0 | 0 | 0 | 0 | 0 | 0 | 0 | 0 | 0
501 | -0.2 | 1411.34 | 660 | 131.35 | 2202.69 | 740.21 | 444.13 | 11547.34 | 3387.03 | 14490.24 | 190.84 | 0 | 0 | 2398.5 | 11070 | 11070 | 61.5 | 24569.25 | 278.84 | 7.86 | -66.44 | 1.67 | 20 | 44.8 | 0 | 0.5 | 0.5 | 1 | 0.5 | 0 | 0 | 0 | 0 | 0 | 0 | 0 | 0 | 0 | 0 | 0 | 0 | 0 | 0 | 0 | 0 | 0
502 | -0.1 | 1411.34 | 660 | 131.35 | 2202.69 | 740.21 | 444.13 | 11547.34 | 3387.03 | 14490.24 | 190.84 | 0 | 0 | 2398.5 | 11070 | 11070 | 61.5 | 24569.25 | 278.93 | 7.95 | -66.35 | 1.77 | 20 | 44.46 | 0 | 0.5 | 0.5 | 1 | 0.5 | 0 | 0 | 0 | 0 | 0 | 0 | 0 | 0 | 0 | 0 | 0 | 0 | 0 | 0 | 0 | 0 | 0
503 | 0.1 | 1411.34 | 660 | 131.35 | 2202.69 | 740.21 | 444.13 | 11547.34 | 3387.03 | 14490.24 | 190.84 | 0 | 0 | 2398.5 | 11070 | 11070 | 61.5 | 24569.25 | 279.11 | 8.13 | -66.15 | 1.97 | 20 | 43.79 | 0 | 0.5 | 0.5 | 1 | 0.5 | 0 | 0 | 0 | 0 | 0 | 0 | 0 | 0 | 0 | 0 | 0 | 0 | 0 | 0 | 0 | 0 | 0
504 | 0.4 | 1411.34 | 660 | 131.35 | 2202.69 | 740.21 | 444.13 | 11547.34 | 3387.03 | 14490.24 | 190.84 | 0 | 0 | 2398.5 | 11070 | 11070 | 61.5 | 24569.25 | 279.39 | 8.41 | -65.85 | 2.26 | 20 | 42.77 | 0 | 0.5 | 0.5 | 1 | 0.5 | 0 | 0 | 0 | 0 | 0 | 0 | 0 | 0 | 0 | 0 | 0 | 0 | 0 | 0 | 0 | 0 | 0
505 | 0.6 | 1411.34 | 660 | 131.35 | 2202.69 | 740.21 | 444.13 | 11547.34 | 3387.03 | 14490.24 | 190.84 | 0 | 0 | 2398.5 | 2214 | 2214 | 61.5 | 6857.25 | 274.77 | 3.79 | -66.86 | 1.25 | 20 | 59.81 | 0 | 0.5 | 0.1 | 0.5 | 0.5 | 0 | 0 | 0 | 0 | 0 | 0 | 0 | 0 | 0 | 0 | 0 | 0 | 0 | 0 | 0 | 0 | 0
506 | 0.7 | 1411.34 | 660 | 131.35 | 2202.69 | 740.21 | 444.13 | 11547.34 | 3387.03 | 14490.24 | 190.84 | 0 | 0 | 2398.5 | 2214 | 2214 | 61.5 | 6857.25 | 274.86 | 3.89 | -66.76 | 1.35 | 20 | 59.47 | 0 | 0.5 | 0.1 | 0.5 | 0.5 | 0 | 0 | 0 | 0 | 0 | 0 | 0 | 0 | 0 | 0 | 0 | 0 | 0 | 0 | 0 | 0 | 0
507 | 0.7 | 1411.34 | 660 | 131.35 | 2202.69 | 740.21 | 444.13 | 11547.34 | 3387.03 | 14490.24 | 190.84 | 0 | 0 | 2398.5 | 2214 | 2214 | 61.5 | 6857.25 | 274.86 | 3.89 | -66.76 | 1.35 | 20 | 59.47 | 0 | 0.5 | 0.1 | 0.5 | 0.5 | 0 | 0 | 0 | 0 | 0 | 0 | 0 | 0 | 0 | 0 | 0 | 0 | 0 | 0 | 0 | 0 | 0
508 | 0.7 | 1411.34 | 660 | 131.35 | 2202.69 | 740.21 | 444.13 | 11547.34 | 3387.03 | 14490.24 | 190.84 | 0 | 0 | 2398.5 | 2214 | 2214 | 61.5 | 6857.25 | 274.86 | 3.89 | -66.76 | 1.35 | 20 | 59.47 | 0 | 0.5 | 0.1 | 0.5 | 0.5 | 0 | 0 | 0 | 0 | 0 | 0 | 0 | 0 | 0 | 0 | 0 | 0 | 0 | 0 | 0 | 0 | 0
509 | 0.8 | 1411.34 | 660 | 131.35 | 2202.69 | 740.21 | 444.13 | 11547.34 | 3387.03 | 14490.24 | 190.84 | 0 | 0 | 2398.5 | 2214 | 2214 | 61.5 | 6857.25 | 274.95 | 3.98 | -66.66 | 1.45 | 20 | 59.13 | 0 | 0.5 | 0.1 | 0.5 | 0.5 | 0 | 0 | 0 | 0 | 0 | 0 | 0 | 0 | 0 | 0 | 0 | 0 | 0 | 0 | 0 | 0 | 0
510 | 0.8 | 1411.34 | 660 | 131.35 | 2202.69 | 740.21 | 444.13 | 11547.34 | 3387.03 | 14490.24 | 190.84 | 0 | 0 | 2398.5 | 2214 | 2214 | 61.5 | 6857.25 | 274.95 | 3.98 | -66.66 | 1.45 | 20 | 59.13 | 0 | 0.5 | 0.1 | 0.5 | 0.5 | 0 | 0 | 0 | 0 | 0 | 0 | 0 | 0 | 0 | 0 | 0 | 0 | 0 | 0 | 0 | 0 | 0
511 | 0.8 | 1411.34 | 660 | 131.35 | 2202.69 | 740.21 | 444.13 | 11547.34 | 3387.03 | 14490.24 | 190.84 | 0 | 0 | 2398.5 | 2214 | 2214 | 61.5 | 6857.25 | 274.95 | 3.98 | -66.66 | 1.45 | 20 | 59.13 | 0 | 0.5 | 0.1 | 0.5 | 0.5 | 0 | 0 | 0 | 0 | 0 | 0 | 0 | 0 | 0 | 0 | 0 | 0 | 0 | 0 | 0 | 0 | 0
512 | 0.8 | 1411.34 | 660 | 131.35 | 2202.69 | 740.21 | 177.65 | 11280.86 | 3120.55 | 14223.76 | 190.84 | 0 | 0 | 959.4 | 4428 | 4428 | 24.6 | 9827.7 | 295.25 | 5.2 | -67.7 | 1.67 | 20 | 51.04 | 0 | 0.2 | 0.2 | 1 | 0.2 | 0 | 0 | 0 | 0 | 0 | 0 | 0 | 0 | 0 | 0 | 0 | 0 | 0 | 0 | 0 | 0 | 0
513 | 0.9 | 1411.34 | 660 | 131.35 | 2202.69 | 740.21 | 177.65 | 11280.86 | 3120.55 | 14223.76 | 190.84 | 0 | 0 | 959.4 | 4428 | 4428 | 24.6 | 9827.7 | 295.34 | 5.29 | -67.61 | 1.77 | 20 | 50.73 | 0 | 0.2 | 0.2 | 1 | 0.2 | 0 | 0 | 0 | 0 | 0 | 0 | 0 | 0 | 0 | 0 | 0 | 0 | 0 | 0 | 0 | 0 | 0
514 | 1.1 | 1411.34 | 660 | 131.35 | 2202.69 | 740.21 | 177.65 | 11280.86 | 3120.55 | 14223.76 | 190.84 | 2662.03 | 216.99 | 959.4 | 4428 | 4428 | 24.6 | 9827.7 | 296.35 | 6.3 | -67.21 | 2.17 | 20 | 47.23 | 0 | 0.2 | 0.2 | 1 | 0.2 | 0 | 756.53 | 0 | 502.44 | 0 | 982.78 | 0 | 420.27 | 0 | 56.21 | 0 | 28.03 | 0 | 48.01 | 0 | 23.45 | 61.3
515 | 1.6 | 1411.34 | 660 | 131.35 | 2202.69 | 740.21 | 177.65 | 11280.86 | 3120.55 | 14223.76 | 190.84 | 9944.24 | 796.52 | 959.4 | 4428 | 4428 | 24.6 | 9827.7 | 299.08 | 9.03 | -66.17 | 3.2 | 20 | 37.8 | 0 | 0.2 | 0.2 | 1 | 0.2 | 0 | 2584.55 | 0 | 2281.08 | 0 | 3604.97 | 0 | 1473.64 | 0 | 192.02 | 0 | 127.26 | 0 | 176.11 | 0 | 82.22 | 218.91
516 | 1.8 | 1411.34 | 660 | 131.35 | 2202.69 | 740.21 | 177.65 | 11280.86 | 3120.55 | 14223.76 | 190.84 | 14010.58 | 1128.92 | 959.4 | 4428 | 4428 | 24.6 | 9827.7 | 300.54 | 10.49 | -65.67 | 3.71 | 20 | 32.78 | 0 | 0.2 | 0.2 | 1 | 0.2 | 0 | 3765.05 | 0 | 2672.99 | 0 | 5425.8 | 0 | 2146.74 | 0 | 279.73 | 0 | 149.13 | 0 | 265.06 | 0 | 119.77 | 315.23
517 | 2.5 | 1411.34 | 660 | 131.35 | 2202.69 | 740.21 | 177.65 | 11280.86 | 3120.55 | 14223.76 | 190.84 | 13615.97 | 1108.16 | 959.4 | 4428 | 4428 | 24.6 | 9827.7 | 301.05 | 11 | -65.01 | 4.37 | 20 | 31.01 | 0 | 0.2 | 0.2 | 1 | 0.2 | 0 | 3793.6 | 0 | 2338.84 | 0 | 5320.52 | 0 | 2163.02 | 0 | 281.85 | 0 | 130.49 | 0 | 259.92 | 0 | 120.68 | 315.23
518 | 2.8 | 1411.34 | 660 | 131.35 | 2202.69 | 740.21 | 177.65 | 11280.86 | 3120.55 | 14223.76 | 190.84 | 10828.6 | 884.38 | 959.4 | 4428 | 4428 | 24.6 | 9827.7 | 300.45 | 10.4 | -64.92 | 4.46 | 20 | 33.09 | 0 | 0.2 | 0.2 | 1 | 0.2 | 0 | 3021.65 | 0 | 1816.85 | 0 | 4267.22 | 0 | 1722.87 | 0 | 224.5 | 0 | 101.36 | 0 | 208.46 | 0 | 96.12 | 253.94
519 | 3 | 1411.34 | 660 | 131.35 | 2202.69 | 740.21 | 177.65 | 11280.86 | 3120.55 | 14223.76 | 190.84 | 5650.06 | 464.85 | 959.4 | 4428 | 4428 | 24.6 | 9827.7 | 299.01 | 8.96 | -65.11 | 4.26 | 20 | 38.06 | 0 | 0.2 | 0.2 | 1 | 0.2 | 0 | 1586.86 | 0 | 930.31 | 0 | 2228.09 | 0 | 904.79 | 0 | 117.9 | 0 | 51.9 | 0 | 108.85 | 0 | 50.48 | 135.72
520 | 3.7 | 1411.34 | 660 | 131.35 | 2202.69 | 740.21 | 177.65 | 11280.86 | 3120.55 | 14223.76 | 190.84 | 4035.84 | 330.94 | 959.4 | 4428 | 4428 | 24.6 | 9827.7 | 299.14 | 9.09 | -64.54 | 4.83 | 20 | 37.62 | 0 | 0.2 | 0.2 | 1 | 0.2 | 0 | 1120.11 | 0 | 652.57 | 0 | 1624.51 | 0 | 638.66 | 0 | 83.22 | 0 | 36.41 | 0 | 79.36 | 0 | 35.63 | 96.32
521 | 4.5 | 1411.34 | 660 | 131.35 | 2202.69 | 740.21 | 177.65 | 11280.86 | 3120.55 | 14223.76 | 190.84 | 2153.64 | 171.89 | 959.4 | 4428 | 4428 | 24.6 | 9827.7 | 299.27 | 9.22 | -63.89 | 5.48 | 20 | 37.17 | 0 | 0.2 | 0.2 | 1 | 0.2 | 0 | 554.88 | 0 | 317.73 | 0 | 964.66 | 0 | 316.38 | 0 | 41.22 | 0 | 17.73 | 0 | 47.13 | 0 | 17.65 | 48.16
522 | 5.1 | 1411.34 | 660 | 131.35 | 2202.69 | 740.21 | 444.13 | 11547.34 | 3387.03 | 14490.24 | 190.84 | 0 | 0 | 2398.5 | 11070 | 11070 | 61.5 | 24569.25 | 283.7 | 12.72 | -61.21 | 6.9 | 20 | 26.85 | 0 | 0.5 | 0.5 | 1 | 0.5 | 0 | 0 | 0 | 0 | 0 | 0 | 0 | 0 | 0 | 0 | 0 | 0 | 0 | 0 | 0 | 0 | 0
523 | 5.3 | 1411.34 | 660 | 131.35 | 2202.69 | 740.21 | 444.13 | 11547.34 | 3387.03 | 14490.24 | 190.84 | 0 | 0 | 2398.5 | 11070 | 11070 | 61.5 | 24569.25 | 283.88 | 12.91 | -61.02 | 7.1 | 20 | 26.17 | 0 | 0.5 | 0.5 | 1 | 0.5 | 0 | 0 | 0 | 0 | 0 | 0 | 0 | 0 | 0 | 0 | 0 | 0 | 0 | 0 | 0 | 0 | 0
524 | 5.3 | 1411.34 | 660 | 131.35 | 2202.69 | 740.21 | 444.13 | 11547.34 | 3387.03 | 14490.24 | 190.84 | 0 | 0 | 2398.5 | 11070 | 11070 | 61.5 | 24569.25 | 283.88 | 12.91 | -61.02 | 7.1 | 20 | 26.17 | 0 | 0.5 | 0.5 | 1 | 0.5 | 0 | 0 | 0 | 0 | 0 | 0 | 0 | 0 | 0 | 0 | 0 | 0 | 0 | 0 | 0 | 0 | 0
525 | 5.2 | 1411.34 | 660 | 131.35 | 2202.69 | 740.21 | 444.13 | 11547.34 | 3387.03 | 14490.24 | 190.84 | 0 | 0 | 2398.5 | 11070 | 11070 | 61.5 | 24569.25 | 283.79 | 12.82 | -61.11 | 7 | 20 | 26.51 | 0 | 0.5 | 0.5 | 1 | 0.5 | 0 | 0 | 0 | 0 | 0 | 0 | 0 | 0 | 0 | 0 | 0 | 0 | 0 | 0 | 0 | 0 | 0
526 | 5 | 1411.34 | 660 | 131.35 | 2202.69 | 740.21 | 444.13 | 11547.34 | 3387.03 | 14490.24 | 190.84 | 0 | 0 | 2398.5 | 11070 | 11070 | 61.5 | 24569.25 | 283.61 | 12.63 | -61.31 | 6.8 | 20 | 27.19 | 0 | 0.5 | 0.5 | 1 | 0.5 | 0 | 0 | 0 | 0 | 0 | 0 | 0 | 0 | 0 | 0 | 0 | 0 | 0 | 0 | 0 | 0 | 0
527 | 5.1 | 1411.34 | 660 | 131.35 | 2202.69 | 740.21 | 444.13 | 11547.34 | 3387.03 | 14490.24 | 190.84 | 0 | 0 | 2398.5 | 11070 | 11070 | 61.5 | 24569.25 | 283.7 | 12.72 | -61.21 | 6.9 | 20 | 26.85 | 0 | 0.5 | 0.5 | 1 | 0.5 | 0 | 0 | 0 | 0 | 0 | 0 | 0 | 0 | 0 | 0 | 0 | 0 | 0 | 0 | 0 | 0 | 0
528 | 4.8 | 1411.34 | 660 | 131.35 | 2202.69 | 740.21 | 444.13 | 11547.34 | 3387.03 | 14490.24 | 190.84 | 0 | 0 | 2398.5 | 11070 | 11070 | 61.5 | 24569.25 | 283.42 | 12.45 | -61.51 | 6.61 | 20 | 27.87 | 0 | 0.5 | 0.5 | 1 | 0.5 | 0 | 0 | 0 | 0 | 0 | 0 | 0 | 0 | 0 | 0 | 0 | 0 | 0 | 0 | 0 | 0 | 0
529 | 4.9 | 1411.34 | 660 | 131.35 | 2202.69 | 740.21 | 444.13 | 11547.34 | 3387.03 | 14490.24 | 190.84 | 0 | 0 | 2398.5 | 2214 | 2214 | 61.5 | 6857.25 | 278.72 | 7.74 | -62.62 | 5.5 | 20 | 45.24 | 0 | 0.5 | 0.1 | 0.5 | 0.5 | 0 | 0 | 0 | 0 | 0 | 0 | 0 | 0 | 0 | 0 | 0 | 0 | 0 | 0 | 0 | 0 | 0
530 | 5.2 | 1411.34 | 660 | 131.35 | 2202.69 | 740.21 | 444.13 | 11547.34 | 3387.03 | 14490.24 | 190.84 | 0 | 0 | 2398.5 | 2214 | 2214 | 61.5 | 6857.25 | 278.99 | 8.02 | -62.32 | 5.79 | 20 | 44.22 | 0 | 0.5 | 0.1 | 0.5 | 0.5 | 0 | 0 | 0 | 0 | 0 | 0 | 0 | 0 | 0 | 0 | 0 | 0 | 0 | 0 | 0 | 0 | 0
531 | 5.1 | 1411.34 | 660 | 131.35 | 2202.69 | 740.21 | 444.13 | 11547.34 | 3387.03 | 14490.24 | 190.84 | 0 | 0 | 2398.5 | 2214 | 2214 | 61.5 | 6857.25 | 278.9 | 7.92 | -62.42 | 5.7 | 20 | 44.56 | 0 | 0.5 | 0.1 | 0.5 | 0.5 | 0 | 0 | 0 | 0 | 0 | 0 | 0 | 0 | 0 | 0 | 0 | 0 | 0 | 0 | 0 | 0 | 0
532 | 5.2 | 1411.34 | 660 | 131.35 | 2202.69 | 740.21 | 444.13 | 11547.34 | 3387.03 | 14490.24 | 190.84 | 0 | 0 | 2398.5 | 2214 | 2214 | 61.5 | 6857.25 | 278.99 | 8.02 | -62.32 | 5.79 | 20 | 44.22 | 0 | 0.5 | 0.1 | 0.5 | 0.5 | 0 | 0 | 0 | 0 | 0 | 0 | 0 | 0 | 0 | 0 | 0 | 0 | 0 | 0 | 0 | 0 | 0
533 | 4.9 | 1411.34 | 660 | 131.35 | 2202.69 | 740.21 | 444.13 | 11547.34 | 3387.03 | 14490.24 | 190.84 | 0 | 0 | 2398.5 | 2214 | 2214 | 61.5 | 6857.25 | 278.72 | 7.74 | -62.62 | 5.5 | 20 | 45.24 | 0 | 0.5 | 0.1 | 0.5 | 0.5 | 0 | 0 | 0 | 0 | 0 | 0 | 0 | 0 | 0 | 0 | 0 | 0 | 0 | 0 | 0 | 0 | 0
534 | 5.1 | 1411.34 | 660 | 131.35 | 2202.69 | 740.21 | 444.13 | 11547.34 | 3387.03 | 14490.24 | 190.84 | 0 | 0 | 2398.5 | 2214 | 2214 | 61.5 | 6857.25 | 278.9 | 7.92 | -62.42 | 5.7 | 20 | 44.56 | 0 | 0.5 | 0.1 | 0.5 | 0.5 | 0 | 0 | 0 | 0 | 0 | 0 | 0 | 0 | 0 | 0 | 0 | 0 | 0 | 0 | 0 | 0 | 0
535 | 6.3 | 1411.34 | 660 | 131.35 | 2202.69 | 740.21 | 444.13 | 11547.34 | 3387.03 | 14490.24 | 190.84 | 0 | 0 | 2398.5 | 2214 | 2214 | 61.5 | 6857.25 | 280 | 9.03 | -61.23 | 6.88 | 20 | 40.5 | 0 | 0.5 | 0.1 | 0.5 | 0.5 | 0 | 0 | 0 | 0 | 0 | 0 | 0 | 0 | 0 | 0 | 0 | 0 | 0 | 0 | 0 | 0 | 0
536 | 5.5 | 1411.34 | 660 | 131.35 | 2202.69 | 740.21 | 177.65 | 11280.86 | 3120.55 | 14223.76 | 190.84 | 0 | 0 | 959.4 | 4428 | 4428 | 24.6 | 9827.7 | 299.5 | 9.45 | -63.07 | 6.31 | 20 | 36.37 | 0 | 0.2 | 0.2 | 1 | 0.2 | 0 | 0 | 0 | 0 | 0 | 0 | 0 | 0 | 0 | 0 | 0 | 0 | 0 | 0 | 0 | 0 | 0
537 | 5.2 | 1411.34 | 660 | 131.35 | 2202.69 | 740.21 | 177.65 | 11280.86 | 3120.55 | 14223.76 | 190.84 | 0 | 0 | 959.4 | 4428 | 4428 | 24.6 | 9827.7 | 299.23 | 9.18 | -63.36 | 6.01 | 20 | 37.31 | 0 | 0.2 | 0.2 | 1 | 0.2 | 0 | 0 | 0 | 0 | 0 | 0 | 0 | 0 | 0 | 0 | 0 | 0 | 0 | 0 | 0 | 0 | 0
538 | 5.9 | 1411.34 | 660 | 131.35 | 2202.69 | 740.21 | 177.65 | 11280.86 | 3120.55 | 14223.76 | 190.84 | 7238.89 | 535.5 | 959.4 | 4428 | 4428 | 24.6 | 9827.7 | 302.12 | 12.07 | -62.13 | 7.24 | 20 | 27.35 | 0 | 0.2 | 0.2 | 1 | 0.2 | 0 | 1797.86 | 0 | 3160.18 | 0 | 1597.65 | 0 | 683.2 | 0 | 133.57 | 0 | 176.31 | 0 | 78.05 | 0 | 38.12 | 109.46
539 | 6 | 1411.34 | 660 | 131.35 | 2202.69 | 740.21 | 177.65 | 11280.86 | 3120.55 | 14223.76 | 190.84 | 13030.44 | 1019.53 | 959.4 | 4428 | 4428 | 24.6 | 9827.7 | 304.03 | 13.98 | -61.6 | 7.78 | 20 | 20.76 | 0 | 0.2 | 0.2 | 1 | 0.2 | 0 | 3047.03 | 0 | 3792.19 | 0 | 4453.88 | 0 | 1737.34 | 0 | 226.38 | 0 | 211.57 | 0 | 217.58 | 0 | 96.93 | 267.07
540 | 6.4 | 1411.34 | 660 | 131.35 | 2202.69 | 740.21 | 177.65 | 11280.86 | 3120.55 | 14223.76 | 190.84 | 12083.21 | 984.56 | 959.4 | 4428 | 4428 | 24.6 | 9827.7 | 304.1 | 14.05 | -61.27 | 8.1 | 20 | 20.5 | 0 | 0.2 | 0.2 | 1 | 0.2 | 0 | 3378.49 | 0 | 2123.16 | 0 | 4655.22 | 0 | 1926.33 | 0 | 251.01 | 0 | 118.45 | 0 | 227.42 | 0 | 107.47 | 280.21
541 | 8 | 1411.34 | 660 | 131.35 | 2202.69 | 740.21 | 177.65 | 11280.86 | 3120.55 | 14223.76 | 190.84 | 60323.64 | 4151.05 | 959.4 | 4428 | 4428 | 24.6 | 9827.7 | 320.46 | 30.41 | -56.13 | 13.25 | 23.9 | 0 | 0 | 0.2 | 0.2 | 1 | 0.2 | 0 | 7877.64 | 0 | 17746.93 | 0 | 30207.43 | 0 | 4491.64 | 0 | 585.27 | 0 | 990.12 | 0 | 1475.69 | 0 | 250.59 | 849.38
542 | 7.6 | 1411.34 | 660 | 131.35 | 2202.69 | 740.21 | 177.65 | 11280.86 | 3120.55 | 14223.76 | 190.84 | 25106.4 | 3503.15 | 959.4 | 4428 | 4428 | 24.6 | 9827.7 | 309.85 | 19.8 | -59.01 | 10.36 | 20 | 0.68 | 0 | 0.2 | 0.2 | 1 | 0.2 | 0 | 3739.58 | 0 | 5564.05 | 0 | 13670.55 | 0 | 2132.22 | 0 | 555.67 | 0 | 620.85 | 0 | 1335.66 | 0 | 237.92 | 753.05
543 | 7.8 | 1411.34 | 660 | 131.35 | 2202.69 | 740.21 | 177.65 | 11280.86 | 3120.55 | 14223.76 | 190.84 | 23184.59 | 1762.16 | 959.4 | 4428 | 4428 | 24.6 | 9827.7 | 308.82 | 18.77 | -59.07 | 10.31 | 20 | 4.25 | 0 | 0.2 | 0.2 | 1 | 0.2 | 0 | 5149.89 | 0 | 3917.91 | 0 | 11180.45 | 0 | 2936.34 | 0 | 382.61 | 0 | 218.58 | 0 | 546.19 | 0 | 163.82 | 450.96
544 | 7.8 | 1411.34 | 660 | 131.35 | 2202.69 | 740.21 | 177.65 | 11280.86 | 3120.55 | 14223.76 | 190.84 | 10431.44 | 834.59 | 959.4 | 4428 | 4428 | 24.6 | 9827.7 | 304.85 | 14.8 | -60.02 | 9.36 | 20 | 17.93 | 0 | 0.2 | 0.2 | 1 | 0.2 | 0 | 2770.36 | 0 | 1657.06 | 0 | 4424.43 | 0 | 1579.59 | 0 | 205.83 | 0 | 92.45 | 0 | 216.14 | 0 | 88.13 | 232.05
545 | 7.4 | 1411.34 | 660 | 131.35 | 2202.69 | 740.21 | 177.65 | 11280.86 | 3120.55 | 14223.76 | 190.84 | 2132.77 | 170.86 | 959.4 | 4428 | 4428 | 24.6 | 9827.7 | 301.89 | 11.84 | -61.03 | 8.34 | 20 | 28.14 | 0 | 0.2 | 0.2 | 1 | 0.2 | 0 | 554.81 | 0 | 317.5 | 0 | 944.12 | 0 | 316.34 | 0 | 41.22 | 0 | 17.71 | 0 | 46.12 | 0 | 17.65 | 48.16
546 | 7 | 1411.34 | 660 | 131.35 | 2202.69 | 740.21 | 444.13 | 11547.34 | 3387.03 | 14490.24 | 190.84 | 0 | 0 | 2398.5 | 11070 | 11070 | 61.5 | 24569.25 | 285.44 | 14.47 | -59.34 | 8.78 | 20 | 20.42 | 0 | 0.5 | 0.5 | 1 | 0.5 | 0 | 0 | 0 | 0 | 0 | 0 | 0 | 0 | 0 | 0 | 0 | 0 | 0 | 0 | 0 | 0 | 0
547 | 7.2 | 1411.34 | 660 | 131.35 | 2202.69 | 740.21 | 444.13 | 11547.34 | 3387.03 | 14490.24 | 190.84 | 0 | 0 | 2398.5 | 11070 | 11070 | 61.5 | 24569.25 | 285.63 | 14.65 | -59.14 | 8.97 | 20 | 19.74 | 0 | 0.5 | 0.5 | 1 | 0.5 | 0 | 0 | 0 | 0 | 0 | 0 | 0 | 0 | 0 | 0 | 0 | 0 | 0 | 0 | 0 | 0 | 0
548 | 7.8 | 1411.34 | 660 | 131.35 | 2202.69 | 740.21 | 444.13 | 11547.34 | 3387.03 | 14490.24 | 190.84 | 0 | 0 | 2398.5 | 11070 | 11070 | 61.5 | 24569.25 | 286.18 | 15.2 | -58.55 | 9.57 | 20 | 17.71 | 0 | 0.5 | 0.5 | 1 | 0.5 | 0 | 0 | 0 | 0 | 0 | 0 | 0 | 0 | 0 | 0 | 0 | 0 | 0 | 0 | 0 | 0 | 0
549 | 8.1 | 1411.34 | 660 | 131.35 | 2202.69 | 740.21 | 444.13 | 11547.34 | 3387.03 | 14490.24 | 190.84 | 0 | 0 | 2398.5 | 11070 | 11070 | 61.5 | 24569.25 | 286.45 | 15.48 | -58.25 | 9.86 | 20 | 16.69 | 0 | 0.5 | 0.5 | 1 | 0.5 | 0 | 0 | 0 | 0 | 0 | 0 | 0 | 0 | 0 | 0 | 0 | 0 | 0 | 0 | 0 | 0 | 0
550 | 8.8 | 1411.34 | 660 | 131.35 | 2202.69 | 740.21 | 444.13 | 11547.34 | 3387.03 | 14490.24 | 190.84 | 0 | 0 | 2398.5 | 11070 | 11070 | 61.5 | 24569.25 | 287.1 | 16.12 | -57.56 | 10.55 | 20 | 14.32 | 0 | 0.5 | 0.5 | 1 | 0.5 | 0 | 0 | 0 | 0 | 0 | 0 | 0 | 0 | 0 | 0 | 0 | 0 | 0 | 0 | 0 | 0 | 0
551 | 9.5 | 1411.34 | 660 | 131.35 | 2202.69 | 740.21 | 444.13 | 11547.34 | 3387.03 | 14490.24 | 190.84 | 0 | 0 | 2398.5 | 11070 | 11070 | 61.5 | 24569.25 | 287.74 | 16.76 | -56.87 | 11.25 | 20 | 11.95 | 0 | 0.5 | 0.5 | 1 | 0.5 | 0 | 0 | 0 | 0 | 0 | 0 | 0 | 0 | 0 | 0 | 0 | 0 | 0 | 0 | 0 | 0 | 0
552 | 10.2 | 1411.34 | 660 | 131.35 | 2202.69 | 740.21 | 444.13 | 11547.34 | 3387.03 | 14490.24 | 190.84 | 0 | 0 | 2398.5 | 11070 | 11070 | 61.5 | 24569.25 | 288.38 | 17.4 | -56.18 | 11.94 | 20 | 9.58 | 0 | 0.5 | 0.5 | 1 | 0.5 | 0 | 0 | 0 | 0 | 0 | 0 | 0 | 0 | 0 | 0 | 0 | 0 | 0 | 0 | 0 | 0 | 0
553 | 10.5 | 1411.34 | 660 | 131.35 | 2202.69 | 740.21 | 444.13 | 11547.34 | 3387.03 | 14490.24 | 190.84 | 0 | 0 | 2398.5 | 2214 | 2214 | 61.5 | 6857.25 | 283.86 | 12.88 | -57.09 | 11.03 | 20 | 26.27 | 0 | 0.5 | 0.1 | 0.5 | 0.5 | 0 | 0 | 0 | 0 | 0 | 0 | 0 | 0 | 0 | 0 | 0 | 0 | 0 | 0 | 0 | 0 | 0
554 | 10.4 | 1411.34 | 660 | 131.35 | 2202.69 | 740.21 | 444.13 | 11547.34 | 3387.03 | 14490.24 | 190.84 | 0 | 0 | 2398.5 | 2214 | 2214 | 61.5 | 6857.25 | 283.77 | 12.79 | -57.19 | 10.93 | 20 | 26.61 | 0 | 0.5 | 0.1 | 0.5 | 0.5 | 0 | 0 | 0 | 0 | 0 | 0 | 0 | 0 | 0 | 0 | 0 | 0 | 0 | 0 | 0 | 0 | 0
555 | 10.7 | 1411.34 | 660 | 131.35 | 2202.69 | 740.21 | 444.13 | 11547.34 | 3387.03 | 14490.24 | 190.84 | 0 | 0 | 2398.5 | 2214 | 2214 | 61.5 | 6857.25 | 284.04 | 13.06 | -56.89 | 11.22 | 20 | 25.6 | 0 | 0.5 | 0.1 | 0.5 | 0.5 | 0 | 0 | 0 | 0 | 0 | 0 | 0 | 0 | 0 | 0 | 0 | 0 | 0 | 0 | 0 | 0 | 0
556 | 11.1 | 1411.34 | 660 | 131.35 | 2202.69 | 740.21 | 444.13 | 11547.34 | 3387.03 | 14490.24 | 190.84 | 0 | 0 | 2398.5 | 2214 | 2214 | 61.5 | 6857.25 | 284.41 | 13.43 | -56.5 | 11.62 | 20 | 24.24 | 0 | 0.5 | 0.1 | 0.5 | 0.5 | 0 | 0 | 0 | 0 | 0 | 0 | 0 | 0 | 0 | 0 | 0 | 0 | 0 | 0 | 0 | 0 | 0
557 | 11.8 | 1411.34 | 660 | 131.35 | 2202.69 | 740.21 | 444.13 | 11547.34 | 3387.03 | 14490.24 | 190.84 | 0 | 0 | 2398.5 | 2214 | 2214 | 61.5 | 6857.25 | 285.05 | 14.07 | -55.81 | 12.31 | 20 | 21.87 | 0 | 0.5 | 0.1 | 0.5 | 0.5 | 0 | 0 | 0 | 0 | 0 | 0 | 0 | 0 | 0 | 0 | 0 | 0 | 0 | 0 | 0 | 0 | 0
558 | 10 | 1411.34 | 660 | 131.35 | 2202.69 | 740.21 | 444.13 | 11547.34 | 3387.03 | 14490.24 | 190.84 | 0 | 0 | 2398.5 | 2214 | 2214 | 61.5 | 6857.25 | 283.4 | 12.42 | -57.58 | 10.53 | 20 | 27.97 | 0 | 0.5 | 0.1 | 0.5 | 0.5 | 0 | 0 | 0 | 0 | 0 | 0 | 0 | 0 | 0 | 0 | 0 | 0 | 0 | 0 | 0 | 0 | 0
559 | 10.5 | 1411.34 | 660 | 131.35 | 2202.69 | 740.21 | 444.13 | 11547.34 | 3387.03 | 14490.24 | 190.84 | 0 | 0 | 2398.5 | 2214 | 2214 | 61.5 | 6857.25 | 283.86 | 12.88 | -57.09 | 11.03 | 20 | 26.27 | 0 | 0.5 | 0.1 | 0.5 | 0.5 | 0 | 0 | 0 | 0 | 0 | 0 | 0 | 0 | 0 | 0 | 0 | 0 | 0 | 0 | 0 | 0 | 0
560 | 8.8 | 1411.34 | 660 | 131.35 | 2202.69 | 740.21 | 177.65 | 11280.86 | 3120.55 | 14223.76 | 190.84 | 0 | 0 | 959.4 | 4428 | 4428 | 24.6 | 9827.7 | 302.49 | 12.44 | -59.81 | 9.56 | 20 | 26.08 | 0 | 0.2 | 0.2 | 1 | 0.2 | 0 | 0 | 0 | 0 | 0 | 0 | 0 | 0 | 0 | 0 | 0 | 0 | 0 | 0 | 0 | 0 | 0
561 | 8.7 | 1411.34 | 660 | 131.35 | 2202.69 | 740.21 | 177.65 | 11280.86 | 3120.55 | 14223.76 | 190.84 | 0 | 0 | 959.4 | 4428 | 4428 | 24.6 | 9827.7 | 302.4 | 12.35 | -59.91 | 9.47 | 20 | 26.39 | 0 | 0.2 | 0.2 | 1 | 0.2 | 0 | 0 | 0 | 0 | 0 | 0 | 0 | 0 | 0 | 0 | 0 | 0 | 0 | 0 | 0 | 0 | 0
562 | 9.2 | 1411.34 | 660 | 131.35 | 2202.69 | 740.21 | 177.65 | 11280.86 | 3120.55 | 14223.76 | 190.84 | 2637.98 | 215.59 | 959.4 | 4428 | 4428 | 24.6 | 9827.7 | 303.68 | 13.63 | -59.22 | 10.16 | 20 | 21.97 | 0 | 0.2 | 0.2 | 1 | 0.2 | 0 | 751.45 | 0 | 489.77 | 0 | 978.38 | 0 | 418.38 | 0 | 55.83 | 0 | 27.32 | 0 | 47.8 | 0 | 23.34 | 61.3
563 | 9.2 | 1411.34 | 660 | 131.35 | 2202.69 | 740.21 | 177.65 | 11280.86 | 3120.55 | 14223.76 | 190.84 | 11419.46 | 907.09 | 959.4 | 4428 | 4428 | 24.6 | 9827.7 | 306.42 | 16.37 | -58.56 | 10.81 | 20 | 12.5 | 0 | 0.2 | 0.2 | 1 | 0.2 | 0 | 2855.81 | 0 | 2894.69 | 0 | 4040.65 | 0 | 1628.31 | 0 | 212.17 | 0 | 161.5 | 0 | 197.39 | 0 | 90.85 | 245.18
564 | 10.2 | 1411.34 | 660 | 131.35 | 2202.69 | 740.21 | 177.65 | 11280.86 | 3120.55 | 14223.76 | 190.84 | 38749.73 | 2817.62 | 959.4 | 4428 | 4428 | 24.6 | 9827.7 | 315.81 | 25.76 | -55.55 | 13.83 | 23.9 | 0 | 0 | 0.2 | 0.2 | 1 | 0.2 | 0 | 6521.02 | 0 | 12869.85 | 0 | 15640.73 | 0 | 3718.13 | 0 | 484.48 | 0 | 718.02 | 0 | 764.08 | 0 | 207.44 | 643.6
565 | 9.7 | 1411.34 | 660 | 131.35 | 2202.69 | 740.21 | 177.65 | 11280.86 | 3120.55 | 14223.76 | 190.84 | 37276.68 | 5018.44 | 959.4 | 4428 | 4428 | 24.6 | 9827.7 | 315.72 | 25.67 | -55.99 | 13.39 | 23.9 | 0 | 0 | 0.2 | 0.2 | 1 | 0.2 | 0 | 4142.53 | 0 | 11587.57 | 0 | 19184.6 | 0 | 2361.97 | 0 | 615.54 | 0 | 1292.97 | 0 | 1874.41 | 0 | 263.55 | 971.97
566 | 10.3 | 1411.34 | 660 | 131.35 | 2202.69 | 740.21 | 177.65 | 11280.86 | 3120.55 | 14223.76 | 190.84 | 25457.39 | 3554.81 | 959.4 | 4428 | 4428 | 24.6 | 9827.7 | 312.41 | 22.36 | -56.32 | 13.06 | 22.36 | 0 | 0 | 0.2 | 0.2 | 1 | 0.2 | 0 | 3791.92 | 0 | 5647.01 | 0 | 13856.4 | 0 | 2162.06 | 0 | 563.45 | 0 | 630.11 | 0 | 1353.82 | 0 | 241.25 | 766.19
567 | 9.7 | 1411.34 | 660 | 131.35 | 2202.69 | 740.21 | 177.65 | 11280.86 | 3120.55 | 14223.76 | 190.84 | 35223.88 | 2486.14 | 959.4 | 4428 | 4428 | 24.6 | 9827.7 | 314.33 | 24.28 | -56.31 | 13.07 | 23.9 | 0 | 0 | 0.2 | 0.2 | 1 | 0.2 | 0 | 5981.16 | 0 | 6089.84 | 0 | 19742.56 | 0 | 3410.31 | 0 | 444.37 | 0 | 339.76 | 0 | 964.46 | 0 | 190.26 | 547.28
568 | 9.4 | 1411.34 | 660 | 131.35 | 2202.69 | 740.21 | 177.65 | 11280.86 | 3120.55 | 14223.76 | 190.84 | 10514.77 | 1488.7 | 959.4 | 4428 | 4428 | 24.6 | 9827.7 | 306.66 | 16.62 | -58.39 | 10.99 | 20 | 11.67 | 0 | 0.2 | 0.2 | 1 | 0.2 | 0 | 1916.77 | 0 | 1462.08 | 0 | 6043.02 | 0 | 1092.9 | 0 | 284.81 | 0 | 163.14 | 0 | 590.43 | 0 | 121.95 | 328.37
569 | 8.8 | 1411.34 | 660 | 131.35 | 2202.69 | 740.21 | 177.65 | 11280.86 | 3120.55 | 14223.76 | 190.84 | 31481.82 | 1804.18 | 959.4 | 4428 | 4428 | 24.6 | 9827.7 | 312.14 | 22.09 | -57.5 | 11.87 | 22.09 | 0 | 0 | 0.2 | 0.2 | 1 | 0.2 | 0 | 2180.08 | 0 | 1368.44 | 0 | 26690.27 | 0 | 1243.03 | 0 | 161.97 | 0 | 76.35 | 0 | 1303.87 | 0 | 69.35 | 192.64
570 | 7.6 | 1411.34 | 660 | 131.35 | 2202.69 | 740.21 | 444.13 | 11547.34 | 3387.03 | 14490.24 | 190.84 | 529.15 | 44.07 | 2398.5 | 11070 | 11070 | 61.5 | 24569.25 | 286.21 | 15.24 | -58.71 | 9.41 | 20 | 17.58 | 0 | 0.5 | 0.5 | 1 | 0.5 | 0 | 152.33 | 0 | 86.86 | 0 | 203.11 | 0 | 86.86 | 0 | 11.32 | 0 | 4.85 | 0 | 9.92 | 0 | 4.85 | 13.13
571 | 6.5 | 1411.34 | 660 | 131.35 | 2202.69 | 740.21 | 444.13 | 11547.34 | 3387.03 | 14490.24 | 190.84 | 0 | 0 | 2398.5 | 11070 | 11070 | 61.5 | 24569.25 | 284.99 | 14.01 | -59.83 | 8.28 | 20 | 22.11 | 0 | 0.5 | 0.5 | 1 | 0.5 | 0 | 0 | 0 | 0 | 0 | 0 | 0 | 0 | 0 | 0 | 0 | 0 | 0 | 0 | 0 | 0 | 0
572 | 6.4 | 1411.34 | 660 | 131.35 | 2202.69 | 740.21 | 444.13 | 11547.34 | 3387.03 | 14490.24 | 190.84 | 0 | 0 | 2398.5 | 11070 | 11070 | 61.5 | 24569.25 | 284.89 | 13.92 | -59.93 | 8.19 | 20 | 22.45 | 0 | 0.5 | 0.5 | 1 | 0.5 | 0 | 0 | 0 | 0 | 0 | 0 | 0 | 0 | 0 | 0 | 0 | 0 | 0 | 0 | 0 | 0 | 0
573 | 6.1 | 1411.34 | 660 | 131.35 | 2202.69 | 740.21 | 444.13 | 11547.34 | 3387.03 | 14490.24 | 190.84 | 0 | 0 | 2398.5 | 11070 | 11070 | 61.5 | 24569.25 | 284.62 | 13.64 | -60.23 | 7.89 | 20 | 23.46 | 0 | 0.5 | 0.5 | 1 | 0.5 | 0 | 0 | 0 | 0 | 0 | 0 | 0 | 0 | 0 | 0 | 0 | 0 | 0 | 0 | 0 | 0 | 0
574 | 5 | 1411.34 | 660 | 131.35 | 2202.69 | 740.21 | 444.13 | 11547.34 | 3387.03 | 14490.24 | 190.84 | 0 | 0 | 2398.5 | 11070 | 11070 | 61.5 | 24569.25 | 283.61 | 12.63 | -61.31 | 6.8 | 20 | 27.19 | 0 | 0.5 | 0.5 | 1 | 0.5 | 0 | 0 | 0 | 0 | 0 | 0 | 0 | 0 | 0 | 0 | 0 | 0 | 0 | 0 | 0 | 0 | 0
575 | 4.6 | 1411.34 | 660 | 131.35 | 2202.69 | 740.21 | 444.13 | 11547.34 | 3387.03 | 14490.24 | 190.84 | 0 | 0 | 2398.5 | 11070 | 11070 | 61.5 | 24569.25 | 283.24 | 12.26 | -61.71 | 6.41 | 20 | 28.55 | 0 | 0.5 | 0.5 | 1 | 0.5 | 0 | 0 | 0 | 0 | 0 | 0 | 0 | 0 | 0 | 0 | 0 | 0 | 0 | 0 | 0 | 0 | 0
576 | 4 | 1411.34 | 660 | 131.35 | 2202.69 | 740.21 | 444.13 | 11547.34 | 3387.03 | 14490.24 | 190.84 | 0 | 0 | 2398.5 | 11070 | 11070 | 61.5 | 24569.25 | 282.69 | 11.71 | -62.3 | 5.82 | 20 | 30.58 | 0 | 0.5 | 0.5 | 1 | 0.5 | 0 | 0 | 0 | 0 | 0 | 0 | 0 | 0 | 0 | 0 | 0 | 0 | 0 | 0 | 0 | 0 | 0
577 | 3 | 1411.34 | 660 | 131.35 | 2202.69 | 740.21 | 444.13 | 11547.34 | 3387.03 | 14490.24 | 190.84 | 0 | 0 | 2398.5 | 2214 | 2214 | 61.5 | 6857.25 | 276.97 | 6 | -64.49 | 3.62 | 20 | 51.68 | 0 | 0.5 | 0.1 | 0.5 | 0.5 | 0 | 0 | 0 | 0 | 0 | 0 | 0 | 0 | 0 | 0 | 0 | 0 | 0 | 0 | 0 | 0 | 0
578 | 3.3 | 1411.34 | 660 | 131.35 | 2202.69 | 740.21 | 444.13 | 11547.34 | 3387.03 | 14490.24 | 190.84 | 0 | 0 | 2398.5 | 2214 | 2214 | 61.5 | 6857.25 | 277.25 | 6.27 | -64.2 | 3.92 | 20 | 50.66 | 0 | 0.5 | 0.1 | 0.5 | 0.5 | 0 | 0 | 0 | 0 | 0 | 0 | 0 | 0 | 0 | 0 | 0 | 0 | 0 | 0 | 0 | 0 | 0
579 | 3.2 | 1411.34 | 660 | 131.35 | 2202.69 | 740.21 | 444.13 | 11547.34 | 3387.03 | 14490.24 | 190.84 | 0 | 0 | 2398.5 | 2214 | 2214 | 61.5 | 6857.25 | 277.16 | 6.18 | -64.29 | 3.82 | 20 | 51 | 0 | 0.5 | 0.1 | 0.5 | 0.5 | 0 | 0 | 0 | 0 | 0 | 0 | 0 | 0 | 0 | 0 | 0 | 0 | 0 | 0 | 0 | 0 | 0
580 | 3.5 | 1411.34 | 660 | 131.35 | 2202.69 | 740.21 | 444.13 | 11547.34 | 3387.03 | 14490.24 | 190.84 | 0 | 0 | 2398.5 | 2214 | 2214 | 61.5 | 6857.25 | 277.43 | 6.46 | -64 | 4.12 | 20 | 49.98 | 0 | 0.5 | 0.1 | 0.5 | 0.5 | 0 | 0 | 0 | 0 | 0 | 0 | 0 | 0 | 0 | 0 | 0 | 0 | 0 | 0 | 0 | 0 | 0
581 | 4.1 | 1411.34 | 660 | 131.35 | 2202.69 | 740.21 | 444.13 | 11547.34 | 3387.03 | 14490.24 | 190.84 | 0 | 0 | 2398.5 | 2214 | 2214 | 61.5 | 6857.25 | 277.98 | 7.01 | -63.41 | 4.71 | 20 | 47.95 | 0 | 0.5 | 0.1 | 0.5 | 0.5 | 0 | 0 | 0 | 0 | 0 | 0 | 0 | 0 | 0 | 0 | 0 | 0 | 0 | 0 | 0 | 0 | 0
582 | 5.4 | 1411.34 | 660 | 131.35 | 2202.69 | 740.21 | 444.13 | 11547.34 | 3387.03 | 14490.24 | 190.84 | 0 | 0 | 2398.5 | 2214 | 2214 | 61.5 | 6857.25 | 279.18 | 8.2 | -62.12 | 5.99 | 20 | 43.55 | 0 | 0.5 | 0.1 | 0.5 | 0.5 | 0 | 0 | 0 | 0 | 0 | 0 | 0 | 0 | 0 | 0 | 0 | 0 | 0 | 0 | 0 | 0 | 0
583 | 5.8 | 1411.34 | 660 | 131.35 | 2202.69 | 740.21 | 444.13 | 11547.34 | 3387.03 | 14490.24 | 190.84 | 0 | 0 | 2398.5 | 2214 | 2214 | 61.5 | 6857.25 | 279.54 | 8.57 | -61.73 | 6.39 | 20 | 42.19 | 0 | 0.5 | 0.1 | 0.5 | 0.5 | 0 | 0 | 0 | 0 | 0 | 0 | 0 | 0 | 0 | 0 | 0 | 0 | 0 | 0 | 0 | 0 | 0
584 | 6.1 | 1411.34 | 660 | 131.35 | 2202.69 | 740.21 | 177.65 | 11280.86 | 3120.55 | 14223.76 | 190.84 | 0 | 0 | 959.4 | 4428 | 4428 | 24.6 | 9827.7 | 300.04 | 9.99 | -62.47 | 6.9 | 20 | 34.5 | 0 | 0.2 | 0.2 | 1 | 0.2 | 0 | 0 | 0 | 0 | 0 | 0 | 0 | 0 | 0 | 0 | 0 | 0 | 0 | 0 | 0 | 0 | 0
585 | 6.4 | 1411.34 | 660 | 131.35 | 2202.69 | 740.21 | 177.65 | 11280.86 | 3120.55 | 14223.76 | 190.84 | 0 | 0 | 959.4 | 4428 | 4428 | 24.6 | 9827.7 | 300.31 | 10.26 | -62.18 | 7.2 | 20 | 33.57 | 0 | 0.2 | 0.2 | 1 | 0.2 | 0 | 0 | 0 | 0 | 0 | 0 | 0 | 0 | 0 | 0 | 0 | 0 | 0 | 0 | 0 | 0 | 0
586 | 7.1 | 1411.34 | 660 | 131.35 | 2202.69 | 740.21 | 177.65 | 11280.86 | 3120.55 | 14223.76 | 190.84 | 2626.9 | 214.94 | 959.4 | 4428 | 4428 | 24.6 | 9827.7 | 301.77 | 11.72 | -61.29 | 8.08 | 20 | 28.54 | 0 | 0.2 | 0.2 | 1 | 0.2 | 0 | 749.05 | 0 | 484.09 | 0 | 976.27 | 0 | 417.48 | 0 | 55.65 | 0 | 27.01 | 0 | 47.69 | 0 | 23.29 | 61.3
587 | 7.8 | 1411.34 | 660 | 131.35 | 2202.69 | 740.21 | 177.65 | 11280.86 | 3120.55 | 14223.76 | 190.84 | 20826.51 | 1567.46 | 959.4 | 4428 | 4428 | 24.6 | 9827.7 | 308.08 | 18.03 | -59.24 | 10.13 | 20 | 6.8 | 0 | 0.2 | 0.2 | 1 | 0.2 | 0 | 3941.26 | 0 | 8307.6 | 0 | 6330.43 | 0 | 2247.21 | 0 | 292.82 | 0 | 463.49 | 0 | 309.25 | 0 | 125.37 | 376.53
588 | 7.8 | 1411.34 | 660 | 131.35 | 2202.69 | 740.21 | 177.65 | 11280.86 | 3120.55 | 14223.76 | 190.84 | 16638.38 | 1325.73 | 959.4 | 4428 | 4428 | 24.6 | 9827.7 | 306.79 | 16.74 | -59.55 | 9.82 | 20 | 11.23 | 0 | 0.2 | 0.2 | 1 | 0.2 | 0 | 4266.94 | 0 | 3469.04 | 0 | 6469.5 | 0 | 2432.9 | 0 | 317.01 | 0 | 193.54 | 0 | 316.05 | 0 | 135.73 | 363.39
589 | 8 | 1411.34 | 660 | 131.35 | 2202.69 | 740.21 | 177.65 | 11280.86 | 3120.55 | 14223.76 | 190.84 | 17320.11 | 1394.64 | 959.4 | 4428 | 4428 | 24.6 | 9827.7 | 307.19 | 17.14 | -59.3 | 10.07 | 20 | 9.86 | 0 | 0.2 | 0.2 | 1 | 0.2 | 0 | 4670.06 | 0 | 3106.27 | 0 | 6881.02 | 0 | 2662.75 | 0 | 346.96 | 0 | 173.3 | 0 | 336.15 | 0 | 148.56 | 389.66
590 | 7.4 | 1411.34 | 660 | 131.35 | 2202.69 | 740.21 | 177.65 | 11280.86 | 3120.55 | 14223.76 | 190.84 | 9223.29 | 756.31 | 959.4 | 4428 | 4428 | 24.6 | 9827.7 | 304.11 | 14.06 | -60.5 | 8.87 | 20 | 20.47 | 0 | 0.2 | 0.2 | 1 | 0.2 | 0 | 2589.53 | 0 | 1541.28 | 0 | 3616 | 0 | 1476.48 | 0 | 192.39 | 0 | 85.99 | 0 | 176.65 | 0 | 82.37 | 218.91
591 | 7.2 | 1411.34 | 660 | 131.35 | 2202.69 | 740.21 | 177.65 | 11280.86 | 3120.55 | 14223.76 | 190.84 | 8145.36 | 666.66 | 959.4 | 4428 | 4428 | 24.6 | 9827.7 | 303.59 | 13.54 | -60.78 | 8.6 | 20 | 22.26 | 0 | 0.2 | 0.2 | 1 | 0.2 | 0 | 2271.78 | 0 | 1342.43 | 0 | 3235.85 | 0 | 1295.31 | 0 | 168.78 | 0 | 74.9 | 0 | 158.08 | 0 | 72.27 | 192.64
592 | 7.1 | 1411.34 | 660 | 131.35 | 2202.69 | 740.21 | 177.65 | 11280.86 | 3120.55 | 14223.76 | 190.84 | 5183.19 | 423.71 | 959.4 | 4428 | 4428 | 24.6 | 9827.7 | 302.57 | 12.52 | -61.1 | 8.28 | 20 | 25.77 | 0 | 0.2 | 0.2 | 1 | 0.2 | 0 | 1432.26 | 0 | 836.52 | 0 | 2097.77 | 0 | 816.64 | 0 | 106.41 | 0 | 46.67 | 0 | 102.48 | 0 | 45.56 | 122.59
593 | 6.8 | 1411.34 | 660 | 131.35 | 2202.69 | 740.21 | 177.65 | 11280.86 | 3120.55 | 14223.76 | 190.84 | 5336 | 412.93 | 959.4 | 4428 | 4428 | 24.6 | 9827.7 | 302.34 | 12.29 | -61.38 | 7.99 | 20 | 26.57 | 0 | 0.2 | 0.2 | 1 | 0.2 | 0 | 1282.31 | 0 | 735.4 | 0 | 2587.14 | 0 | 731.14 | 0 | 95.27 | 0 | 41.03 | 0 | 126.39 | 0 | 40.79 | 109.46
594 | 5.7 | 1411.34 | 660 | 131.35 | 2202.69 | 740.21 | 444.13 | 11547.34 | 3387.03 | 14490.24 | 190.84 | 1082.33 | 89.54 | 2398.5 | 11070 | 11070 | 61.5 | 24569.25 | 284.57 | 13.59 | -60.54 | 7.57 | 20 | 23.65 | 0 | 0.5 | 0.5 | 1 | 0.5 | 0 | 311.58 | 0 | 177.66 | 0 | 415.44 | 0 | 177.66 | 0 | 23.15 | 0 | 9.91 | 0 | 20.3 | 0 | 9.91 | 26.27
595 | 5.5 | 1411.34 | 660 | 131.35 | 2202.69 | 740.21 | 444.13 | 11547.34 | 3387.03 | 14490.24 | 190.84 | 0 | 0 | 2398.5 | 11070 | 11070 | 61.5 | 24569.25 | 284.07 | 13.09 | -60.82 | 7.3 | 20 | 25.5 | 0 | 0.5 | 0.5 | 1 | 0.5 | 0 | 0 | 0 | 0 | 0 | 0 | 0 | 0 | 0 | 0 | 0 | 0 | 0 | 0 | 0 | 0 | 0
596 | 4.9 | 1411.34 | 660 | 131.35 | 2202.69 | 740.21 | 444.13 | 11547.34 | 3387.03 | 14490.24 | 190.84 | 0 | 0 | 2398.5 | 11070 | 11070 | 61.5 | 24569.25 | 283.52 | 12.54 | -61.41 | 6.7 | 20 | 27.53 | 0 | 0.5 | 0.5 | 1 | 0.5 | 0 | 0 | 0 | 0 | 0 | 0 | 0 | 0 | 0 | 0 | 0 | 0 | 0 | 0 | 0 | 0 | 0
597 | 4.3 | 1411.34 | 660 | 131.35 | 2202.69 | 740.21 | 444.13 | 11547.34 | 3387.03 | 14490.24 | 190.84 | 0 | 0 | 2398.5 | 11070 | 11070 | 61.5 | 24569.25 | 282.97 | 11.99 | -62 | 6.11 | 20 | 29.56 | 0 | 0.5 | 0.5 | 1 | 0.5 | 0 | 0 | 0 | 0 | 0 | 0 | 0 | 0 | 0 | 0 | 0 | 0 | 0 | 0 | 0 | 0 | 0
598 | 4 | 1411.34 | 660 | 131.35 | 2202.69 | 740.21 | 444.13 | 11547.34 | 3387.03 | 14490.24 | 190.84 | 0 | 0 | 2398.5 | 11070 | 11070 | 61.5 | 24569.25 | 282.69 | 11.71 | -62.3 | 5.82 | 20 | 30.58 | 0 | 0.5 | 0.5 | 1 | 0.5 | 0 | 0 | 0 | 0 | 0 | 0 | 0 | 0 | 0 | 0 | 0 | 0 | 0 | 0 | 0 | 0 | 0
599 | 4.1 | 1411.34 | 660 | 131.35 | 2202.69 | 740.21 | 444.13 | 11547.34 | 3387.03 | 14490.24 | 190.84 | 0 | 0 | 2398.5 | 11070 | 11070 | 61.5 | 24569.25 | 282.78 | 11.81 | -62.2 | 5.92 | 20 | 30.24 | 0 | 0.5 | 0.5 | 1 | 0.5 | 0 | 0 | 0 | 0 | 0 | 0 | 0 | 0 | 0 | 0 | 0 | 0 | 0 | 0 | 0 | 0 | 0
600 | 4.1 | 1411.34 | 660 | 131.35 | 2202.69 | 740.21 | 444.13 | 11547.34 | 3387.03 | 14490.24 | 190.84 | 0 | 0 | 2398.5 | 11070 | 11070 | 61.5 | 24569.25 | 282.78 | 11.81 | -62.2 | 5.92 | 20 | 30.24 | 0 | 0.5 | 0.5 | 1 | 0.5 | 0 | 0 | 0 | 0 | 0 | 0 | 0 | 0 | 0 | 0 | 0 | 0 | 0 | 0 | 0 | 0 | 0
601 | 3.2 | 1411.34 | 660 | 131.35 | 2202.69 | 740.21 | 444.13 | 11547.34 | 3387.03 | 14490.24 | 190.84 | 0 | 0 | 2398.5 | 2214 | 2214 | 61.5 | 6857.25 | 277.16 | 6.18 | -64.29 | 3.82 | 20 | 51 | 0 | 0.5 | 0.1 | 0.5 | 0.5 | 0 | 0 | 0 | 0 | 0 | 0 | 0 | 0 | 0 | 0 | 0 | 0 | 0 | 0 | 0 | 0 | 0
602 | 3.4 | 1411.34 | 660 | 131.35 | 2202.69 | 740.21 | 444.13 | 11547.34 | 3387.03 | 14490.24 | 190.84 | 0 | 0 | 2398.5 | 2214 | 2214 | 61.5 | 6857.25 | 277.34 | 6.36 | -64.1 | 4.02 | 20 | 50.32 | 0 | 0.5 | 0.1 | 0.5 | 0.5 | 0 | 0 | 0 | 0 | 0 | 0 | 0 | 0 | 0 | 0 | 0 | 0 | 0 | 0 | 0 | 0 | 0
603 | 3.4 | 1411.34 | 660 | 131.35 | 2202.69 | 740.21 | 444.13 | 11547.34 | 3387.03 | 14490.24 | 190.84 | 0 | 0 | 2398.5 | 2214 | 2214 | 61.5 | 6857.25 | 277.34 | 6.36 | -64.1 | 4.02 | 20 | 50.32 | 0 | 0.5 | 0.1 | 0.5 | 0.5 | 0 | 0 | 0 | 0 | 0 | 0 | 0 | 0 | 0 | 0 | 0 | 0 | 0 | 0 | 0 | 0 | 0
604 | 3.2 | 1411.34 | 660 | 131.35 | 2202.69 | 740.21 | 444.13 | 11547.34 | 3387.03 | 14490.24 | 190.84 | 0 | 0 | 2398.5 | 2214 | 2214 | 61.5 | 6857.25 | 277.16 | 6.18 | -64.29 | 3.82 | 20 | 51 | 0 | 0.5 | 0.1 | 0.5 | 0.5 | 0 | 0 | 0 | 0 | 0 | 0 | 0 | 0 | 0 | 0 | 0 | 0 | 0 | 0 | 0 | 0 | 0
605 | 2.8 | 1411.34 | 660 | 131.35 | 2202.69 | 740.21 | 444.13 | 11547.34 | 3387.03 | 14490.24 | 190.84 | 0 | 0 | 2398.5 | 2214 | 2214 | 61.5 | 6857.25 | 276.79 | 5.81 | -64.69 | 3.43 | 20 | 52.35 | 0 | 0.5 | 0.1 | 0.5 | 0.5 | 0 | 0 | 0 | 0 | 0 | 0 | 0 | 0 | 0 | 0 | 0 | 0 | 0 | 0 | 0 | 0 | 0
606 | 3 | 1411.34 | 660 | 131.35 | 2202.69 | 740.21 | 444.13 | 11547.34 | 3387.03 | 14490.24 | 190.84 | 0 | 0 | 2398.5 | 2214 | 2214 | 61.5 | 6857.25 | 276.97 | 6 | -64.49 | 3.62 | 20 | 51.68 | 0 | 0.5 | 0.1 | 0.5 | 0.5 | 0 | 0 | 0 | 0 | 0 | 0 | 0 | 0 | 0 | 0 | 0 | 0 | 0 | 0 | 0 | 0 | 0
607 | 4.2 | 1411.34 | 660 | 131.35 | 2202.69 | 740.21 | 444.13 | 11547.34 | 3387.03 | 14490.24 | 190.84 | 0 | 0 | 2398.5 | 2214 | 2214 | 61.5 | 6857.25 | 278.07 | 7.1 | -63.31 | 4.81 | 20 | 47.61 | 0 | 0.5 | 0.1 | 0.5 | 0.5 | 0 | 0 | 0 | 0 | 0 | 0 | 0 | 0 | 0 | 0 | 0 | 0 | 0 | 0 | 0 | 0 | 0
608 | 4.5 | 1411.34 | 660 | 131.35 | 2202.69 | 740.21 | 177.65 | 11280.86 | 3120.55 | 14223.76 | 190.84 | 0 | 0 | 959.4 | 4428 | 4428 | 24.6 | 9827.7 | 298.59 | 8.54 | -64.05 | 5.32 | 20 | 39.5 | 0 | 0.2 | 0.2 | 1 | 0.2 | 0 | 0 | 0 | 0 | 0 | 0 | 0 | 0 | 0 | 0 | 0 | 0 | 0 | 0 | 0 | 0 | 0
609 | 4.6 | 1411.34 | 660 | 131.35 | 2202.69 | 740.21 | 177.65 | 11280.86 | 3120.55 | 14223.76 | 190.84 | 0 | 0 | 959.4 | 4428 | 4428 | 24.6 | 9827.7 | 298.68 | 8.63 | -63.95 | 5.42 | 20 | 39.18 | 0 | 0.2 | 0.2 | 1 | 0.2 | 0 | 0 | 0 | 0 | 0 | 0 | 0 | 0 | 0 | 0 | 0 | 0 | 0 | 0 | 0 | 0 | 0
610 | 5 | 1411.34 | 660 | 131.35 | 2202.69 | 740.21 | 177.65 | 11280.86 | 3120.55 | 14223.76 | 190.84 | 3230.35 | 263.39 | 959.4 | 4428 | 4428 | 24.6 | 9827.7 | 300.06 | 10.01 | -63.32 | 6.06 | 20 | 34.44 | 0 | 0.2 | 0.2 | 1 | 0.2 | 0 | 920.44 | 0 | 602.98 | 0 | 1195.64 | 0 | 511.29 | 0 | 68.38 | 0 | 33.64 | 0 | 58.41 | 0 | 28.53 | 74.43
611 | 5.4 | 1411.34 | 660 | 131.35 | 2202.69 | 740.21 | 177.65 | 11280.86 | 3120.55 | 14223.76 | 190.84 | 8240.88 | 673.66 | 959.4 | 4428 | 4428 | 24.6 | 9827.7 | 301.99 | 11.94 | -62.55 | 6.83 | 20 | 27.77 | 0 | 0.2 | 0.2 | 1 | 0.2 | 0 | 2317.48 | 0 | 1484.22 | 0 | 3117.81 | 0 | 1321.37 | 0 | 172.18 | 0 | 82.81 | 0 | 152.31 | 0 | 73.72 | 192.64
612 | 5.8 | 1411.34 | 660 | 131.35 | 2202.69 | 740.21 | 177.65 | 11280.86 | 3120.55 | 14223.76 | 190.84 | 20380.05 | 1596 | 959.4 | 4428 | 4428 | 24.6 | 9827.7 | 306.14 | 16.1 | -61.25 | 8.13 | 20 | 13.46 | 0 | 0.2 | 0.2 | 1 | 0.2 | 0 | 4844.71 | 0 | 4794.85 | 0 | 7978.15 | 0 | 2762.34 | 0 | 359.94 | 0 | 267.51 | 0 | 389.75 | 0 | 154.11 | 424.69
613 | 5.7 | 1411.34 | 660 | 131.35 | 2202.69 | 740.21 | 177.65 | 11280.86 | 3120.55 | 14223.76 | 190.84 | 7657.67 | 630.6 | 959.4 | 4428 | 4428 | 24.6 | 9827.7 | 302.08 | 12.03 | -62.29 | 7.08 | 20 | 27.46 | 0 | 0.2 | 0.2 | 1 | 0.2 | 0 | 2165.95 | 0 | 1289.16 | 0 | 2967.58 | 0 | 1234.97 | 0 | 160.92 | 0 | 71.92 | 0 | 144.97 | 0 | 68.9 | 183.89
614 | 5 | 1411.34 | 660 | 131.35 | 2202.69 | 740.21 | 177.65 | 11280.86 | 3120.55 | 14223.76 | 190.84 | 5035.16 | 416.39 | 959.4 | 4428 | 4428 | 24.6 | 9827.7 | 300.63 | 10.58 | -63.18 | 6.19 | 20 | 32.48 | 0 | 0.2 | 0.2 | 1 | 0.2 | 0 | 1429.47 | 0 | 834.85 | 0 | 1955.78 | 0 | 815.05 | 0 | 106.2 | 0 | 46.58 | 0 | 95.54 | 0 | 45.47 | 122.59
615 | 5.7 | 1411.34 | 660 | 131.35 | 2202.69 | 740.21 | 177.65 | 11280.86 | 3120.55 | 14223.76 | 190.84 | 7163.02 | 587.85 | 959.4 | 4428 | 4428 | 24.6 | 9827.7 | 301.93 | 11.88 | -62.33 | 7.04 | 20 | 28 | 0 | 0.2 | 0.2 | 1 | 0.2 | 0 | 2006.37 | 0 | 1179.91 | 0 | 2832.77 | 0 | 1143.98 | 0 | 149.06 | 0 | 65.83 | 0 | 138.39 | 0 | 63.82 | 170.75
616 | 6.1 | 1411.34 | 660 | 131.35 | 2202.69 | 740.21 | 177.65 | 11280.86 | 3120.55 | 14223.76 | 190.84 | 8412.61 | 679.99 | 959.4 | 4428 | 4428 | 24.6 | 9827.7 | 302.68 | 12.63 | -61.84 | 7.53 | 20 | 25.41 | 0 | 0.2 | 0.2 | 1 | 0.2 | 0 | 2279.9 | 0 | 1346.96 | 0 | 3485.81 | 0 | 1299.94 | 0 | 169.39 | 0 | 75.15 | 0 | 170.29 | 0 | 72.53 | 192.64
617 | 6 | 1411.34 | 660 | 131.35 | 2202.69 | 740.21 | 177.65 | 11280.86 | 3120.55 | 14223.76 | 190.84 | 10175.73 | 700.47 | 959.4 | 4428 | 4428 | 24.6 | 9827.7 | 303.11 | 13.06 | -61.82 | 7.56 | 20 | 23.94 | 0 | 0.2 | 0.2 | 1 | 0.2 | 0 | 1761.64 | 0 | 1022.2 | 0 | 6387.44 | 0 | 1004.45 | 0 | 130.88 | 0 | 57.03 | 0 | 312.04 | 0 | 56.04 | 144.48
618 | 5.8 | 1411.34 | 660 | 131.35 | 2202.69 | 740.21 | 444.13 | 11547.34 | 3387.03 | 14490.24 | 190.84 | 0 | 0 | 2398.5 | 11070 | 11070 | 61.5 | 24569.25 | 284.34 | 13.37 | -60.52 | 7.59 | 20 | 24.48 | 0 | 0.5 | 0.5 | 1 | 0.5 | 0 | 0 | 0 | 0 | 0 | 0 | 0 | 0 | 0 | 0 | 0 | 0 | 0 | 0 | 0 | 0 | 0
619 | 5.7 | 1411.34 | 660 | 131.35 | 2202.69 | 740.21 | 444.13 | 11547.34 | 3387.03 | 14490.24 | 190.84 | 0 | 0 | 2398.5 | 11070 | 11070 | 61.5 | 24569.25 | 284.25 | 13.27 | -60.62 | 7.49 | 20 | 24.82 | 0 | 0.5 | 0.5 | 1 | 0.5 | 0 | 0 | 0 | 0 | 0 | 0 | 0 | 0 | 0 | 0 | 0 | 0 | 0 | 0 | 0 | 0 | 0
620 | 4.4 | 1411.34 | 660 | 131.35 | 2202.69 | 740.21 | 444.13 | 11547.34 | 3387.03 | 14490.24 | 190.84 | 0 | 0 | 2398.5 | 11070 | 11070 | 61.5 | 24569.25 | 283.06 | 12.08 | -61.9 | 6.21 | 20 | 29.22 | 0 | 0.5 | 0.5 | 1 | 0.5 | 0 | 0 | 0 | 0 | 0 | 0 | 0 | 0 | 0 | 0 | 0 | 0 | 0 | 0 | 0 | 0 | 0
621 | 4.1 | 1411.34 | 660 | 131.35 | 2202.69 | 740.21 | 444.13 | 11547.34 | 3387.03 | 14490.24 | 190.84 | 0 | 0 | 2398.5 | 11070 | 11070 | 61.5 | 24569.25 | 282.78 | 11.81 | -62.2 | 5.92 | 20 | 30.24 | 0 | 0.5 | 0.5 | 1 | 0.5 | 0 | 0 | 0 | 0 | 0 | 0 | 0 | 0 | 0 | 0 | 0 | 0 | 0 | 0 | 0 | 0 | 0
622 | 3.2 | 1411.34 | 660 | 131.35 | 2202.69 | 740.21 | 444.13 | 11547.34 | 3387.03 | 14490.24 | 190.84 | 0 | 0 | 2398.5 | 11070 | 11070 | 61.5 | 24569.25 | 281.96 | 10.98 | -63.09 | 5.03 | 20 | 33.29 | 0 | 0.5 | 0.5 | 1 | 0.5 | 0 | 0 | 0 | 0 | 0 | 0 | 0 | 0 | 0 | 0 | 0 | 0 | 0 | 0 | 0 | 0 | 0
623 | 3.6 | 1411.34 | 660 | 131.35 | 2202.69 | 740.21 | 444.13 | 11547.34 | 3387.03 | 14490.24 | 190.84 | 0 | 0 | 2398.5 | 11070 | 11070 | 61.5 | 24569.25 | 282.32 | 11.35 | -62.69 | 5.42 | 20 | 31.93 | 0 | 0.5 | 0.5 | 1 | 0.5 | 0 | 0 | 0 | 0 | 0 | 0 | 0 | 0 | 0 | 0 | 0 | 0 | 0 | 0 | 0 | 0 | 0
624 | 3.2 | 1411.34 | 660 | 131.35 | 2202.69 | 740.21 | 444.13 | 11547.34 | 3387.03 | 14490.24 | 190.84 | 0 | 0 | 2398.5 | 11070 | 11070 | 61.5 | 24569.25 | 281.96 | 10.98 | -63.09 | 5.03 | 20 | 33.29 | 0 | 0.5 | 0.5 | 1 | 0.5 | 0 | 0 | 0 | 0 | 0 | 0 | 0 | 0 | 0 | 0 | 0 | 0 | 0 | 0 | 0 | 0 | 0
625 | 3.5 | 1411.34 | 660 | 131.35 | 2202.69 | 740.21 | 444.13 | 11547.34 | 3387.03 | 14490.24 | 190.84 | 0 | 0 | 2398.5 | 2214 | 2214 | 61.5 | 6857.25 | 277.43 | 6.46 | -64 | 4.12 | 20 | 49.98 | 0 | 0.5 | 0.1 | 0.5 | 0.5 | 0 | 0 | 0 | 0 | 0 | 0 | 0 | 0 | 0 | 0 | 0 | 0 | 0 | 0 | 0 | 0 | 0
626 | 3.7 | 1411.34 | 660 | 131.35 | 2202.69 | 740.21 | 444.13 | 11547.34 | 3387.03 | 14490.24 | 190.84 | 0 | 0 | 2398.5 | 2214 | 2214 | 61.5 | 6857.25 | 277.62 | 6.64 | -63.8 | 4.31 | 20 | 49.31 | 0 | 0.5 | 0.1 | 0.5 | 0.5 | 0 | 0 | 0 | 0 | 0 | 0 | 0 | 0 | 0 | 0 | 0 | 0 | 0 | 0 | 0 | 0 | 0
627 | 3.8 | 1411.34 | 660 | 131.35 | 2202.69 | 740.21 | 444.13 | 11547.34 | 3387.03 | 14490.24 | 190.84 | 0 | 0 | 2398.5 | 2214 | 2214 | 61.5 | 6857.25 | 277.71 | 6.73 | -63.7 | 4.41 | 20 | 48.97 | 0 | 0.5 | 0.1 | 0.5 | 0.5 | 0 | 0 | 0 | 0 | 0 | 0 | 0 | 0 | 0 | 0 | 0 | 0 | 0 | 0 | 0 | 0 | 0
628 | 3.8 | 1411.34 | 660 | 131.35 | 2202.69 | 740.21 | 444.13 | 11547.34 | 3387.03 | 14490.24 | 190.84 | 0 | 0 | 2398.5 | 2214 | 2214 | 61.5 | 6857.25 | 277.71 | 6.73 | -63.7 | 4.41 | 20 | 48.97 | 0 | 0.5 | 0.1 | 0.5 | 0.5 | 0 | 0 | 0 | 0 | 0 | 0 | 0 | 0 | 0 | 0 | 0 | 0 | 0 | 0 | 0 | 0 | 0
629 | 3.6 | 1411.34 | 660 | 131.35 | 2202.69 | 740.21 | 444.13 | 11547.34 | 3387.03 | 14490.24 | 190.84 | 0 | 0 | 2398.5 | 2214 | 2214 | 61.5 | 6857.25 | 277.52 | 6.55 | -63.9 | 4.22 | 20 | 49.64 | 0 | 0.5 | 0.1 | 0.5 | 0.5 | 0 | 0 | 0 | 0 | 0 | 0 | 0 | 0 | 0 | 0 | 0 | 0 | 0 | 0 | 0 | 0 | 0
630 | 3.7 | 1411.34 | 660 | 131.35 | 2202.69 | 740.21 | 444.13 | 11547.34 | 3387.03 | 14490.24 | 190.84 | 0 | 0 | 2398.5 | 2214 | 2214 | 61.5 | 6857.25 | 277.62 | 6.64 | -63.8 | 4.31 | 20 | 49.31 | 0 | 0.5 | 0.1 | 0.5 | 0.5 | 0 | 0 | 0 | 0 | 0 | 0 | 0 | 0 | 0 | 0 | 0 | 0 | 0 | 0 | 0 | 0 | 0
631 | 3.8 | 1411.34 | 660 | 131.35 | 2202.69 | 740.21 | 444.13 | 11547.34 | 3387.03 | 14490.24 | 190.84 | 0 | 0 | 2398.5 | 2214 | 2214 | 61.5 | 6857.25 | 277.71 | 6.73 | -63.7 | 4.41 | 20 | 48.97 | 0 | 0.5 | 0.1 | 0.5 | 0.5 | 0 | 0 | 0 | 0 | 0 | 0 | 0 | 0 | 0 | 0 | 0 | 0 | 0 | 0 | 0 | 0 | 0
632 | 3.8 | 1411.34 | 660 | 131.35 | 2202.69 | 740.21 | 444.13 | 11547.34 | 3387.03 | 14490.24 | 190.84 | 0 | 0 | 2398.5 | 11070 | 11070 | 61.5 | 24569.25 | 282.51 | 11.53 | -62.5 | 5.62 | 20 | 31.25 | 0 | 0.5 | 0.5 | 1 | 0.5 | 0 | 0 | 0 | 0 | 0 | 0 | 0 | 0 | 0 | 0 | 0 | 0 | 0 | 0 | 0 | 0 | 0
633 | 3.6 | 1411.34 | 660 | 131.35 | 2202.69 | 740.21 | 444.13 | 11547.34 | 3387.03 | 14490.24 | 190.84 | 0 | 0 | 2398.5 | 11070 | 11070 | 61.5 | 24569.25 | 282.32 | 11.35 | -62.69 | 5.42 | 20 | 31.93 | 0 | 0.5 | 0.5 | 1 | 0.5 | 0 | 0 | 0 | 0 | 0 | 0 | 0 | 0 | 0 | 0 | 0 | 0 | 0 | 0 | 0 | 0 | 0
634 | 3.3 | 1411.34 | 660 | 131.35 | 2202.69 | 740.21 | 444.13 | 11547.34 | 3387.03 | 14490.24 | 190.84 | 1068.97 | 88.77 | 2398.5 | 11070 | 11070 | 61.5 | 24569.25 | 282.36 | 11.39 | -62.91 | 5.2 | 20 | 31.79 | 0 | 0.5 | 0.5 | 1 | 0.5 | 0 | 306.67 | 0 | 183.92 | 0 | 405.13 | 0 | 173.25 | 0 | 22.78 | 0 | 10.26 | 0 | 19.79 | 0 | 9.67 | 26.27
635 | 3.2 | 1411.34 | 660 | 131.35 | 2202.69 | 740.21 | 444.13 | 11547.34 | 3387.03 | 14490.24 | 190.84 | 3960.29 | 327.65 | 2398.5 | 11070 | 11070 | 61.5 | 24569.25 | 283.12 | 12.14 | -62.8 | 5.32 | 20 | 29 | 0 | 0.5 | 0.5 | 1 | 0.5 | 0 | 1126.93 | 0 | 681.79 | 0 | 1509.02 | 0 | 642.55 | 0 | 83.73 | 0 | 38.04 | 0 | 73.72 | 0 | 35.85 | 96.32
636 | 3.3 | 1411.34 | 660 | 131.35 | 2202.69 | 740.21 | 444.13 | 11547.34 | 3387.03 | 14490.24 | 190.84 | 7684.11 | 632.32 | 2398.5 | 11070 | 11070 | 61.5 | 24569.25 | 284.3 | 13.33 | -62.42 | 5.69 | 20 | 24.63 | 0 | 0.5 | 0.5 | 1 | 0.5 | 0 | 2174.08 | 0 | 1315.44 | 0 | 2954.99 | 0 | 1239.61 | 0 | 161.52 | 0 | 73.39 | 0 | 144.36 | 0 | 69.16 | 183.89
637 | 4.3 | 1411.34 | 660 | 131.35 | 2202.69 | 740.21 | 444.13 | 11547.34 | 3387.03 | 14490.24 | 190.84 | 12529.72 | 1023.51 | 2398.5 | 11070 | 11070 | 61.5 | 24569.25 | 286.64 | 15.66 | -61.08 | 7.04 | 20 | 16.01 | 0 | 0.5 | 0.5 | 1 | 0.5 | 0 | 3511.69 | 0 | 2136.69 | 0 | 4879.07 | 0 | 2002.28 | 0 | 260.9 | 0 | 119.21 | 0 | 238.35 | 0 | 111.71 | 293.34
638 | 4.3 | 1411.34 | 660 | 131.35 | 2202.69 | 740.21 | 444.13 | 11547.34 | 3387.03 | 14490.24 | 190.84 | 8049.98 | 661.92 | 2398.5 | 11070 | 11070 | 61.5 | 24569.25 | 285.33 | 14.35 | -61.41 | 6.71 | 20 | 20.85 | 0 | 0.5 | 0.5 | 1 | 0.5 | 0 | 2269.27 | 0 | 1341.52 | 0 | 3145.31 | 0 | 1293.88 | 0 | 168.6 | 0 | 74.84 | 0 | 153.65 | 0 | 72.19 | 192.64
639 | 5.6 | 1411.34 | 660 | 131.35 | 2202.69 | 740.21 | 444.13 | 11547.34 | 3387.03 | 14490.24 | 190.84 | 31743.52 | 2281.68 | 2398.5 | 11070 | 11070 | 61.5 | 24569.25 | 293.38 | 22.4 | -58.4 | 9.71 | 22.4 | 0 | 0 | 0.5 | 0.5 | 1 | 0.5 | 0 | 5852.95 | 0 | 5455.96 | 0 | 17097.39 | 0 | 3337.21 | 0 | 434.85 | 0 | 304.39 | 0 | 835.24 | 0 | 186.19 | 521.01
640 | 5.1 | 1411.34 | 660 | 131.35 | 2202.69 | 740.21 | 444.13 | 11547.34 | 3387.03 | 14490.24 | 190.84 | 17574.35 | 1334.76 | 2398.5 | 11070 | 11070 | 61.5 | 24569.25 | 288.9 | 17.92 | -59.92 | 8.19 | 20 | 7.67 | 0 | 0.5 | 0.5 | 1 | 0.5 | 0 | 3963.35 | 0 | 2622.05 | 0 | 8729.16 | 0 | 2259.8 | 0 | 294.46 | 0 | 146.29 | 0 | 426.44 | 0 | 126.08 | 341.5
641 | 5 | 1411.34 | 660 | 131.35 | 2202.69 | 740.21 | 444.13 | 11547.34 | 3387.03 | 14490.24 | 190.84 | 8781.55 | 620.81 | 2398.5 | 11070 | 11070 | 61.5 | 24569.25 | 286.16 | 15.18 | -60.67 | 7.44 | 20 | 17.79 | 0 | 0.5 | 0.5 | 1 | 0.5 | 0 | 1679.07 | 0 | 968.82 | 0 | 5176.29 | 0 | 957.37 | 0 | 124.75 | 0 | 54.05 | 0 | 252.87 | 0 | 53.41 | 135.72
642 | 4.5 | 1411.34 | 660 | 131.35 | 2202.69 | 740.21 | 444.13 | 11547.34 | 3387.03 | 14490.24 | 190.84 | 1075.54 | 89.14 | 2398.5 | 11070 | 11070 | 61.5 | 24569.25 | 283.47 | 12.49 | -61.73 | 6.39 | 20 | 27.72 | 0 | 0.5 | 0.5 | 1 | 0.5 | 0 | 309.62 | 0 | 176.54 | 0 | 412.83 | 0 | 176.54 | 0 | 23 | 0 | 9.85 | 0 | 20.17 | 0 | 9.85 | 26.27
643 | 4.3 | 1411.34 | 660 | 131.35 | 2202.69 | 740.21 | 444.13 | 11547.34 | 3387.03 | 14490.24 | 190.84 | 0 | 0 | 2398.5 | 11070 | 11070 | 61.5 | 24569.25 | 282.97 | 11.99 | -62 | 6.11 | 20 | 29.56 | 0 | 0.5 | 0.5 | 1 | 0.5 | 0 | 0 | 0 | 0 | 0 | 0 | 0 | 0 | 0 | 0 | 0 | 0 | 0 | 0 | 0 | 0 | 0
644 | 4.1 | 1411.34 | 660 | 131.35 | 2202.69 | 740.21 | 444.13 | 11547.34 | 3387.03 | 14490.24 | 190.84 | 0 | 0 | 2398.5 | 11070 | 11070 | 61.5 | 24569.25 | 282.78 | 11.81 | -62.2 | 5.92 | 20 | 30.24 | 0 | 0.5 | 0.5 | 1 | 0.5 | 0 | 0 | 0 | 0 | 0 | 0 | 0 | 0 | 0 | 0 | 0 | 0 | 0 | 0 | 0 | 0 | 0
645 | 3.9 | 1411.34 | 660 | 131.35 | 2202.69 | 740.21 | 444.13 | 11547.34 | 3387.03 | 14490.24 | 190.84 | 0 | 0 | 2398.5 | 11070 | 11070 | 61.5 | 24569.25 | 282.6 | 11.62 | -62.4 | 5.72 | 20 | 30.92 | 0 | 0.5 | 0.5 | 1 | 0.5 | 0 | 0 | 0 | 0 | 0 | 0 | 0 | 0 | 0 | 0 | 0 | 0 | 0 | 0 | 0 | 0 | 0
646 | 4.8 | 1411.34 | 660 | 131.35 | 2202.69 | 740.21 | 444.13 | 11547.34 | 3387.03 | 14490.24 | 190.84 | 0 | 0 | 2398.5 | 11070 | 11070 | 61.5 | 24569.25 | 283.42 | 12.45 | -61.51 | 6.61 | 20 | 27.87 | 0 | 0.5 | 0.5 | 1 | 0.5 | 0 | 0 | 0 | 0 | 0 | 0 | 0 | 0 | 0 | 0 | 0 | 0 | 0 | 0 | 0 | 0 | 0
647 | 4.5 | 1411.34 | 660 | 131.35 | 2202.69 | 740.21 | 444.13 | 11547.34 | 3387.03 | 14490.24 | 190.84 | 0 | 0 | 2398.5 | 11070 | 11070 | 61.5 | 24569.25 | 283.15 | 12.17 | -61.8 | 6.31 | 20 | 28.88 | 0 | 0.5 | 0.5 | 1 | 0.5 | 0 | 0 | 0 | 0 | 0 | 0 | 0 | 0 | 0 | 0 | 0 | 0 | 0 | 0 | 0 | 0 | 0
648 | 4.6 | 1411.34 | 660 | 131.35 | 2202.69 | 740.21 | 444.13 | 11547.34 | 3387.03 | 14490.24 | 190.84 | 0 | 0 | 2398.5 | 11070 | 11070 | 61.5 | 24569.25 | 283.24 | 12.26 | -61.71 | 6.41 | 20 | 28.55 | 0 | 0.5 | 0.5 | 1 | 0.5 | 0 | 0 | 0 | 0 | 0 | 0 | 0 | 0 | 0 | 0 | 0 | 0 | 0 | 0 | 0 | 0 | 0
649 | 5 | 1411.34 | 660 | 131.35 | 2202.69 | 740.21 | 444.13 | 11547.34 | 3387.03 | 14490.24 | 190.84 | 0 | 0 | 2398.5 | 2214 | 2214 | 61.5 | 6857.25 | 278.81 | 7.83 | -62.52 | 5.6 | 20 | 44.9 | 0 | 0.5 | 0.1 | 0.5 | 0.5 | 0 | 0 | 0 | 0 | 0 | 0 | 0 | 0 | 0 | 0 | 0 | 0 | 0 | 0 | 0 | 0 | 0
650 | 4.2 | 1411.34 | 660 | 131.35 | 2202.69 | 740.21 | 444.13 | 11547.34 | 3387.03 | 14490.24 | 190.84 | 0 | 0 | 2398.5 | 2214 | 2214 | 61.5 | 6857.25 | 278.07 | 7.1 | -63.31 | 4.81 | 20 | 47.61 | 0 | 0.5 | 0.1 | 0.5 | 0.5 | 0 | 0 | 0 | 0 | 0 | 0 | 0 | 0 | 0 | 0 | 0 | 0 | 0 | 0 | 0 | 0 | 0
651 | 3 | 1411.34 | 660 | 131.35 | 2202.69 | 740.21 | 444.13 | 11547.34 | 3387.03 | 14490.24 | 190.84 | 0 | 0 | 2398.5 | 2214 | 2214 | 61.5 | 6857.25 | 276.97 | 6 | -64.49 | 3.62 | 20 | 51.68 | 0 | 0.5 | 0.1 | 0.5 | 0.5 | 0 | 0 | 0 | 0 | 0 | 0 | 0 | 0 | 0 | 0 | 0 | 0 | 0 | 0 | 0 | 0 | 0
652 | 2.4 | 1411.34 | 660 | 131.35 | 2202.69 | 740.21 | 444.13 | 11547.34 | 3387.03 | 14490.24 | 190.84 | 0 | 0 | 2398.5 | 2214 | 2214 | 61.5 | 6857.25 | 276.42 | 5.45 | -65.08 | 3.03 | 20 | 53.71 | 0 | 0.5 | 0.1 | 0.5 | 0.5 | 0 | 0 | 0 | 0 | 0 | 0 | 0 | 0 | 0 | 0 | 0 | 0 | 0 | 0 | 0 | 0 | 0
653 | 2.4 | 1411.34 | 660 | 131.35 | 2202.69 | 740.21 | 444.13 | 11547.34 | 3387.03 | 14490.24 | 190.84 | 0 | 0 | 2398.5 | 2214 | 2214 | 61.5 | 6857.25 | 276.42 | 5.45 | -65.08 | 3.03 | 20 | 53.71 | 0 | 0.5 | 0.1 | 0.5 | 0.5 | 0 | 0 | 0 | 0 | 0 | 0 | 0 | 0 | 0 | 0 | 0 | 0 | 0 | 0 | 0 | 0 | 0
654 | 2.3 | 1411.34 | 660 | 131.35 | 2202.69 | 740.21 | 444.13 | 11547.34 | 3387.03 | 14490.24 | 190.84 | 0 | 0 | 2398.5 | 2214 | 2214 | 61.5 | 6857.25 | 276.33 | 5.35 | -65.18 | 2.93 | 20 | 54.05 | 0 | 0.5 | 0.1 | 0.5 | 0.5 | 0 | 0 | 0 | 0 | 0 | 0 | 0 | 0 | 0 | 0 | 0 | 0 | 0 | 0 | 0 | 0 | 0
655 | 1.9 | 1411.34 | 660 | 131.35 | 2202.69 | 740.21 | 444.13 | 11547.34 | 3387.03 | 14490.24 | 190.84 | 0 | 0 | 2398.5 | 2214 | 2214 | 61.5 | 6857.25 | 275.96 | 4.99 | -65.58 | 2.54 | 20 | 55.4 | 0 | 0.5 | 0.1 | 0.5 | 0.5 | 0 | 0 | 0 | 0 | 0 | 0 | 0 | 0 | 0 | 0 | 0 | 0 | 0 | 0 | 0 | 0 | 0
656 | 1.5 | 1411.34 | 660 | 131.35 | 2202.69 | 740.21 | 444.13 | 11547.34 | 3387.03 | 14490.24 | 190.84 | 0 | 0 | 2398.5 | 11070 | 11070 | 61.5 | 24569.25 | 280.4 | 9.42 | -64.77 | 3.35 | 20 | 39.04 | 0 | 0.5 | 0.5 | 1 | 0.5 | 0 | 0 | 0 | 0 | 0 | 0 | 0 | 0 | 0 | 0 | 0 | 0 | 0 | 0 | 0 | 0 | 0
657 | 1.5 | 1411.34 | 660 | 131.35 | 2202.69 | 740.21 | 444.13 | 11547.34 | 3387.03 | 14490.24 | 190.84 | 0 | 0 | 2398.5 | 11070 | 11070 | 61.5 | 24569.25 | 280.4 | 9.42 | -64.77 | 3.35 | 20 | 39.04 | 0 | 0.5 | 0.5 | 1 | 0.5 | 0 | 0 | 0 | 0 | 0 | 0 | 0 | 0 | 0 | 0 | 0 | 0 | 0 | 0 | 0 | 0 | 0
658 | 2.7 | 1411.34 | 660 | 131.35 | 2202.69 | 740.21 | 444.13 | 11547.34 | 3387.03 | 14490.24 | 190.84 | 20312.7 | 1434.84 | 2398.5 | 11070 | 11070 | 61.5 | 24569.25 | 287.39 | 16.41 | -62.1 | 6.01 | 20 | 13.23 | 0 | 0.5 | 0.5 | 1 | 0.5 | 0 | 4927.8 | 0 | 10928.93 | 0 | 3121.24 | 0 | 1334.74 | 0 | 366.11 | 0 | 609.74 | 0 | 152.48 | 0 | 74.47 | 232.05
659 | 4.9 | 1411.34 | 660 | 131.35 | 2202.69 | 740.21 | 444.13 | 11547.34 | 3387.03 | 14490.24 | 190.84 | 42222.55 | 3029.88 | 2398.5 | 11070 | 11070 | 61.5 | 24569.25 | 295.78 | 24.8 | -58.33 | 9.79 | 23.9 | 0 | 0 | 0.5 | 0.5 | 1 | 0.5 | 0 | 5631.5 | 0 | 22778.78 | 0 | 10601.33 | 0 | 3210.94 | 0 | 418.4 | 0 | 1270.85 | 0 | 517.89 | 0 | 179.14 | 643.6
660 | 5.8 | 1411.34 | 660 | 131.35 | 2202.69 | 740.21 | 444.13 | 11547.34 | 3387.03 | 14490.24 | 190.84 | 37843.93 | 5179.57 | 2398.5 | 11070 | 11070 | 61.5 | 24569.25 | 296.12 | 25.14 | -57.59 | 10.52 | 23.9 | 0 | 0 | 0.5 | 0.5 | 1 | 0.5 | 0 | 3754.45 | 0 | 16432.46 | 0 | 15516.32 | 0 | 2140.7 | 0 | 557.88 | 0 | 1833.57 | 0 | 1516 | 0 | 238.86 | 1033.26
661 | 6.1 | 1411.34 | 660 | 131.35 | 2202.69 | 740.21 | 444.13 | 11547.34 | 3387.03 | 14490.24 | 190.84 | 21678.72 | 3150.14 | 2398.5 | 11070 | 11070 | 61.5 | 24569.25 | 291.46 | 20.49 | -58.53 | 9.58 | 20.49 | 0 | 0 | 0.5 | 0.5 | 1 | 0.5 | 0 | 3789.9 | 0 | 5623.07 | 0 | 10104.84 | 0 | 2160.91 | 0 | 563.15 | 0 | 627.43 | 0 | 987.28 | 0 | 241.12 | 731.16
662 | 6.7 | 1411.34 | 660 | 131.35 | 2202.69 | 740.21 | 444.13 | 11547.34 | 3387.03 | 14490.24 | 190.84 | 32864.45 | 2471.85 | 2398.5 | 11070 | 11070 | 61.5 | 24569.25 | 294.76 | 23.78 | -57.23 | 10.89 | 23.78 | 0 | 0 | 0.5 | 0.5 | 1 | 0.5 | 0 | 6782.59 | 0 | 6520.3 | 0 | 15694.29 | 0 | 3867.27 | 0 | 503.92 | 0 | 363.77 | 0 | 766.7 | 0 | 215.76 | 621.71
663 | 6.2 | 1411.34 | 660 | 131.35 | 2202.69 | 740.21 | 444.13 | 11547.34 | 3387.03 | 14490.24 | 190.84 | 118636.8 | 7227.49 | 2398.5 | 11070 | 11070 | 61.5 | 24569.25 | 318.93 | 47.95 | -51.55 | 16.56 | 23.9 | 0 | 0 | 0.5 | 0.5 | 1 | 0.5 | 0 | 6841.2 | 0 | 21515.48 | 0 | 86379.43 | 0 | 3900.69 | 0 | 508.27 | 0 | 1200.37 | 0 | 4219.8 | 0 | 217.62 | 1081.42
664 | 5.4 | 1411.34 | 660 | 131.35 | 2202.69 | 740.21 | 444.13 | 11547.34 | 3387.03 | 14490.24 | 190.84 | 3368.95 | 548.76 | 2398.5 | 11070 | 11070 | 61.5 | 24569.25 | 285.16 | 14.18 | -60.65 | 7.47 | 20 | 21.48 | 0 | 0.5 | 0.5 | 1 | 0.5 | 0 | 926.09 | 0 | 542.46 | 0 | 1372.36 | 0 | 528.04 | 0 | 137.61 | 0 | 60.53 | 0 | 134.09 | 0 | 58.92 | 157.62
665 | 5.5 | 1411.34 | 660 | 131.35 | 2202.69 | 740.21 | 444.13 | 11547.34 | 3387.03 | 14490.24 | 190.84 | 8531.8 | 608.79 | 2398.5 | 11070 | 11070 | 61.5 | 24569.25 | 286.54 | 15.57 | -60.2 | 7.92 | 20 | 16.36 | 0 | 0.5 | 0.5 | 1 | 0.5 | 0 | 1685.04 | 0 | 969.74 | 0 | 4916.25 | 0 | 960.77 | 0 | 125.19 | 0 | 54.1 | 0 | 240.17 | 0 | 53.6 | 135.72
666 | 5 | 1411.34 | 660 | 131.35 | 2202.69 | 740.21 | 444.13 | 11547.34 | 3387.03 | 14490.24 | 190.84 | 0 | 0 | 2398.5 | 11070 | 11070 | 61.5 | 24569.25 | 283.61 | 12.63 | -61.31 | 6.8 | 20 | 27.19 | 0 | 0.5 | 0.5 | 1 | 0.5 | 0 | 0 | 0 | 0 | 0 | 0 | 0 | 0 | 0 | 0 | 0 | 0 | 0 | 0 | 0 | 0 | 0
667 | 3.8 | 1411.34 | 660 | 131.35 | 2202.69 | 740.21 | 444.13 | 11547.34 | 3387.03 | 14490.24 | 190.84 | 0 | 0 | 2398.5 | 11070 | 11070 | 61.5 | 24569.25 | 282.51 | 11.53 | -62.5 | 5.62 | 20 | 31.25 | 0 | 0.5 | 0.5 | 1 | 0.5 | 0 | 0 | 0 | 0 | 0 | 0 | 0 | 0 | 0 | 0 | 0 | 0 | 0 | 0 | 0 | 0 | 0
668 | 3.6 | 1411.34 | 660 | 131.35 | 2202.69 | 740.21 | 444.13 | 11547.34 | 3387.03 | 14490.24 | 190.84 | 0 | 0 | 2398.5 | 11070 | 11070 | 61.5 | 24569.25 | 282.32 | 11.35 | -62.69 | 5.42 | 20 | 31.93 | 0 | 0.5 | 0.5 | 1 | 0.5 | 0 | 0 | 0 | 0 | 0 | 0 | 0 | 0 | 0 | 0 | 0 | 0 | 0 | 0 | 0 | 0 | 0
669 | 3.4 | 1411.34 | 660 | 131.35 | 2202.69 | 740.21 | 444.13 | 11547.34 | 3387.03 | 14490.24 | 190.84 | 0 | 0 | 2398.5 | 11070 | 11070 | 61.5 | 24569.25 | 282.14 | 11.16 | -62.89 | 5.22 | 20 | 32.61 | 0 | 0.5 | 0.5 | 1 | 0.5 | 0 | 0 | 0 | 0 | 0 | 0 | 0 | 0 | 0 | 0 | 0 | 0 | 0 | 0 | 0 | 0 | 0
670 | 4.2 | 1411.34 | 660 | 131.35 | 2202.69 | 740.21 | 444.13 | 11547.34 | 3387.03 | 14490.24 | 190.84 | 0 | 0 | 2398.5 | 11070 | 11070 | 61.5 | 24569.25 | 282.87 | 11.9 | -62.1 | 6.01 | 20 | 29.9 | 0 | 0.5 | 0.5 | 1 | 0.5 | 0 | 0 | 0 | 0 | 0 | 0 | 0 | 0 | 0 | 0 | 0 | 0 | 0 | 0 | 0 | 0 | 0
671 | 4 | 1411.34 | 660 | 131.35 | 2202.69 | 740.21 | 444.13 | 11547.34 | 3387.03 | 14490.24 | 190.84 | 0 | 0 | 2398.5 | 11070 | 11070 | 61.5 | 24569.25 | 282.69 | 11.71 | -62.3 | 5.82 | 20 | 30.58 | 0 | 0.5 | 0.5 | 1 | 0.5 | 0 | 0 | 0 | 0 | 0 | 0 | 0 | 0 | 0 | 0 | 0 | 0 | 0 | 0 | 0 | 0 | 0
672 | 4.2 | 1411.34 | 660 | 131.35 | 2202.69 | 740.21 | 444.13 | 11547.34 | 3387.03 | 14490.24 | 190.84 | 0 | 0 | 2398.5 | 11070 | 11070 | 61.5 | 24569.25 | 282.87 | 11.9 | -62.1 | 6.01 | 20 | 29.9 | 0 | 0.5 | 0.5 | 1 | 0.5 | 0 | 0 | 0 | 0 | 0 | 0 | 0 | 0 | 0 | 0 | 0 | 0 | 0 | 0 | 0 | 0 | 0
673 | 4.1 | 1411.34 | 660 | 131.35 | 2202.69 | 740.21 | 444.13 | 11547.34 | 3387.03 | 14490.24 | 190.84 | 0 | 0 | 2398.5 | 2214 | 2214 | 61.5 | 6857.25 | 277.98 | 7.01 | -63.41 | 4.71 | 20 | 47.95 | 0 | 0.5 | 0.1 | 0.5 | 0.5 | 0 | 0 | 0 | 0 | 0 | 0 | 0 | 0 | 0 | 0 | 0 | 0 | 0 | 0 | 0 | 0 | 0
674 | 3.8 | 1411.34 | 660 | 131.35 | 2202.69 | 740.21 | 444.13 | 11547.34 | 3387.03 | 14490.24 | 190.84 | 0 | 0 | 2398.5 | 2214 | 2214 | 61.5 | 6857.25 | 277.71 | 6.73 | -63.7 | 4.41 | 20 | 48.97 | 0 | 0.5 | 0.1 | 0.5 | 0.5 | 0 | 0 | 0 | 0 | 0 | 0 | 0 | 0 | 0 | 0 | 0 | 0 | 0 | 0 | 0 | 0 | 0
675 | 3.4 | 1411.34 | 660 | 131.35 | 2202.69 | 740.21 | 444.13 | 11547.34 | 3387.03 | 14490.24 | 190.84 | 0 | 0 | 2398.5 | 2214 | 2214 | 61.5 | 6857.25 | 277.34 | 6.36 | -64.1 | 4.02 | 20 | 50.32 | 0 | 0.5 | 0.1 | 0.5 | 0.5 | 0 | 0 | 0 | 0 | 0 | 0 | 0 | 0 | 0 | 0 | 0 | 0 | 0 | 0 | 0 | 0 | 0
676 | 3.7 | 1411.34 | 660 | 131.35 | 2202.69 | 740.21 | 444.13 | 11547.34 | 3387.03 | 14490.24 | 190.84 | 0 | 0 | 2398.5 | 2214 | 2214 | 61.5 | 6857.25 | 277.62 | 6.64 | -63.8 | 4.31 | 20 | 49.31 | 0 | 0.5 | 0.1 | 0.5 | 0.5 | 0 | 0 | 0 | 0 | 0 | 0 | 0 | 0 | 0 | 0 | 0 | 0 | 0 | 0 | 0 | 0 | 0
677 | 3.6 | 1411.34 | 660 | 131.35 | 2202.69 | 740.21 | 444.13 | 11547.34 | 3387.03 | 14490.24 | 190.84 | 0 | 0 | 2398.5 | 2214 | 2214 | 61.5 | 6857.25 | 277.52 | 6.55 | -63.9 | 4.22 | 20 | 49.64 | 0 | 0.5 | 0.1 | 0.5 | 0.5 | 0 | 0 | 0 | 0 | 0 | 0 | 0 | 0 | 0 | 0 | 0 | 0 | 0 | 0 | 0 | 0 | 0
678 | 3 | 1411.34 | 660 | 131.35 | 2202.69 | 740.21 | 444.13 | 11547.34 | 3387.03 | 14490.24 | 190.84 | 0 | 0 | 2398.5 | 2214 | 2214 | 61.5 | 6857.25 | 276.97 | 6 | -64.49 | 3.62 | 20 | 51.68 | 0 | 0.5 | 0.1 | 0.5 | 0.5 | 0 | 0 | 0 | 0 | 0 | 0 | 0 | 0 | 0 | 0 | 0 | 0 | 0 | 0 | 0 | 0 | 0
679 | 1.2 | 1411.34 | 660 | 131.35 | 2202.69 | 740.21 | 444.13 | 11547.34 | 3387.03 | 14490.24 | 190.84 | 0 | 0 | 2398.5 | 2214 | 2214 | 61.5 | 6857.25 | 275.32 | 4.34 | -66.27 | 1.85 | 20 | 57.77 | 0 | 0.5 | 0.1 | 0.5 | 0.5 | 0 | 0 | 0 | 0 | 0 | 0 | 0 | 0 | 0 | 0 | 0 | 0 | 0 | 0 | 0 | 0 | 0
680 | 0 | 1411.34 | 660 | 131.35 | 2202.69 | 740.21 | 177.65 | 11280.86 | 3120.55 | 14223.76 | 190.84 | 0 | 0 | 959.4 | 4428 | 4428 | 24.6 | 9827.7 | 294.52 | 4.47 | -68.49 | 0.88 | 20 | 53.54 | 0 | 0.2 | 0.2 | 1 | 0.2 | 0 | 0 | 0 | 0 | 0 | 0 | 0 | 0 | 0 | 0 | 0 | 0 | 0 | 0 | 0 | 0 | 0
681 | -1 | 1411.34 | 660 | 131.35 | 2202.69 | 740.21 | 177.65 | 11280.86 | 3120.55 | 14223.76 | 190.84 | 549.16 | 45.24 | 959.4 | 4428 | 4428 | 24.6 | 9827.7 | 293.79 | 3.74 | -69.44 | -0.07 | 20 | 56.06 | 0 | 0.2 | 0.2 | 1 | 0.2 | 0 | 158.09 | 0 | 90.14 | 0 | 210.79 | 0 | 90.14 | 0 | 11.75 | 0 | 5.03 | 0 | 10.3 | 0 | 5.03 | 13.13
682 | 0.3 | 1411.34 | 660 | 131.35 | 2202.69 | 740.21 | 177.65 | 11280.86 | 3120.55 | 14223.76 | 190.84 | 26546.25 | 1854.87 | 959.4 | 4428 | 4428 | 24.6 | 9827.7 | 303.03 | 12.98 | -66.23 | 3.15 | 20 | 24.2 | 0 | 0.2 | 0.2 | 1 | 0.2 | 0 | 6400.64 | 0 | 15039.24 | 0 | 3576.81 | 0 | 1529.56 | 0 | 475.54 | 0 | 839.06 | 0 | 174.73 | 0 | 85.34 | 280.21
683 | 2.5 | 1411.34 | 660 | 131.35 | 2202.69 | 740.21 | 177.65 | 11280.86 | 3120.55 | 14223.76 | 190.84 | 43636.92 | 3136 | 959.4 | 4428 | 4428 | 24.6 | 9827.7 | 310.35 | 20.3 | -62.78 | 6.59 | 20.3 | 0 | 0 | 0.2 | 0.2 | 1 | 0.2 | 0 | 5749.92 | 0 | 23827.09 | 0 | 10781.45 | 0 | 3278.46 | 0 | 427.19 | 0 | 1329.34 | 0 | 526.69 | 0 | 182.91 | 669.87
684 | 5.2 | 1411.34 | 660 | 131.35 | 2202.69 | 740.21 | 177.65 | 11280.86 | 3120.55 | 14223.76 | 190.84 | 92151.62 | 6194.94 | 959.4 | 4428 | 4428 | 24.6 | 9827.7 | 327.76 | 37.72 | -56.54 | 12.83 | 23.9 | 0 | 0 | 0.2 | 0.2 | 1 | 0.2 | 0 | 6826.39 | 0 | 43460.7 | 0 | 37972.29 | 0 | 3892.24 | 0 | 507.17 | 0 | 2424.72 | 0 | 1855.02 | 0 | 217.15 | 1190.88
685 | 5.5 | 1411.34 | 660 | 131.35 | 2202.69 | 740.21 | 177.65 | 11280.86 | 3120.55 | 14223.76 | 190.84 | 52153.35 | 6845.62 | 959.4 | 4428 | 4428 | 24.6 | 9827.7 | 316.77 | 26.72 | -58.97 | 10.4 | 23.9 | 0 | 0 | 0.2 | 0.2 | 1 | 0.2 | 0 | 4032.12 | 0 | 17844.06 | 0 | 27978.16 | 0 | 2299.01 | 0 | 599.14 | 0 | 1991.08 | 0 | 2733.57 | 0 | 256.53 | 1265.31
686 | 5.7 | 1411.34 | 660 | 131.35 | 2202.69 | 740.21 | 177.65 | 11280.86 | 3120.55 | 14223.76 | 190.84 | 58617.91 | 7433.6 | 959.4 | 4428 | 4428 | 24.6 | 9827.7 | 318.99 | 28.94 | -58.29 | 11.09 | 23.9 | 0 | 0 | 0.2 | 0.2 | 1 | 0.2 | 0 | 3944.53 | 0 | 15071.33 | 0 | 37352.97 | 0 | 2249.07 | 0 | 586.12 | 0 | 1681.69 | 0 | 3649.53 | 0 | 250.96 | 1265.31
687 | 5.8 | 1411.34 | 660 | 131.35 | 2202.69 | 740.21 | 177.65 | 11280.86 | 3120.55 | 14223.76 | 190.84 | 28578.24 | 3816.07 | 959.4 | 4428 | 4428 | 24.6 | 9827.7 | 309.32 | 19.27 | -60.52 | 8.85 | 20 | 2.51 | 0 | 0.2 | 0.2 | 1 | 0.2 | 0 | 3640.94 | 0 | 5033.57 | 0 | 17827.76 | 0 | 2075.97 | 0 | 541.01 | 0 | 561.66 | 0 | 1741.84 | 0 | 231.64 | 739.92
688 | 5.5 | 1411.34 | 660 | 131.35 | 2202.69 | 740.21 | 177.65 | 11280.86 | 3120.55 | 14223.76 | 190.84 | 25189.36 | 1775.1 | 959.4 | 4428 | 4428 | 24.6 | 9827.7 | 307.32 | 17.27 | -61.2 | 8.18 | 20 | 9.41 | 0 | 0.2 | 0.2 | 1 | 0.2 | 0 | 4451.91 | 0 | 3458.47 | 0 | 14740.61 | 0 | 2538.37 | 0 | 330.76 | 0 | 192.95 | 0 | 720.11 | 0 | 141.62 | 389.66
689 | 4.1 | 1411.34 | 660 | 131.35 | 2202.69 | 740.21 | 177.65 | 11280.86 | 3120.55 | 14223.76 | 190.84 | 12082.98 | 829.71 | 959.4 | 4428 | 4428 | 24.6 | 9827.7 | 301.98 | 11.93 | -63.55 | 5.82 | 20 | 27.83 | 0 | 0.2 | 0.2 | 1 | 0.2 | 0 | 2056.31 | 0 | 1186.19 | 0 | 7668.02 | 0 | 1172.46 | 0 | 152.78 | 0 | 66.18 | 0 | 374.6 | 0 | 65.41 | 170.75
690 | 2 | 1411.34 | 660 | 131.35 | 2202.69 | 740.21 | 444.13 | 11547.34 | 3387.03 | 14490.24 | 190.84 | 525.3 | 43.84 | 2398.5 | 11070 | 11070 | 61.5 | 24569.25 | 281.01 | 10.03 | -64.23 | 3.88 | 20 | 36.78 | 0 | 0.5 | 0.5 | 1 | 0.5 | 0 | 151.22 | 0 | 86.22 | 0 | 201.63 | 0 | 86.22 | 0 | 11.24 | 0 | 4.81 | 0 | 9.85 | 0 | 4.81 | 13.13
691 | 0 | 1411.34 | 660 | 131.35 | 2202.69 | 740.21 | 444.13 | 11547.34 | 3387.03 | 14490.24 | 190.84 | 0 | 0 | 2398.5 | 11070 | 11070 | 61.5 | 24569.25 | 279.02 | 8.04 | -66.25 | 1.87 | 20 | 44.13 | 0 | 0.5 | 0.5 | 1 | 0.5 | 0 | 0 | 0 | 0 | 0 | 0 | 0 | 0 | 0 | 0 | 0 | 0 | 0 | 0 | 0 | 0 | 0
692 | -0.6 | 1411.34 | 660 | 131.35 | 2202.69 | 740.21 | 444.13 | 11547.34 | 3387.03 | 14490.24 | 190.84 | 0 | 0 | 2398.5 | 11070 | 11070 | 61.5 | 24569.25 | 278.47 | 7.49 | -66.84 | 1.28 | 20 | 46.16 | 0 | 0.5 | 0.5 | 1 | 0.5 | 0 | 0 | 0 | 0 | 0 | 0 | 0 | 0 | 0 | 0 | 0 | 0 | 0 | 0 | 0 | 0 | 0
693 | 0.1 | 1411.34 | 660 | 131.35 | 2202.69 | 740.21 | 444.13 | 11547.34 | 3387.03 | 14490.24 | 190.84 | 0 | 0 | 2398.5 | 11070 | 11070 | 61.5 | 24569.25 | 279.11 | 8.13 | -66.15 | 1.97 | 20 | 43.79 | 0 | 0.5 | 0.5 | 1 | 0.5 | 0 | 0 | 0 | 0 | 0 | 0 | 0 | 0 | 0 | 0 | 0 | 0 | 0 | 0 | 0 | 0 | 0
694 | -0.2 | 1411.34 | 660 | 131.35 | 2202.69 | 740.21 | 444.13 | 11547.34 | 3387.03 | 14490.24 | 190.84 | 0 | 0 | 2398.5 | 11070 | 11070 | 61.5 | 24569.25 | 278.84 | 7.86 | -66.44 | 1.67 | 20 | 44.8 | 0 | 0.5 | 0.5 | 1 | 0.5 | 0 | 0 | 0 | 0 | 0 | 0 | 0 | 0 | 0 | 0 | 0 | 0 | 0 | 0 | 0 | 0 | 0
695 | -0.1 | 1411.34 | 660 | 131.35 | 2202.69 | 740.21 | 444.13 | 11547.34 | 3387.03 | 14490.24 | 190.84 | 0 | 0 | 2398.5 | 11070 | 11070 | 61.5 | 24569.25 | 278.93 | 7.95 | -66.35 | 1.77 | 20 | 44.46 | 0 | 0.5 | 0.5 | 1 | 0.5 | 0 | 0 | 0 | 0 | 0 | 0 | 0 | 0 | 0 | 0 | 0 | 0 | 0 | 0 | 0 | 0 | 0
696 | 0.8 | 1411.34 | 660 | 131.35 | 2202.69 | 740.21 | 444.13 | 11547.34 | 3387.03 | 14490.24 | 190.84 | 0 | 0 | 2398.5 | 11070 | 11070 | 61.5 | 24569.25 | 279.75 | 8.78 | -65.46 | 2.66 | 20 | 41.42 | 0 | 0.5 | 0.5 | 1 | 0.5 | 0 | 0 | 0 | 0 | 0 | 0 | 0 | 0 | 0 | 0 | 0 | 0 | 0 | 0 | 0 | 0 | 0
697 | 2 | 1411.34 | 660 | 131.35 | 2202.69 | 740.21 | 444.13 | 11547.34 | 3387.03 | 14490.24 | 190.84 | 0 | 0 | 2398.5 | 2214 | 2214 | 61.5 | 6857.25 | 276.06 | 5.08 | -65.48 | 2.64 | 20 | 55.06 | 0 | 0.5 | 0.1 | 0.5 | 0.5 | 0 | 0 | 0 | 0 | 0 | 0 | 0 | 0 | 0 | 0 | 0 | 0 | 0 | 0 | 0 | 0 | 0
698 | 1.4 | 1411.34 | 660 | 131.35 | 2202.69 | 740.21 | 444.13 | 11547.34 | 3387.03 | 14490.24 | 190.84 | 0 | 0 | 2398.5 | 2214 | 2214 | 61.5 | 6857.25 | 275.5 | 4.53 | -66.07 | 2.04 | 20 | 57.1 | 0 | 0.5 | 0.1 | 0.5 | 0.5 | 0 | 0 | 0 | 0 | 0 | 0 | 0 | 0 | 0 | 0 | 0 | 0 | 0 | 0 | 0 | 0 | 0
699 | 0.2 | 1411.34 | 660 | 131.35 | 2202.69 | 740.21 | 444.13 | 11547.34 | 3387.03 | 14490.24 | 190.84 | 0 | 0 | 2398.5 | 2214 | 2214 | 61.5 | 6857.25 | 274.4 | 3.43 | -67.26 | 0.86 | 20 | 61.16 | 0 | 0.5 | 0.1 | 0.5 | 0.5 | 0 | 0 | 0 | 0 | 0 | 0 | 0 | 0 | 0 | 0 | 0 | 0 | 0 | 0 | 0 | 0 | 0
700 | -1.3 | 1411.34 | 660 | 131.35 | 2202.69 | 740.21 | 444.13 | 11547.34 | 3387.03 | 14490.24 | 190.84 | 0 | 0 | 2398.5 | 2214 | 2214 | 61.5 | 6857.25 | 273.03 | 2.05 | -68.74 | -0.62 | 20 | 66.24 | 0 | 0.5 | 0.1 | 0.5 | 0.5 | 0 | 0 | 0 | 0 | 0 | 0 | 0 | 0 | 0 | 0 | 0 | 0 | 0 | 0 | 0 | 0 | 0
701 | -1.8 | 1411.34 | 660 | 131.35 | 2202.69 | 740.21 | 444.13 | 11547.34 | 3387.03 | 14490.24 | 190.84 | 0 | 0 | 2398.5 | 2214 | 2214 | 61.5 | 6857.25 | 272.57 | 1.59 | -69.23 | -1.11 | 20 | 67.93 | 0 | 0.5 | 0.1 | 0.5 | 0.5 | 0 | 0 | 0 | 0 | 0 | 0 | 0 | 0 | 0 | 0 | 0 | 0 | 0 | 0 | 0 | 0 | 0
702 | -2.4 | 1411.34 | 660 | 131.35 | 2202.69 | 740.21 | 444.13 | 11547.34 | 3387.03 | 14490.24 | 190.84 | 0 | 0 | 2398.5 | 2214 | 2214 | 61.5 | 6857.25 | 272.02 | 1.04 | -69.82 | -1.71 | 20 | 69.97 | 0 | 0.5 | 0.1 | 0.5 | 0.5 | 0 | 0 | 0 | 0 | 0 | 0 | 0 | 0 | 0 | 0 | 0 | 0 | 0 | 0 | 0 | 0 | 0
703 | -2.5 | 1411.34 | 660 | 131.35 | 2202.69 | 740.21 | 444.13 | 11547.34 | 3387.03 | 14490.24 | 190.84 | 0 | 0 | 2398.5 | 2214 | 2214 | 61.5 | 6857.25 | 271.93 | 0.95 | -69.92 | -1.81 | 20 | 70.31 | 0 | 0.5 | 0.1 | 0.5 | 0.5 | 0 | 0 | 0 | 0 | 0 | 0 | 0 | 0 | 0 | 0 | 0 | 0 | 0 | 0 | 0 | 0 | 0
704 | -2.3 | 1411.34 | 660 | 131.35 | 2202.69 | 740.21 | 177.65 | 11280.86 | 3120.55 | 14223.76 | 190.84 | 0 | 0 | 959.4 | 4428 | 4428 | 24.6 | 9827.7 | 292.44 | 2.39 | -70.76 | -1.39 | 20 | 60.71 | 0 | 0.2 | 0.2 | 1 | 0.2 | 0 | 0 | 0 | 0 | 0 | 0 | 0 | 0 | 0 | 0 | 0 | 0 | 0 | 0 | 0 | 0 | 0
705 | -2.5 | 1411.34 | 660 | 131.35 | 2202.69 | 740.21 | 177.65 | 11280.86 | 3120.55 | 14223.76 | 190.84 | 549.16 | 45.24 | 959.4 | 4428 | 4428 | 24.6 | 9827.7 | 292.43 | 2.38 | -70.92 | -1.55 | 20 | 60.74 | 0 | 0.2 | 0.2 | 1 | 0.2 | 0 | 158.09 | 0 | 90.14 | 0 | 210.79 | 0 | 90.14 | 0 | 11.75 | 0 | 5.03 | 0 | 10.3 | 0 | 5.03 | 13.13
706 | -1.1 | 1411.34 | 660 | 131.35 | 2202.69 | 740.21 | 177.65 | 11280.86 | 3120.55 | 14223.76 | 190.84 | 14876.04 | 1065.07 | 959.4 | 4428 | 4428 | 24.6 | 9827.7 | 298.15 | 8.1 | -68.47 | 0.9 | 20 | 41.03 | 0 | 0.2 | 0.2 | 1 | 0.2 | 0 | 3710.48 | 0 | 7580.93 | 0 | 2510.89 | 0 | 1073.74 | 0 | 275.67 | 0 | 422.95 | 0 | 122.66 | 0 | 59.9 | 183.89
707 | -0.5 | 1411.34 | 660 | 131.35 | 2202.69 | 740.21 | 177.65 | 11280.86 | 3120.55 | 14223.76 | 190.84 | 21750.03 | 1659.06 | 959.4 | 4428 | 4428 | 24.6 | 9827.7 | 300.86 | 10.81 | -67.36 | 2.01 | 20 | 31.69 | 0 | 0.2 | 0.2 | 1 | 0.2 | 0 | 4321.27 | 0 | 8349.06 | 0 | 6615.82 | 0 | 2463.88 | 0 | 321.05 | 0 | 465.8 | 0 | 323.2 | 0 | 137.46 | 411.55
708 | 0.8 | 1411.34 | 660 | 131.35 | 2202.69 | 740.21 | 177.65 | 11280.86 | 3120.55 | 14223.76 | 190.84 | 22248.27 | 1742.35 | 959.4 | 4428 | 4428 | 24.6 | 9827.7 | 302.2 | 12.15 | -66.04 | 3.33 | 20 | 27.05 | 0 | 0.2 | 0.2 | 1 | 0.2 | 0 | 5256.29 | 0 | 5311.29 | 0 | 8683.69 | 0 | 2997.01 | 0 | 390.52 | 0 | 296.32 | 0 | 424.21 | 0 | 167.21 | 464.09
709 | 1.9 | 1411.34 | 660 | 131.35 | 2202.69 | 740.21 | 177.65 | 11280.86 | 3120.55 | 14223.76 | 190.84 | 22583.51 | 1786.45 | 959.4 | 4428 | 4428 | 24.6 | 9827.7 | 303.31 | 13.26 | -64.93 | 4.45 | 20 | 23.24 | 0 | 0.2 | 0.2 | 1 | 0.2 | 0 | 5666.11 | 0 | 4415.36 | 0 | 9271.37 | 0 | 3230.68 | 0 | 420.97 | 0 | 246.34 | 0 | 452.92 | 0 | 180.24 | 485.98
710 | 2.4 | 1411.34 | 660 | 131.35 | 2202.69 | 740.21 | 177.65 | 11280.86 | 3120.55 | 14223.76 | 190.84 | 12919.75 | 1054.43 | 959.4 | 4428 | 4428 | 24.6 | 9827.7 | 300.75 | 10.7 | -65.16 | 4.22 | 20 | 32.07 | 0 | 0.2 | 0.2 | 1 | 0.2 | 0 | 3610.39 | 0 | 2166.69 | 0 | 5084.11 | 0 | 2058.56 | 0 | 268.24 | 0 | 120.88 | 0 | 248.37 | 0 | 114.85 | 302.1
711 | 3.6 | 1411.34 | 660 | 131.35 | 2202.69 | 740.21 | 177.65 | 11280.86 | 3120.55 | 14223.76 | 190.84 | 41620.02 | 2926.91 | 959.4 | 4428 | 4428 | 24.6 | 9827.7 | 310.7 | 20.65 | -61.85 | 7.52 | 20.65 | 0 | 0 | 0.2 | 0.2 | 1 | 0.2 | 0 | 6802.81 | 0 | 7217.8 | 0 | 23720.62 | 0 | 3878.8 | 0 | 505.42 | 0 | 402.69 | 0 | 1158.8 | 0 | 216.4 | 643.6
712 | 4.1 | 1411.34 | 660 | 131.35 | 2202.69 | 740.21 | 177.65 | 11280.86 | 3120.55 | 14223.76 | 190.84 | 79148.19 | 4779.74 | 959.4 | 4428 | 4428 | 24.6 | 9827.7 | 322.6 | 32.55 | -58.63 | 10.75 | 23.9 | 0 | 0 | 0.2 | 0.2 | 1 | 0.2 | 0 | 5739.71 | 0 | 8855.91 | 0 | 61279.93 | 0 | 3272.64 | 0 | 426.44 | 0 | 494.08 | 0 | 2993.64 | 0 | 182.58 | 683
713 | 2.6 | 1411.34 | 660 | 131.35 | 2202.69 | 740.21 | 177.65 | 11280.86 | 3120.55 | 14223.76 | 190.84 | 2509.01 | 397.3 | 959.4 | 4428 | 4428 | 24.6 | 9827.7 | 297.87 | 7.82 | -65.73 | 3.65 | 20 | 41.99 | 0 | 0.2 | 0.2 | 1 | 0.2 | 0 | 639.95 | 0 | 365.5 | 0 | 1138.68 | 0 | 364.88 | 0 | 95.09 | 0 | 40.78 | 0 | 111.25 | 0 | 40.71 | 109.46
714 | 2.5 | 1411.34 | 660 | 131.35 | 2202.69 | 740.21 | 444.13 | 11547.34 | 3387.03 | 14490.24 | 190.84 | 0 | 0 | 2398.5 | 11070 | 11070 | 61.5 | 24569.25 | 281.31 | 10.34 | -63.78 | 4.34 | 20 | 35.66 | 0 | 0.5 | 0.5 | 1 | 0.5 | 0 | 0 | 0 | 0 | 0 | 0 | 0 | 0 | 0 | 0 | 0 | 0 | 0 | 0 | 0 | 0 | 0
715 | 2.3 | 1411.34 | 660 | 131.35 | 2202.69 | 740.21 | 444.13 | 11547.34 | 3387.03 | 14490.24 | 190.84 | 0 | 0 | 2398.5 | 11070 | 11070 | 61.5 | 24569.25 | 281.13 | 10.15 | -63.98 | 4.14 | 20 | 36.34 | 0 | 0.5 | 0.5 | 1 | 0.5 | 0 | 0 | 0 | 0 | 0 | 0 | 0 | 0 | 0 | 0 | 0 | 0 | 0 | 0 | 0 | 0 | 0
716 | 2.4 | 1411.34 | 660 | 131.35 | 2202.69 | 740.21 | 444.13 | 11547.34 | 3387.03 | 14490.24 | 190.84 | 0 | 0 | 2398.5 | 11070 | 11070 | 61.5 | 24569.25 | 281.22 | 10.25 | -63.88 | 4.24 | 20 | 36 | 0 | 0.5 | 0.5 | 1 | 0.5 | 0 | 0 | 0 | 0 | 0 | 0 | 0 | 0 | 0 | 0 | 0 | 0 | 0 | 0 | 0 | 0 | 0
717 | 2.5 | 1411.34 | 660 | 131.35 | 2202.69 | 740.21 | 444.13 | 11547.34 | 3387.03 | 14490.24 | 190.84 | 0 | 0 | 2398.5 | 11070 | 11070 | 61.5 | 24569.25 | 281.31 | 10.34 | -63.78 | 4.34 | 20 | 35.66 | 0 | 0.5 | 0.5 | 1 | 0.5 | 0 | 0 | 0 | 0 | 0 | 0 | 0 | 0 | 0 | 0 | 0 | 0 | 0 | 0 | 0 | 0 | 0
718 | 1.9 | 1411.34 | 660 | 131.35 | 2202.69 | 740.21 | 444.13 | 11547.34 | 3387.03 | 14490.24 | 190.84 | 0 | 0 | 2398.5 | 11070 | 11070 | 61.5 | 24569.25 | 280.76 | 9.79 | -64.37 | 3.74 | 20 | 37.69 | 0 | 0.5 | 0.5 | 1 | 0.5 | 0 | 0 | 0 | 0 | 0 | 0 | 0 | 0 | 0 | 0 | 0 | 0 | 0 | 0 | 0 | 0 | 0
719 | 1.6 | 1411.34 | 660 | 131.35 | 2202.69 | 740.21 | 444.13 | 11547.34 | 3387.03 | 14490.24 | 190.84 | 0 | 0 | 2398.5 | 11070 | 11070 | 61.5 | 24569.25 | 280.49 | 9.51 | -64.67 | 3.45 | 20 | 38.71 | 0 | 0.5 | 0.5 | 1 | 0.5 | 0 | 0 | 0 | 0 | 0 | 0 | 0 | 0 | 0 | 0 | 0 | 0 | 0 | 0 | 0 | 0 | 0
720 | 0.5 | 1411.34 | 660 | 131.35 | 2202.69 | 740.21 | 444.13 | 11547.34 | 3387.03 | 14490.24 | 190.84 | 0 | 0 | 2398.5 | 11070 | 11070 | 61.5 | 24569.25 | 279.48 | 8.5 | -65.75 | 2.36 | 20 | 42.43 | 0 | 0.5 | 0.5 | 1 | 0.5 | 0 | 0 | 0 | 0 | 0 | 0 | 0 | 0 | 0 | 0 | 0 | 0 | 0 | 0 | 0 | 0 | 0
721 | 1.1 | 1411.34 | 660 | 131.35 | 2202.69 | 740.21 | 444.13 | 11547.34 | 3387.03 | 14490.24 | 190.84 | 0 | 0 | 2398.5 | 2214 | 2214 | 61.5 | 6857.25 | 275.23 | 4.25 | -66.37 | 1.75 | 20 | 58.11 | 0 | 0.5 | 0.1 | 0.5 | 0.5 | 0 | 0 | 0 | 0 | 0 | 0 | 0 | 0 | 0 | 0 | 0 | 0 | 0 | 0 | 0 | 0 | 0
722 | 0.9 | 1411.34 | 660 | 131.35 | 2202.69 | 740.21 | 444.13 | 11547.34 | 3387.03 | 14490.24 | 190.84 | 0 | 0 | 2398.5 | 2214 | 2214 | 61.5 | 6857.25 | 275.05 | 4.07 | -66.56 | 1.55 | 20 | 58.79 | 0 | 0.5 | 0.1 | 0.5 | 0.5 | 0 | 0 | 0 | 0 | 0 | 0 | 0 | 0 | 0 | 0 | 0 | 0 | 0 | 0 | 0 | 0 | 0
723 | 0.7 | 1411.34 | 660 | 131.35 | 2202.69 | 740.21 | 444.13 | 11547.34 | 3387.03 | 14490.24 | 190.84 | 0 | 0 | 2398.5 | 2214 | 2214 | 61.5 | 6857.25 | 274.86 | 3.89 | -66.76 | 1.35 | 20 | 59.47 | 0 | 0.5 | 0.1 | 0.5 | 0.5 | 0 | 0 | 0 | 0 | 0 | 0 | 0 | 0 | 0 | 0 | 0 | 0 | 0 | 0 | 0 | 0 | 0
724 | 0.7 | 1411.34 | 660 | 131.35 | 2202.69 | 740.21 | 444.13 | 11547.34 | 3387.03 | 14490.24 | 190.84 | 0 | 0 | 2398.5 | 2214 | 2214 | 61.5 | 6857.25 | 274.86 | 3.89 | -66.76 | 1.35 | 20 | 59.47 | 0 | 0.5 | 0.1 | 0.5 | 0.5 | 0 | 0 | 0 | 0 | 0 | 0 | 0 | 0 | 0 | 0 | 0 | 0 | 0 | 0 | 0 | 0 | 0
725 | 1 | 1411.34 | 660 | 131.35 | 2202.69 | 740.21 | 444.13 | 11547.34 | 3387.03 | 14490.24 | 190.84 | 0 | 0 | 2398.5 | 2214 | 2214 | 61.5 | 6857.25 | 275.14 | 4.16 | -66.47 | 1.65 | 20 | 58.45 | 0 | 0.5 | 0.1 | 0.5 | 0.5 | 0 | 0 | 0 | 0 | 0 | 0 | 0 | 0 | 0 | 0 | 0 | 0 | 0 | 0 | 0 | 0 | 0
726 | 0.8 | 1411.34 | 660 | 131.35 | 2202.69 | 740.21 | 444.13 | 11547.34 | 3387.03 | 14490.24 | 190.84 | 0 | 0 | 2398.5 | 2214 | 2214 | 61.5 | 6857.25 | 274.95 | 3.98 | -66.66 | 1.45 | 20 | 59.13 | 0 | 0.5 | 0.1 | 0.5 | 0.5 | 0 | 0 | 0 | 0 | 0 | 0 | 0 | 0 | 0 | 0 | 0 | 0 | 0 | 0 | 0 | 0 | 0
727 | 0.5 | 1411.34 | 660 | 131.35 | 2202.69 | 740.21 | 444.13 | 11547.34 | 3387.03 | 14490.24 | 190.84 | 0 | 0 | 2398.5 | 2214 | 2214 | 61.5 | 6857.25 | 274.68 | 3.7 | -66.96 | 1.16 | 20 | 60.14 | 0 | 0.5 | 0.1 | 0.5 | 0.5 | 0 | 0 | 0 | 0 | 0 | 0 | 0 | 0 | 0 | 0 | 0 | 0 | 0 | 0 | 0 | 0 | 0
728 | 0.3 | 1411.34 | 660 | 131.35 | 2202.69 | 740.21 | 177.65 | 11280.86 | 3120.55 | 14223.76 | 190.84 | 0 | 0 | 959.4 | 4428 | 4428 | 24.6 | 9827.7 | 294.79 | 4.74 | -68.2 | 1.18 | 20 | 52.6 | 0 | 0.2 | 0.2 | 1 | 0.2 | 0 | 0 | 0 | 0 | 0 | 0 | 0 | 0 | 0 | 0 | 0 | 0 | 0 | 0 | 0 | 0 | 0
729 | 0.4 | 1411.34 | 660 | 131.35 | 2202.69 | 740.21 | 177.65 | 11280.86 | 3120.55 | 14223.76 | 190.84 | 0 | 0 | 959.4 | 4428 | 4428 | 24.6 | 9827.7 | 294.88 | 4.83 | -68.1 | 1.28 | 20 | 52.29 | 0 | 0.2 | 0.2 | 1 | 0.2 | 0 | 0 | 0 | 0 | 0 | 0 | 0 | 0 | 0 | 0 | 0 | 0 | 0 | 0 | 0 | 0 | 0
730 | 0.6 | 1411.34 | 660 | 131.35 | 2202.69 | 740.21 | 177.65 | 11280.86 | 3120.55 | 14223.76 | 190.84 | 3568.43 | 291.93 | 959.4 | 4428 | 4428 | 24.6 | 9827.7 | 296.18 | 6.13 | -67.63 | 1.74 | 20 | 47.8 | 0 | 0.2 | 0.2 | 1 | 0.2 | 0 | 1020.38 | 0 | 650.56 | 0 | 1329.12 | 0 | 568.37 | 0 | 75.81 | 0 | 36.3 | 0 | 64.93 | 0 | 31.71 | 83.19
731 | 1.1 | 1411.34 | 660 | 131.35 | 2202.69 | 740.21 | 177.65 | 11280.86 | 3120.55 | 14223.76 | 190.84 | 13557.99 | 1079.63 | 959.4 | 4428 | 4428 | 24.6 | 9827.7 | 299.76 | 9.71 | -66.39 | 2.98 | 20 | 35.47 | 0 | 0.2 | 0.2 | 1 | 0.2 | 0 | 3391.12 | 0 | 3495.26 | 0 | 4738.08 | 0 | 1933.53 | 0 | 251.95 | 0 | 195 | 0 | 231.46 | 0 | 107.87 | 293.34
732 | 1.4 | 1411.34 | 660 | 131.35 | 2202.69 | 740.21 | 177.65 | 11280.86 | 3120.55 | 14223.76 | 190.84 | 18858.54 | 1501.79 | 959.4 | 4428 | 4428 | 24.6 | 9827.7 | 301.69 | 11.64 | -65.7 | 3.67 | 20 | 28.81 | 0 | 0.2 | 0.2 | 1 | 0.2 | 0 | 4801.3 | 0 | 4006.54 | 0 | 7313.12 | 0 | 2737.58 | 0 | 356.72 | 0 | 223.53 | 0 | 357.26 | 0 | 152.73 | 411.55
733 | 1.5 | 1411.34 | 660 | 131.35 | 2202.69 | 740.21 | 177.65 | 11280.86 | 3120.55 | 14223.76 | 190.84 | 23256.48 | 1837.61 | 959.4 | 4428 | 4428 | 24.6 | 9827.7 | 303.16 | 13.11 | -65.27 | 4.1 | 20 | 23.76 | 0 | 0.2 | 0.2 | 1 | 0.2 | 0 | 5803.32 | 0 | 4576.3 | 0 | 9567.95 | 0 | 3308.91 | 0 | 431.16 | 0 | 255.32 | 0 | 467.41 | 0 | 184.61 | 499.12
734 | 2.2 | 1411.34 | 660 | 131.35 | 2202.69 | 740.21 | 177.65 | 11280.86 | 3120.55 | 14223.76 | 190.84 | 24721.98 | 1937.85 | 959.4 | 4428 | 4428 | 24.6 | 9827.7 | 304.24 | 14.2 | -64.47 | 4.9 | 20 | 20.01 | 0 | 0.2 | 0.2 | 1 | 0.2 | 0 | 6048.54 | 0 | 4510.32 | 0 | 10714.39 | 0 | 3448.73 | 0 | 449.38 | 0 | 251.64 | 0 | 523.42 | 0 | 192.41 | 521.01
735 | 2.5 | 1411.34 | 660 | 131.35 | 2202.69 | 740.21 | 177.65 | 11280.86 | 3120.55 | 14223.76 | 190.84 | 43630.54 | 3059.54 | 959.4 | 4428 | 4428 | 24.6 | 9827.7 | 310.33 | 20.28 | -62.79 | 6.59 | 20.28 | 0 | 0 | 0.2 | 0.2 | 1 | 0.2 | 0 | 6995.67 | 0 | 7575.27 | 0 | 25070.84 | 0 | 3988.76 | 0 | 519.75 | 0 | 422.63 | 0 | 1224.76 | 0 | 222.54 | 669.87
736 | 3.4 | 1411.34 | 660 | 131.35 | 2202.69 | 740.21 | 177.65 | 11280.86 | 3120.55 | 14223.76 | 190.84 | 33214.66 | 2276.16 | 959.4 | 4428 | 4428 | 24.6 | 9827.7 | 307.9 | 17.85 | -62.68 | 6.7 | 20 | 7.4 | 0 | 0.2 | 0.2 | 1 | 0.2 | 0 | 5115.85 | 0 | 4367.82 | 0 | 20814.06 | 0 | 2916.93 | 0 | 380.08 | 0 | 243.69 | 0 | 1016.81 | 0 | 162.74 | 472.85
737 | 2.6 | 1411.34 | 660 | 131.35 | 2202.69 | 740.21 | 177.65 | 11280.86 | 3120.55 | 14223.76 | 190.84 | 11172.07 | 785.97 | 959.4 | 4428 | 4428 | 24.6 | 9827.7 | 300.34 | 10.29 | -65.1 | 4.28 | 20 | 33.47 | 0 | 0.2 | 0.2 | 1 | 0.2 | 0 | 2080.7 | 0 | 1192.34 | 0 | 6712.67 | 0 | 1186.36 | 0 | 154.59 | 0 | 66.52 | 0 | 327.93 | 0 | 66.19 | 170.75
738 | 1.5 | 1411.34 | 660 | 131.35 | 2202.69 | 740.21 | 444.13 | 11547.34 | 3387.03 | 14490.24 | 190.84 | 524.24 | 43.78 | 2398.5 | 11070 | 11070 | 61.5 | 24569.25 | 280.55 | 9.57 | -64.73 | 3.39 | 20 | 38.48 | 0 | 0.5 | 0.5 | 1 | 0.5 | 0 | 150.92 | 0 | 86.05 | 0 | 201.22 | 0 | 86.05 | 0 | 11.21 | 0 | 4.8 | 0 | 9.83 | 0 | 4.8 | 13.13
739 | 2.2 | 1411.34 | 660 | 131.35 | 2202.69 | 740.21 | 444.13 | 11547.34 | 3387.03 | 14490.24 | 190.84 | 0 | 0 | 2398.5 | 11070 | 11070 | 61.5 | 24569.25 | 281.04 | 10.06 | -64.07 | 4.04 | 20 | 36.67 | 0 | 0.5 | 0.5 | 1 | 0.5 | 0 | 0 | 0 | 0 | 0 | 0 | 0 | 0 | 0 | 0 | 0 | 0 | 0 | 0 | 0 | 0 | 0
740 | 3.5 | 1411.34 | 660 | 131.35 | 2202.69 | 740.21 | 444.13 | 11547.34 | 3387.03 | 14490.24 | 190.84 | 0 | 0 | 2398.5 | 11070 | 11070 | 61.5 | 24569.25 | 282.23 | 11.26 | -62.79 | 5.32 | 20 | 32.27 | 0 | 0.5 | 0.5 | 1 | 0.5 | 0 | 0 | 0 | 0 | 0 | 0 | 0 | 0 | 0 | 0 | 0 | 0 | 0 | 0 | 0 | 0 | 0
741 | 4 | 1411.34 | 660 | 131.35 | 2202.69 | 740.21 | 444.13 | 11547.34 | 3387.03 | 14490.24 | 190.84 | 0 | 0 | 2398.5 | 11070 | 11070 | 61.5 | 24569.25 | 282.69 | 11.71 | -62.3 | 5.82 | 20 | 30.58 | 0 | 0.5 | 0.5 | 1 | 0.5 | 0 | 0 | 0 | 0 | 0 | 0 | 0 | 0 | 0 | 0 | 0 | 0 | 0 | 0 | 0 | 0 | 0
742 | 4.1 | 1411.34 | 660 | 131.35 | 2202.69 | 740.21 | 444.13 | 11547.34 | 3387.03 | 14490.24 | 190.84 | 0 | 0 | 2398.5 | 11070 | 11070 | 61.5 | 24569.25 | 282.78 | 11.81 | -62.2 | 5.92 | 20 | 30.24 | 0 | 0.5 | 0.5 | 1 | 0.5 | 0 | 0 | 0 | 0 | 0 | 0 | 0 | 0 | 0 | 0 | 0 | 0 | 0 | 0 | 0 | 0 | 0
743 | 4.5 | 1411.34 | 660 | 131.35 | 2202.69 | 740.21 | 444.13 | 11547.34 | 3387.03 | 14490.24 | 190.84 | 0 | 0 | 2398.5 | 11070 | 11070 | 61.5 | 24569.25 | 283.15 | 12.17 | -61.8 | 6.31 | 20 | 28.88 | 0 | 0.5 | 0.5 | 1 | 0.5 | 0 | 0 | 0 | 0 | 0 | 0 | 0 | 0 | 0 | 0 | 0 | 0 | 0 | 0 | 0 | 0 | 0
744 | 4.7 | 1411.34 | 660 | 131.35 | 2202.69 | 740.21 | 444.13 | 11547.34 | 3387.03 | 14490.24 | 190.84 | 0 | 0 | 2398.5 | 11070 | 11070 | 61.5 | 24569.25 | 283.33 | 12.36 | -61.61 | 6.51 | 20 | 28.21 | 0 | 0.5 | 0.5 | 1 | 0.5 | 0 | 0 | 0 | 0 | 0 | 0 | 0 | 0 | 0 | 0 | 0 | 0 | 0 | 0 | 0 | 0 | 0
745 | 5.9 | 1411.34 | 660 | 131.35 | 2202.69 | 740.21 | 444.13 | 11547.34 | 3387.03 | 14490.24 | 190.84 | 0 | 0 | 2398.5 | 2214 | 2214 | 61.5 | 6857.25 | 279.63 | 8.66 | -61.63 | 6.49 | 20 | 41.85 | 0 | 0.5 | 0.1 | 0.5 | 0.5 | 0 | 0 | 0 | 0 | 0 | 0 | 0 | 0 | 0 | 0 | 0 | 0 | 0 | 0 | 0 | 0 | 0
746 | 5.5 | 1411.34 | 660 | 131.35 | 2202.69 | 740.21 | 444.13 | 11547.34 | 3387.03 | 14490.24 | 190.84 | 0 | 0 | 2398.5 | 2214 | 2214 | 61.5 | 6857.25 | 279.27 | 8.29 | -62.02 | 6.09 | 20 | 43.21 | 0 | 0.5 | 0.1 | 0.5 | 0.5 | 0 | 0 | 0 | 0 | 0 | 0 | 0 | 0 | 0 | 0 | 0 | 0 | 0 | 0 | 0 | 0 | 0
747 | 5.9 | 1411.34 | 660 | 131.35 | 2202.69 | 740.21 | 444.13 | 11547.34 | 3387.03 | 14490.24 | 190.84 | 0 | 0 | 2398.5 | 2214 | 2214 | 61.5 | 6857.25 | 279.63 | 8.66 | -61.63 | 6.49 | 20 | 41.85 | 0 | 0.5 | 0.1 | 0.5 | 0.5 | 0 | 0 | 0 | 0 | 0 | 0 | 0 | 0 | 0 | 0 | 0 | 0 | 0 | 0 | 0 | 0 | 0
748 | 6.3 | 1411.34 | 660 | 131.35 | 2202.69 | 740.21 | 444.13 | 11547.34 | 3387.03 | 14490.24 | 190.84 | 0 | 0 | 2398.5 | 2214 | 2214 | 61.5 | 6857.25 | 280 | 9.03 | -61.23 | 6.88 | 20 | 40.5 | 0 | 0.5 | 0.1 | 0.5 | 0.5 | 0 | 0 | 0 | 0 | 0 | 0 | 0 | 0 | 0 | 0 | 0 | 0 | 0 | 0 | 0 | 0 | 0
749 | 6.9 | 1411.34 | 660 | 131.35 | 2202.69 | 740.21 | 444.13 | 11547.34 | 3387.03 | 14490.24 | 190.84 | 0 | 0 | 2398.5 | 2214 | 2214 | 61.5 | 6857.25 | 280.55 | 9.58 | -60.64 | 7.47 | 20 | 38.47 | 0 | 0.5 | 0.1 | 0.5 | 0.5 | 0 | 0 | 0 | 0 | 0 | 0 | 0 | 0 | 0 | 0 | 0 | 0 | 0 | 0 | 0 | 0 | 0
750 | 7.1 | 1411.34 | 660 | 131.35 | 2202.69 | 740.21 | 444.13 | 11547.34 | 3387.03 | 14490.24 | 190.84 | 0 | 0 | 2398.5 | 2214 | 2214 | 61.5 | 6857.25 | 280.74 | 9.76 | -60.45 | 7.67 | 20 | 37.79 | 0 | 0.5 | 0.1 | 0.5 | 0.5 | 0 | 0 | 0 | 0 | 0 | 0 | 0 | 0 | 0 | 0 | 0 | 0 | 0 | 0 | 0 | 0 | 0
751 | 7.6 | 1411.34 | 660 | 131.35 | 2202.69 | 740.21 | 444.13 | 11547.34 | 3387.03 | 14490.24 | 190.84 | 0 | 0 | 2398.5 | 2214 | 2214 | 61.5 | 6857.25 | 281.2 | 10.22 | -59.95 | 8.16 | 20 | 36.1 | 0 | 0.5 | 0.1 | 0.5 | 0.5 | 0 | 0 | 0 | 0 | 0 | 0 | 0 | 0 | 0 | 0 | 0 | 0 | 0 | 0 | 0 | 0 | 0
752 | 7.9 | 1411.34 | 660 | 131.35 | 2202.69 | 740.21 | 177.65 | 11280.86 | 3120.55 | 14223.76 | 190.84 | 0 | 0 | 959.4 | 4428 | 4428 | 24.6 | 9827.7 | 301.67 | 11.62 | -60.7 | 8.68 | 20 | 28.89 | 0 | 0.2 | 0.2 | 1 | 0.2 | 0 | 0 | 0 | 0 | 0 | 0 | 0 | 0 | 0 | 0 | 0 | 0 | 0 | 0 | 0 | 0 | 0
753 | 8.7 | 1411.34 | 660 | 131.35 | 2202.69 | 740.21 | 177.65 | 11280.86 | 3120.55 | 14223.76 | 190.84 | 0 | 0 | 959.4 | 4428 | 4428 | 24.6 | 9827.7 | 302.4 | 12.35 | -59.91 | 9.47 | 20 | 26.39 | 0 | 0.2 | 0.2 | 1 | 0.2 | 0 | 0 | 0 | 0 | 0 | 0 | 0 | 0 | 0 | 0 | 0 | 0 | 0 | 0 | 0 | 0 | 0
754 | 10.1 | 1411.34 | 660 | 131.35 | 2202.69 | 740.21 | 177.65 | 11280.86 | 3120.55 | 14223.76 | 190.84 | 4167.12 | 340.11 | 959.4 | 4428 | 4428 | 24.6 | 9827.7 | 304.97 | 14.92 | -58.21 | 11.16 | 20 | 17.51 | 0 | 0.2 | 0.2 | 1 | 0.2 | 0 | 1191.37 | 0 | 765.45 | 0 | 1548.23 | 0 | 662.07 | 0 | 88.51 | 0 | 42.71 | 0 | 75.63 | 0 | 36.94 | 96.32
755 | 10.6 | 1411.34 | 660 | 131.35 | 2202.69 | 740.21 | 177.65 | 11280.86 | 3120.55 | 14223.76 | 190.84 | 14754.01 | 1169.94 | 959.4 | 4428 | 4428 | 24.6 | 9827.7 | 308.73 | 18.68 | -56.93 | 12.44 | 20 | 4.54 | 0 | 0.2 | 0.2 | 1 | 0.2 | 0 | 3606.61 | 0 | 4022.21 | 0 | 5068.8 | 0 | 2056.4 | 0 | 267.95 | 0 | 224.4 | 0 | 247.62 | 0 | 114.73 | 315.23
756 | 11.5 | 1411.34 | 660 | 131.35 | 2202.69 | 740.21 | 177.65 | 11280.86 | 3120.55 | 14223.76 | 190.84 | 71033.95 | 4947.83 | 959.4 | 4428 | 4428 | 24.6 | 9827.7 | 326.97 | 36.92 | -51.87 | 17.5 | 23.9 | 0 | 0 | 0.2 | 0.2 | 1 | 0.2 | 0 | 8121.97 | 0 | 29634.51 | 0 | 28646.52 | 0 | 4630.95 | 0 | 603.43 | 0 | 1653.34 | 0 | 1399.44 | 0 | 258.37 | 1033.26
757 | 11.8 | 1411.34 | 660 | 131.35 | 2202.69 | 740.21 | 177.65 | 11280.86 | 3120.55 | 14223.76 | 190.84 | 51531.17 | 6825.97 | 959.4 | 4428 | 4428 | 24.6 | 9827.7 | 322.28 | 32.23 | -52.8 | 16.57 | 23.9 | 0 | 0 | 0.2 | 0.2 | 1 | 0.2 | 0 | 4210.08 | 0 | 17530.51 | 0 | 27390.09 | 0 | 2400.49 | 0 | 625.58 | 0 | 1956.09 | 0 | 2676.11 | 0 | 267.85 | 1300.33
758 | 12.1 | 1411.34 | 660 | 131.35 | 2202.69 | 740.21 | 177.65 | 11280.86 | 3120.55 | 14223.76 | 190.84 | 43568 | 5761.6 | 959.4 | 4428 | 4428 | 24.6 | 9827.7 | 319.94 | 29.89 | -53.13 | 16.24 | 23.9 | 0 | 0 | 0.2 | 0.2 | 1 | 0.2 | 0 | 4482.42 | 0 | 10571.36 | 0 | 25958.46 | 0 | 2555.77 | 0 | 666.05 | 0 | 1179.57 | 0 | 2536.24 | 0 | 285.18 | 1094.56
759 | 11.1 | 1411.34 | 660 | 131.35 | 2202.69 | 740.21 | 177.65 | 11280.86 | 3120.55 | 14223.76 | 190.84 | 24637.42 | 3414.1 | 959.4 | 4428 | 4428 | 24.6 | 9827.7 | 312.86 | 22.81 | -55.59 | 13.78 | 22.81 | 0 | 0 | 0.2 | 0.2 | 1 | 0.2 | 0 | 3675.76 | 0 | 4296.92 | 0 | 14568.92 | 0 | 2095.83 | 0 | 546.19 | 0 | 479.46 | 0 | 1423.44 | 0 | 233.86 | 731.16
760 | 10.6 | 1411.34 | 660 | 131.35 | 2202.69 | 740.21 | 177.65 | 11280.86 | 3120.55 | 14223.76 | 190.84 | 48214.04 | 3123.85 | 959.4 | 4428 | 4428 | 24.6 | 9827.7 | 319.12 | 29.07 | -54.47 | 14.9 | 23.9 | 0 | 0 | 0.2 | 0.2 | 1 | 0.2 | 0 | 5684.21 | 0 | 5904.68 | 0 | 33384.15 | 0 | 3241 | 0 | 422.31 | 0 | 329.43 | 0 | 1630.88 | 0 | 180.82 | 560.41
761 | 9.5 | 1411.34 | 660 | 131.35 | 2202.69 | 740.21 | 177.65 | 11280.86 | 3120.55 | 14223.76 | 190.84 | 3146 | 496.34 | 959.4 | 4428 | 4428 | 24.6 | 9827.7 | 304.33 | 14.28 | -58.87 | 10.51 | 20 | 19.72 | 0 | 0.2 | 0.2 | 1 | 0.2 | 0 | 797.9 | 0 | 455.25 | 0 | 1437.91 | 0 | 454.94 | 0 | 118.56 | 0 | 50.8 | 0 | 140.49 | 0 | 50.76 | 135.72
762 | 9.2 | 1411.34 | 660 | 131.35 | 2202.69 | 740.21 | 444.13 | 11547.34 | 3387.03 | 14490.24 | 190.84 | 0 | 0 | 2398.5 | 11070 | 11070 | 61.5 | 24569.25 | 287.46 | 16.49 | -57.17 | 10.95 | 20 | 12.96 | 0 | 0.5 | 0.5 | 1 | 0.5 | 0 | 0 | 0 | 0 | 0 | 0 | 0 | 0 | 0 | 0 | 0 | 0 | 0 | 0 | 0 | 0 | 0
763 | 9.5 | 1411.34 | 660 | 131.35 | 2202.69 | 740.21 | 444.13 | 11547.34 | 3387.03 | 14490.24 | 190.84 | 0 | 0 | 2398.5 | 11070 | 11070 | 61.5 | 24569.25 | 287.74 | 16.76 | -56.87 | 11.25 | 20 | 11.95 | 0 | 0.5 | 0.5 | 1 | 0.5 | 0 | 0 | 0 | 0 | 0 | 0 | 0 | 0 | 0 | 0 | 0 | 0 | 0 | 0 | 0 | 0 | 0
764 | 10.1 | 1411.34 | 660 | 131.35 | 2202.69 | 740.21 | 444.13 | 11547.34 | 3387.03 | 14490.24 | 190.84 | 0 | 0 | 2398.5 | 11070 | 11070 | 61.5 | 24569.25 | 288.29 | 17.31 | -56.28 | 11.84 | 20 | 9.92 | 0 | 0.5 | 0.5 | 1 | 0.5 | 0 | 0 | 0 | 0 | 0 | 0 | 0 | 0 | 0 | 0 | 0 | 0 | 0 | 0 | 0 | 0 | 0
765 | 9.7 | 1411.34 | 660 | 131.35 | 2202.69 | 740.21 | 444.13 | 11547.34 | 3387.03 | 14490.24 | 190.84 | 0 | 0 | 2398.5 | 11070 | 11070 | 61.5 | 24569.25 | 287.92 | 16.95 | -56.67 | 11.44 | 20 | 11.27 | 0 | 0.5 | 0.5 | 1 | 0.5 | 0 | 0 | 0 | 0 | 0 | 0 | 0 | 0 | 0 | 0 | 0 | 0 | 0 | 0 | 0 | 0 | 0
766 | 10 | 1411.34 | 660 | 131.35 | 2202.69 | 740.21 | 444.13 | 11547.34 | 3387.03 | 14490.24 | 190.84 | 0 | 0 | 2398.5 | 11070 | 11070 | 61.5 | 24569.25 | 288.2 | 17.22 | -56.38 | 11.74 | 20 | 10.26 | 0 | 0.5 | 0.5 | 1 | 0.5 | 0 | 0 | 0 | 0 | 0 | 0 | 0 | 0 | 0 | 0 | 0 | 0 | 0 | 0 | 0 | 0 | 0
767 | 9.9 | 1411.34 | 660 | 131.35 | 2202.69 | 740.21 | 444.13 | 11547.34 | 3387.03 | 14490.24 | 190.84 | 0 | 0 | 2398.5 | 11070 | 11070 | 61.5 | 24569.25 | 288.11 | 17.13 | -56.48 | 11.64 | 20 | 10.59 | 0 | 0.5 | 0.5 | 1 | 0.5 | 0 | 0 | 0 | 0 | 0 | 0 | 0 | 0 | 0 | 0 | 0 | 0 | 0 | 0 | 0 | 0 | 0
768 | 10.7 | 1411.34 | 660 | 131.35 | 2202.69 | 740.21 | 444.13 | 11547.34 | 3387.03 | 14490.24 | 190.84 | 0 | 0 | 2398.5 | 11070 | 11070 | 61.5 | 24569.25 | 288.84 | 17.86 | -55.69 | 12.43 | 20 | 7.88 | 0 | 0.5 | 0.5 | 1 | 0.5 | 0 | 0 | 0 | 0 | 0 | 0 | 0 | 0 | 0 | 0 | 0 | 0 | 0 | 0 | 0 | 0 | 0
769 | 11.2 | 1411.34 | 660 | 131.35 | 2202.69 | 740.21 | 444.13 | 11547.34 | 3387.03 | 14490.24 | 190.84 | 0 | 0 | 2398.5 | 2214 | 2214 | 61.5 | 6857.25 | 284.5 | 13.52 | -56.4 | 11.72 | 20 | 23.9 | 0 | 0.5 | 0.1 | 0.5 | 0.5 | 0 | 0 | 0 | 0 | 0 | 0 | 0 | 0 | 0 | 0 | 0 | 0 | 0 | 0 | 0 | 0 | 0
770 | 10.8 | 1411.34 | 660 | 131.35 | 2202.69 | 740.21 | 444.13 | 11547.34 | 3387.03 | 14490.24 | 190.84 | 0 | 0 | 2398.5 | 2214 | 2214 | 61.5 | 6857.25 | 284.13 | 13.16 | -56.79 | 11.32 | 20 | 25.26 | 0 | 0.5 | 0.1 | 0.5 | 0.5 | 0 | 0 | 0 | 0 | 0 | 0 | 0 | 0 | 0 | 0 | 0 | 0 | 0 | 0 | 0 | 0 | 0
771 | 10.8 | 1411.34 | 660 | 131.35 | 2202.69 | 740.21 | 444.13 | 11547.34 | 3387.03 | 14490.24 | 190.84 | 0 | 0 | 2398.5 | 2214 | 2214 | 61.5 | 6857.25 | 284.13 | 13.16 | -56.79 | 11.32 | 20 | 25.26 | 0 | 0.5 | 0.1 | 0.5 | 0.5 | 0 | 0 | 0 | 0 | 0 | 0 | 0 | 0 | 0 | 0 | 0 | 0 | 0 | 0 | 0 | 0 | 0
772 | 10.8 | 1411.34 | 660 | 131.35 | 2202.69 | 740.21 | 444.13 | 11547.34 | 3387.03 | 14490.24 | 190.84 | 0 | 0 | 2398.5 | 2214 | 2214 | 61.5 | 6857.25 | 284.13 | 13.16 | -56.79 | 11.32 | 20 | 25.26 | 0 | 0.5 | 0.1 | 0.5 | 0.5 | 0 | 0 | 0 | 0 | 0 | 0 | 0 | 0 | 0 | 0 | 0 | 0 | 0 | 0 | 0 | 0 | 0
773 | 10.8 | 1411.34 | 660 | 131.35 | 2202.69 | 740.21 | 444.13 | 11547.34 | 3387.03 | 14490.24 | 190.84 | 0 | 0 | 2398.5 | 2214 | 2214 | 61.5 | 6857.25 | 284.13 | 13.16 | -56.79 | 11.32 | 20 | 25.26 | 0 | 0.5 | 0.1 | 0.5 | 0.5 | 0 | 0 | 0 | 0 | 0 | 0 | 0 | 0 | 0 | 0 | 0 | 0 | 0 | 0 | 0 | 0 | 0
774 | 10.6 | 1411.34 | 660 | 131.35 | 2202.69 | 740.21 | 444.13 | 11547.34 | 3387.03 | 14490.24 | 190.84 | 0 | 0 | 2398.5 | 2214 | 2214 | 61.5 | 6857.25 | 283.95 | 12.97 | -56.99 | 11.12 | 20 | 25.94 | 0 | 0.5 | 0.1 | 0.5 | 0.5 | 0 | 0 | 0 | 0 | 0 | 0 | 0 | 0 | 0 | 0 | 0 | 0 | 0 | 0 | 0 | 0 | 0
775 | 10.5 | 1411.34 | 660 | 131.35 | 2202.69 | 740.21 | 444.13 | 11547.34 | 3387.03 | 14490.24 | 190.84 | 0 | 0 | 2398.5 | 2214 | 2214 | 61.5 | 6857.25 | 283.86 | 12.88 | -57.09 | 11.03 | 20 | 26.27 | 0 | 0.5 | 0.1 | 0.5 | 0.5 | 0 | 0 | 0 | 0 | 0 | 0 | 0 | 0 | 0 | 0 | 0 | 0 | 0 | 0 | 0 | 0 | 0
776 | 10.1 | 1411.34 | 660 | 131.35 | 2202.69 | 740.21 | 177.65 | 11280.86 | 3120.55 | 14223.76 | 190.84 | 0 | 0 | 959.4 | 4428 | 4428 | 24.6 | 9827.7 | 303.66 | 13.61 | -58.53 | 10.85 | 20 | 22.02 | 0 | 0.2 | 0.2 | 1 | 0.2 | 0 | 0 | 0 | 0 | 0 | 0 | 0 | 0 | 0 | 0 | 0 | 0 | 0 | 0 | 0 | 0 | 0
777 | 10 | 1411.34 | 660 | 131.35 | 2202.69 | 740.21 | 177.65 | 11280.86 | 3120.55 | 14223.76 | 190.84 | 0 | 0 | 959.4 | 4428 | 4428 | 24.6 | 9827.7 | 303.57 | 13.52 | -58.63 | 10.75 | 20 | 22.33 | 0 | 0.2 | 0.2 | 1 | 0.2 | 0 | 0 | 0 | 0 | 0 | 0 | 0 | 0 | 0 | 0 | 0 | 0 | 0 | 0 | 0 | 0 | 0
778 | 9.8 | 1411.34 | 660 | 131.35 | 2202.69 | 740.21 | 177.65 | 11280.86 | 3120.55 | 14223.76 | 190.84 | 1060.55 | 88.28 | 959.4 | 4428 | 4428 | 24.6 | 9827.7 | 303.72 | 13.67 | -58.74 | 10.63 | 20 | 21.81 | 0 | 0.2 | 0.2 | 1 | 0.2 | 0 | 304.76 | 0 | 179.76 | 0 | 403.48 | 0 | 172.54 | 0 | 22.64 | 0 | 10.03 | 0 | 19.71 | 0 | 9.63 | 26.27
779 | 9.6 | 1411.34 | 660 | 131.35 | 2202.69 | 740.21 | 177.65 | 11280.86 | 3120.55 | 14223.76 | 190.84 | 1937.5 | 161.39 | 959.4 | 4428 | 4428 | 24.6 | 9827.7 | 303.82 | 13.77 | -58.88 | 10.5 | 20 | 21.48 | 0 | 0.2 | 0.2 | 1 | 0.2 | 0 | 555.22 | 0 | 324.43 | 0 | 741.28 | 0 | 316.57 | 0 | 41.25 | 0 | 18.1 | 0 | 36.21 | 0 | 17.66 | 48.16
780 | 9.7 | 1411.34 | 660 | 131.35 | 2202.69 | 740.21 | 177.65 | 11280.86 | 3120.55 | 14223.76 | 190.84 | 5021.13 | 415.83 | 959.4 | 4428 | 4428 | 24.6 | 9827.7 | 304.88 | 14.83 | -58.54 | 10.83 | 20 | 17.83 | 0 | 0.2 | 0.2 | 1 | 0.2 | 0 | 1431.56 | 0 | 844.56 | 0 | 1928.77 | 0 | 816.24 | 0 | 106.36 | 0 | 47.12 | 0 | 94.22 | 0 | 45.54 | 122.59
781 | 9.9 | 1411.34 | 660 | 131.35 | 2202.69 | 740.21 | 177.65 | 11280.86 | 3120.55 | 14223.76 | 190.84 | 3917.14 | 325.09 | 959.4 | 4428 | 4428 | 24.6 | 9827.7 | 304.71 | 14.66 | -58.43 | 10.94 | 20 | 18.4 | 0 | 0.2 | 0.2 | 1 | 0.2 | 0 | 1118.99 | 0 | 650.39 | 0 | 1509.73 | 0 | 638.02 | 0 | 83.14 | 0 | 36.29 | 0 | 73.75 | 0 | 35.6 | 96.32
782 | 10.5 | 1411.34 | 660 | 131.35 | 2202.69 | 740.21 | 177.65 | 11280.86 | 3120.55 | 14223.76 | 190.84 | 5021.72 | 415.7 | 959.4 | 4428 | 4428 | 24.6 | 9827.7 | 305.6 | 15.55 | -57.76 | 11.62 | 20 | 15.33 | 0 | 0.2 | 0.2 | 1 | 0.2 | 0 | 1429.17 | 0 | 831.28 | 0 | 1946.4 | 0 | 814.88 | 0 | 106.18 | 0 | 46.38 | 0 | 95.09 | 0 | 45.46 | 122.59
783 | 11.6 | 1411.34 | 660 | 131.35 | 2202.69 | 740.21 | 177.65 | 11280.86 | 3120.55 | 14223.76 | 190.84 | 5604.57 | 462.52 | 959.4 | 4428 | 4428 | 24.6 | 9827.7 | 306.78 | 16.73 | -56.63 | 12.75 | 20 | 11.27 | 0 | 0.2 | 0.2 | 1 | 0.2 | 0 | 1585.12 | 0 | 922.03 | 0 | 2193.63 | 0 | 903.8 | 0 | 117.77 | 0 | 51.44 | 0 | 107.16 | 0 | 50.42 | 135.72
784 | 11.7 | 1411.34 | 660 | 131.35 | 2202.69 | 740.21 | 177.65 | 11280.86 | 3120.55 | 14223.76 | 190.84 | 6672.93 | 545.46 | 959.4 | 4428 | 4428 | 24.6 | 9827.7 | 307.2 | 17.15 | -56.45 | 12.93 | 20 | 9.81 | 0 | 0.2 | 0.2 | 1 | 0.2 | 0 | 1849.76 | 0 | 1077.74 | 0 | 2690.74 | 0 | 1054.69 | 0 | 137.43 | 0 | 60.13 | 0 | 131.45 | 0 | 58.84 | 157.62
785 | 11.3 | 1411.34 | 660 | 131.35 | 2202.69 | 740.21 | 177.65 | 11280.86 | 3120.55 | 14223.76 | 190.84 | 4891.72 | 391.08 | 959.4 | 4428 | 4428 | 24.6 | 9827.7 | 306.28 | 16.23 | -56.98 | 12.4 | 20 | 12.99 | 0 | 0.2 | 0.2 | 1 | 0.2 | 0 | 1278.59 | 0 | 729.06 | 0 | 2155.06 | 0 | 729.02 | 0 | 94.99 | 0 | 40.67 | 0 | 105.28 | 0 | 40.67 | 109.46
786 | 10.7 | 1411.34 | 660 | 131.35 | 2202.69 | 740.21 | 444.13 | 11547.34 | 3387.03 | 14490.24 | 190.84 | 523.4 | 43.73 | 2398.5 | 11070 | 11070 | 61.5 | 24569.25 | 288.99 | 18.02 | -55.65 | 12.47 | 20 | 7.32 | 0 | 0.5 | 0.5 | 1 | 0.5 | 0 | 150.68 | 0 | 85.91 | 0 | 200.9 | 0 | 85.91 | 0 | 11.19 | 0 | 4.79 | 0 | 9.81 | 0 | 4.79 | 13.13
787 | 10.4 | 1411.34 | 660 | 131.35 | 2202.69 | 740.21 | 444.13 | 11547.34 | 3387.03 | 14490.24 | 190.84 | 0 | 0 | 2398.5 | 11070 | 11070 | 61.5 | 24569.25 | 288.56 | 17.59 | -55.98 | 12.13 | 20 | 8.9 | 0 | 0.5 | 0.5 | 1 | 0.5 | 0 | 0 | 0 | 0 | 0 | 0 | 0 | 0 | 0 | 0 | 0 | 0 | 0 | 0 | 0 | 0 | 0
788 | 10.7 | 1411.34 | 660 | 131.35 | 2202.69 | 740.21 | 444.13 | 11547.34 | 3387.03 | 14490.24 | 190.84 | 0 | 0 | 2398.5 | 11070 | 11070 | 61.5 | 24569.25 | 288.84 | 17.86 | -55.69 | 12.43 | 20 | 7.88 | 0 | 0.5 | 0.5 | 1 | 0.5 | 0 | 0 | 0 | 0 | 0 | 0 | 0 | 0 | 0 | 0 | 0 | 0 | 0 | 0 | 0 | 0 | 0
789 | 11 | 1411.34 | 660 | 131.35 | 2202.69 | 740.21 | 444.13 | 11547.34 | 3387.03 | 14490.24 | 190.84 | 0 | 0 | 2398.5 | 11070 | 11070 | 61.5 | 24569.25 | 289.12 | 18.14 | -55.39 | 12.73 | 20 | 6.87 | 0 | 0.5 | 0.5 | 1 | 0.5 | 0 | 0 | 0 | 0 | 0 | 0 | 0 | 0 | 0 | 0 | 0 | 0 | 0 | 0 | 0 | 0 | 0
790 | 11 | 1411.34 | 660 | 131.35 | 2202.69 | 740.21 | 444.13 | 11547.34 | 3387.03 | 14490.24 | 190.84 | 0 | 0 | 2398.5 | 11070 | 11070 | 61.5 | 24569.25 | 289.12 | 18.14 | -55.39 | 12.73 | 20 | 6.87 | 0 | 0.5 | 0.5 | 1 | 0.5 | 0 | 0 | 0 | 0 | 0 | 0 | 0 | 0 | 0 | 0 | 0 | 0 | 0 | 0 | 0 | 0 | 0
791 | 11 | 1411.34 | 660 | 131.35 | 2202.69 | 740.21 | 444.13 | 11547.34 | 3387.03 | 14490.24 | 190.84 | 0 | 0 | 2398.5 | 11070 | 11070 | 61.5 | 24569.25 | 289.12 | 18.14 | -55.39 | 12.73 | 20 | 6.87 | 0 | 0.5 | 0.5 | 1 | 0.5 | 0 | 0 | 0 | 0 | 0 | 0 | 0 | 0 | 0 | 0 | 0 | 0 | 0 | 0 | 0 | 0 | 0
792 | 11.3 | 1411.34 | 660 | 131.35 | 2202.69 | 740.21 | 444.13 | 11547.34 | 3387.03 | 14490.24 | 190.84 | 0 | 0 | 2398.5 | 11070 | 11070 | 61.5 | 24569.25 | 289.39 | 18.41 | -55.09 | 13.02 | 20 | 5.85 | 0 | 0.5 | 0.5 | 1 | 0.5 | 0 | 0 | 0 | 0 | 0 | 0 | 0 | 0 | 0 | 0 | 0 | 0 | 0 | 0 | 0 | 0 | 0
793 | 11.4 | 1411.34 | 660 | 131.35 | 2202.69 | 740.21 | 444.13 | 11547.34 | 3387.03 | 14490.24 | 190.84 | 0 | 0 | 2398.5 | 2214 | 2214 | 61.5 | 6857.25 | 284.68 | 13.71 | -56.2 | 11.91 | 20 | 23.23 | 0 | 0.5 | 0.1 | 0.5 | 0.5 | 0 | 0 | 0 | 0 | 0 | 0 | 0 | 0 | 0 | 0 | 0 | 0 | 0 | 0 | 0 | 0 | 0
794 | 11.4 | 1411.34 | 660 | 131.35 | 2202.69 | 740.21 | 444.13 | 11547.34 | 3387.03 | 14490.24 | 190.84 | 0 | 0 | 2398.5 | 2214 | 2214 | 61.5 | 6857.25 | 284.68 | 13.71 | -56.2 | 11.91 | 20 | 23.23 | 0 | 0.5 | 0.1 | 0.5 | 0.5 | 0 | 0 | 0 | 0 | 0 | 0 | 0 | 0 | 0 | 0 | 0 | 0 | 0 | 0 | 0 | 0 | 0
795 | 11.4 | 1411.34 | 660 | 131.35 | 2202.69 | 740.21 | 444.13 | 11547.34 | 3387.03 | 14490.24 | 190.84 | 0 | 0 | 2398.5 | 2214 | 2214 | 61.5 | 6857.25 | 284.68 | 13.71 | -56.2 | 11.91 | 20 | 23.23 | 0 | 0.5 | 0.1 | 0.5 | 0.5 | 0 | 0 | 0 | 0 | 0 | 0 | 0 | 0 | 0 | 0 | 0 | 0 | 0 | 0 | 0 | 0 | 0
796 | 11.1 | 1411.34 | 660 | 131.35 | 2202.69 | 740.21 | 444.13 | 11547.34 | 3387.03 | 14490.24 | 190.84 | 0 | 0 | 2398.5 | 2214 | 2214 | 61.5 | 6857.25 | 284.41 | 13.43 | -56.5 | 11.62 | 20 | 24.24 | 0 | 0.5 | 0.1 | 0.5 | 0.5 | 0 | 0 | 0 | 0 | 0 | 0 | 0 | 0 | 0 | 0 | 0 | 0 | 0 | 0 | 0 | 0 | 0
797 | 11.2 | 1411.34 | 660 | 131.35 | 2202.69 | 740.21 | 444.13 | 11547.34 | 3387.03 | 14490.24 | 190.84 | 0 | 0 | 2398.5 | 2214 | 2214 | 61.5 | 6857.25 | 284.5 | 13.52 | -56.4 | 11.72 | 20 | 23.9 | 0 | 0.5 | 0.1 | 0.5 | 0.5 | 0 | 0 | 0 | 0 | 0 | 0 | 0 | 0 | 0 | 0 | 0 | 0 | 0 | 0 | 0 | 0 | 0
798 | 11.4 | 1411.34 | 660 | 131.35 | 2202.69 | 740.21 | 444.13 | 11547.34 | 3387.03 | 14490.24 | 190.84 | 0 | 0 | 2398.5 | 2214 | 2214 | 61.5 | 6857.25 | 284.68 | 13.71 | -56.2 | 11.91 | 20 | 23.23 | 0 | 0.5 | 0.1 | 0.5 | 0.5 | 0 | 0 | 0 | 0 | 0 | 0 | 0 | 0 | 0 | 0 | 0 | 0 | 0 | 0 | 0 | 0 | 0
799 | 11.7 | 1411.34 | 660 | 131.35 | 2202.69 | 740.21 | 444.13 | 11547.34 | 3387.03 | 14490.24 | 190.84 | 0 | 0 | 2398.5 | 2214 | 2214 | 61.5 | 6857.25 | 284.96 | 13.98 | -55.9 | 12.21 | 20 | 22.21 | 0 | 0.5 | 0.1 | 0.5 | 0.5 | 0 | 0 | 0 | 0 | 0 | 0 | 0 | 0 | 0 | 0 | 0 | 0 | 0 | 0 | 0 | 0 | 0
800 | 11.9 | 1411.34 | 660 | 131.35 | 2202.69 | 740.21 | 444.13 | 11547.34 | 3387.03 | 14490.24 | 190.84 | 0 | 0 | 2398.5 | 11070 | 11070 | 61.5 | 24569.25 | 289.94 | 18.96 | -54.5 | 13.61 | 20 | 3.82 | 0 | 0.5 | 0.5 | 1 | 0.5 | 0 | 0 | 0 | 0 | 0 | 0 | 0 | 0 | 0 | 0 | 0 | 0 | 0 | 0 | 0 | 0 | 0
801 | 12.3 | 1411.34 | 660 | 131.35 | 2202.69 | 740.21 | 444.13 | 11547.34 | 3387.03 | 14490.24 | 190.84 | 0 | 0 | 2398.5 | 11070 | 11070 | 61.5 | 24569.25 | 290.31 | 19.33 | -54.11 | 14.01 | 20 | 2.47 | 0 | 0.5 | 0.5 | 1 | 0.5 | 0 | 0 | 0 | 0 | 0 | 0 | 0 | 0 | 0 | 0 | 0 | 0 | 0 | 0 | 0 | 0 | 0
802 | 12.8 | 1411.34 | 660 | 131.35 | 2202.69 | 740.21 | 444.13 | 11547.34 | 3387.03 | 14490.24 | 190.84 | 2551.81 | 210.54 | 2398.5 | 11070 | 11070 | 61.5 | 24569.25 | 291.52 | 20.54 | -53.42 | 14.69 | 20.54 | 0 | 0 | 0.5 | 0.5 | 1 | 0.5 | 0 | 731.96 | 0 | 447.89 | 0 | 961.01 | 0 | 410.96 | 0 | 54.38 | 0 | 24.99 | 0 | 46.95 | 0 | 22.93 | 61.3
803 | 13.4 | 1411.34 | 660 | 131.35 | 2202.69 | 740.21 | 444.13 | 11547.34 | 3387.03 | 14490.24 | 190.84 | 9317.99 | 762.99 | 2398.5 | 11070 | 11070 | 61.5 | 24569.25 | 294.07 | 23.09 | -52.33 | 15.78 | 23.09 | 0 | 0 | 0.5 | 0.5 | 1 | 0.5 | 0 | 2632.05 | 0 | 1657.12 | 0 | 3528.08 | 0 | 1500.73 | 0 | 195.55 | 0 | 92.45 | 0 | 172.35 | 0 | 83.73 | 218.91
804 | 14.3 | 1411.34 | 660 | 131.35 | 2202.69 | 740.21 | 444.13 | 11547.34 | 3387.03 | 14490.24 | 190.84 | 26806.21 | 2081.68 | 2398.5 | 11070 | 11070 | 61.5 | 24569.25 | 300.07 | 29.09 | -50.16 | 17.95 | 23.9 | 0 | 0 | 0.5 | 0.5 | 1 | 0.5 | 0 | 6021.32 | 0 | 6894.88 | 0 | 10456.79 | 0 | 3433.21 | 0 | 447.36 | 0 | 384.67 | 0 | 510.83 | 0 | 191.54 | 547.28
805 | 15.4 | 1411.34 | 660 | 131.35 | 2202.69 | 740.21 | 444.13 | 11547.34 | 3387.03 | 14490.24 | 190.84 | 36682.7 | 5088.52 | 2398.5 | 11070 | 11070 | 61.5 | 24569.25 | 304.59 | 33.62 | -48.2 | 19.91 | 23.9 | 0 | 0 | 0.5 | 0.5 | 1 | 0.5 | 0 | 4556.05 | 0 | 11180.09 | 0 | 18348.81 | 0 | 2597.75 | 0 | 676.99 | 0 | 1247.5 | 0 | 1792.75 | 0 | 289.86 | 1081.42
806 | 15.5 | 1411.34 | 660 | 131.35 | 2202.69 | 740.21 | 444.13 | 11547.34 | 3387.03 | 14490.24 | 190.84 | 24741.99 | 3549.9 | 2398.5 | 11070 | 11070 | 61.5 | 24569.25 | 301.03 | 30.05 | -49.02 | 19.09 | 23.9 | 0 | 0 | 0.5 | 0.5 | 1 | 0.5 | 0 | 4154.06 | 0 | 5325.34 | 0 | 12894.04 | 0 | 2368.55 | 0 | 617.26 | 0 | 594.21 | 0 | 1259.8 | 0 | 264.29 | 814.35
807 | 15.7 | 1411.34 | 660 | 131.35 | 2202.69 | 740.21 | 444.13 | 11547.34 | 3387.03 | 14490.24 | 190.84 | 24353.26 | 3398.65 | 2398.5 | 11070 | 11070 | 61.5 | 24569.25 | 301.07 | 30.09 | -48.86 | 19.25 | 23.9 | 0 | 0 | 0.5 | 0.5 | 1 | 0.5 | 0 | 3750.7 | 0 | 4235.6 | 0 | 14228.4 | 0 | 2138.56 | 0 | 557.32 | 0 | 472.62 | 0 | 1390.17 | 0 | 238.62 | 739.92
808 | 15.5 | 1411.34 | 660 | 131.35 | 2202.69 | 740.21 | 444.13 | 11547.34 | 3387.03 | 14490.24 | 190.84 | 7070.63 | 1133.15 | 2398.5 | 11070 | 11070 | 61.5 | 24569.25 | 295.59 | 24.61 | -50.39 | 17.73 | 23.9 | 0 | 0 | 0.5 | 0.5 | 1 | 0.5 | 0 | 1895.62 | 0 | 1125.88 | 0 | 2968.3 | 0 | 1080.84 | 0 | 281.67 | 0 | 125.63 | 0 | 290.01 | 0 | 120.6 | 315.23
809 | 15.2 | 1411.34 | 660 | 131.35 | 2202.69 | 740.21 | 444.13 | 11547.34 | 3387.03 | 14490.24 | 190.84 | 2109.38 | 339.82 | 2398.5 | 11070 | 11070 | 61.5 | 24569.25 | 293.75 | 22.78 | -51.08 | 17.04 | 22.78 | 0 | 0 | 0.5 | 0.5 | 1 | 0.5 | 0 | 560.69 | 0 | 319.69 | 0 | 909.2 | 0 | 319.8 | 0 | 83.31 | 0 | 35.67 | 0 | 88.83 | 0 | 35.68 | 96.32
810 | 14.8 | 1411.34 | 660 | 131.35 | 2202.69 | 740.21 | 444.13 | 11547.34 | 3387.03 | 14490.24 | 190.84 | 0 | 0 | 2398.5 | 11070 | 11070 | 61.5 | 24569.25 | 292.69 | 21.71 | -51.64 | 16.48 | 21.71 | 0 | 0 | 0.5 | 0.5 | 1 | 0.5 | 0 | 0 | 0 | 0 | 0 | 0 | 0 | 0 | 0 | 0 | 0 | 0 | 0 | 0 | 0 | 0 | 0
811 | 14.5 | 1411.34 | 660 | 131.35 | 2202.69 | 740.21 | 444.13 | 11547.34 | 3387.03 | 14490.24 | 190.84 | 0 | 0 | 2398.5 | 11070 | 11070 | 61.5 | 24569.25 | 292.38 | 21.4 | -51.93 | 16.18 | 21.4 | 0 | 0 | 0.5 | 0.5 | 1 | 0.5 | 0 | 0 | 0 | 0 | 0 | 0 | 0 | 0 | 0 | 0 | 0 | 0 | 0 | 0 | 0 | 0 | 0
812 | 14.4 | 1411.34 | 660 | 131.35 | 2202.69 | 740.21 | 444.13 | 11547.34 | 3387.03 | 14490.24 | 190.84 | 0 | 0 | 2398.5 | 11070 | 11070 | 61.5 | 24569.25 | 292.28 | 21.3 | -52.03 | 16.08 | 21.3 | 0 | 0 | 0.5 | 0.5 | 1 | 0.5 | 0 | 0 | 0 | 0 | 0 | 0 | 0 | 0 | 0 | 0 | 0 | 0 | 0 | 0 | 0 | 0 | 0
813 | 14.3 | 1411.34 | 660 | 131.35 | 2202.69 | 740.21 | 444.13 | 11547.34 | 3387.03 | 14490.24 | 190.84 | 0 | 0 | 2398.5 | 11070 | 11070 | 61.5 | 24569.25 | 292.18 | 21.21 | -52.13 | 15.98 | 21.21 | 0 | 0 | 0.5 | 0.5 | 1 | 0.5 | 0 | 0 | 0 | 0 | 0 | 0 | 0 | 0 | 0 | 0 | 0 | 0 | 0 | 0 | 0 | 0 | 0
814 | 13.9 | 1411.34 | 660 | 131.35 | 2202.69 | 740.21 | 444.13 | 11547.34 | 3387.03 | 14490.24 | 190.84 | 0 | 0 | 2398.5 | 11070 | 11070 | 61.5 | 24569.25 | 291.81 | 20.84 | -52.53 | 15.59 | 20.84 | 0 | 0 | 0.5 | 0.5 | 1 | 0.5 | 0 | 0 | 0 | 0 | 0 | 0 | 0 | 0 | 0 | 0 | 0 | 0 | 0 | 0 | 0 | 0 | 0
815 | 13.8 | 1411.34 | 660 | 131.35 | 2202.69 | 740.21 | 444.13 | 11547.34 | 3387.03 | 14490.24 | 190.84 | 0 | 0 | 2398.5 | 11070 | 11070 | 61.5 | 24569.25 | 291.71 | 20.73 | -52.63 | 15.49 | 20.73 | 0 | 0 | 0.5 | 0.5 | 1 | 0.5 | 0 | 0 | 0 | 0 | 0 | 0 | 0 | 0 | 0 | 0 | 0 | 0 | 0 | 0 | 0 | 0 | 0
816 | 13.9 | 1411.34 | 660 | 131.35 | 2202.69 | 740.21 | 444.13 | 11547.34 | 3387.03 | 14490.24 | 190.84 | 0 | 0 | 2398.5 | 11070 | 11070 | 61.5 | 24569.25 | 291.8 | 20.82 | -52.53 | 15.59 | 20.82 | 0 | 0 | 0.5 | 0.5 | 1 | 0.5 | 0 | 0 | 0 | 0 | 0 | 0 | 0 | 0 | 0 | 0 | 0 | 0 | 0 | 0 | 0 | 0 | 0
817 | 14.2 | 1411.34 | 660 | 131.35 | 2202.69 | 740.21 | 444.13 | 11547.34 | 3387.03 | 14490.24 | 190.84 | 0 | 0 | 2398.5 | 2214 | 2214 | 61.5 | 6857.25 | 287.28 | 16.3 | -53.44 | 14.68 | 20 | 13.65 | 0 | 0.5 | 0.1 | 0.5 | 0.5 | 0 | 0 | 0 | 0 | 0 | 0 | 0 | 0 | 0 | 0 | 0 | 0 | 0 | 0 | 0 | 0 | 0
818 | 14 | 1411.34 | 660 | 131.35 | 2202.69 | 740.21 | 444.13 | 11547.34 | 3387.03 | 14490.24 | 190.84 | 0 | 0 | 2398.5 | 2214 | 2214 | 61.5 | 6857.25 | 287.07 | 16.09 | -53.63 | 14.48 | 20 | 14.42 | 0 | 0.5 | 0.1 | 0.5 | 0.5 | 0 | 0 | 0 | 0 | 0 | 0 | 0 | 0 | 0 | 0 | 0 | 0 | 0 | 0 | 0 | 0 | 0
819 | 13.6 | 1411.34 | 660 | 131.35 | 2202.69 | 740.21 | 444.13 | 11547.34 | 3387.03 | 14490.24 | 190.84 | 0 | 0 | 2398.5 | 2214 | 2214 | 61.5 | 6857.25 | 286.7 | 15.73 | -54.03 | 14.09 | 20 | 15.77 | 0 | 0.5 | 0.1 | 0.5 | 0.5 | 0 | 0 | 0 | 0 | 0 | 0 | 0 | 0 | 0 | 0 | 0 | 0 | 0 | 0 | 0 | 0 | 0
820 | 13.7 | 1411.34 | 660 | 131.35 | 2202.69 | 740.21 | 444.13 | 11547.34 | 3387.03 | 14490.24 | 190.84 | 0 | 0 | 2398.5 | 2214 | 2214 | 61.5 | 6857.25 | 286.79 | 15.82 | -53.93 | 14.18 | 20 | 15.44 | 0 | 0.5 | 0.1 | 0.5 | 0.5 | 0 | 0 | 0 | 0 | 0 | 0 | 0 | 0 | 0 | 0 | 0 | 0 | 0 | 0 | 0 | 0 | 0
821 | 13.4 | 1411.34 | 660 | 131.35 | 2202.69 | 740.21 | 444.13 | 11547.34 | 3387.03 | 14490.24 | 190.84 | 0 | 0 | 2398.5 | 2214 | 2214 | 61.5 | 6857.25 | 286.52 | 15.54 | -54.23 | 13.89 | 20 | 16.45 | 0 | 0.5 | 0.1 | 0.5 | 0.5 | 0 | 0 | 0 | 0 | 0 | 0 | 0 | 0 | 0 | 0 | 0 | 0 | 0 | 0 | 0 | 0 | 0
822 | 11.8 | 1411.34 | 660 | 131.35 | 2202.69 | 740.21 | 444.13 | 11547.34 | 3387.03 | 14490.24 | 190.84 | 0 | 0 | 2398.5 | 2214 | 2214 | 61.5 | 6857.25 | 285.05 | 14.07 | -55.81 | 12.31 | 20 | 21.87 | 0 | 0.5 | 0.1 | 0.5 | 0.5 | 0 | 0 | 0 | 0 | 0 | 0 | 0 | 0 | 0 | 0 | 0 | 0 | 0 | 0 | 0 | 0 | 0
823 | 12 | 1411.34 | 660 | 131.35 | 2202.69 | 740.21 | 444.13 | 11547.34 | 3387.03 | 14490.24 | 190.84 | 0 | 0 | 2398.5 | 2214 | 2214 | 61.5 | 6857.25 | 285.23 | 14.26 | -55.61 | 12.51 | 20 | 21.19 | 0 | 0.5 | 0.1 | 0.5 | 0.5 | 0 | 0 | 0 | 0 | 0 | 0 | 0 | 0 | 0 | 0 | 0 | 0 | 0 | 0 | 0 | 0 | 0
824 | 12.7 | 1411.34 | 660 | 131.35 | 2202.69 | 740.21 | 444.13 | 11547.34 | 3387.03 | 14490.24 | 190.84 | 0 | 0 | 2398.5 | 11070 | 11070 | 61.5 | 24569.25 | 290.68 | 19.7 | -53.71 | 14.4 | 20 | 1.11 | 0 | 0.5 | 0.5 | 1 | 0.5 | 0 | 0 | 0 | 0 | 0 | 0 | 0 | 0 | 0 | 0 | 0 | 0 | 0 | 0 | 0 | 0 | 0
825 | 11.6 | 1411.34 | 660 | 131.35 | 2202.69 | 740.21 | 444.13 | 11547.34 | 3387.03 | 14490.24 | 190.84 | 849.89 | 64.99 | 2398.5 | 11070 | 11070 | 61.5 | 24569.25 | 289.91 | 18.94 | -54.73 | 13.38 | 20 | 3.92 | 0 | 0.5 | 0.5 | 1 | 0.5 | 0 | 299.57 | 0 | 323.51 | 0 | 158.87 | 0 | 67.94 | 0 | 22.26 | 0 | 18.05 | 0 | 7.76 | 0 | 3.79 | 13.13
826 | 13.1 | 1411.34 | 660 | 131.35 | 2202.69 | 740.21 | 444.13 | 11547.34 | 3387.03 | 14490.24 | 190.84 | 9302.41 | 706.68 | 2398.5 | 11070 | 11070 | 61.5 | 24569.25 | 293.75 | 22.78 | -52.63 | 15.48 | 22.78 | 0 | 0 | 0.5 | 0.5 | 1 | 0.5 | 0 | 2516.93 | 0 | 3391.3 | 0 | 2377.49 | 0 | 1016.69 | 0 | 187 | 0 | 189.2 | 0 | 116.15 | 0 | 56.72 | 157.62
827 | 14.2 | 1411.34 | 660 | 131.35 | 2202.69 | 740.21 | 444.13 | 11547.34 | 3387.03 | 14490.24 | 190.84 | 23738.1 | 1828.32 | 2398.5 | 11070 | 11070 | 61.5 | 24569.25 | 299.06 | 28.09 | -50.49 | 17.63 | 23.9 | 0 | 0 | 0.5 | 0.5 | 1 | 0.5 | 0 | 4836.31 | 0 | 8991.1 | 0 | 7153.15 | 0 | 2757.54 | 0 | 359.32 | 0 | 501.62 | 0 | 349.44 | 0 | 153.85 | 464.09
828 | 15 | 1411.34 | 660 | 131.35 | 2202.69 | 740.21 | 444.13 | 11547.34 | 3387.03 | 14490.24 | 190.84 | 9218.35 | 1480.62 | 2398.5 | 11070 | 11070 | 61.5 | 24569.25 | 295.8 | 24.83 | -50.71 | 17.4 | 23.9 | 0 | 0 | 0.5 | 0.5 | 1 | 0.5 | 0 | 2427.94 | 0 | 1846.87 | 0 | 3559.19 | 0 | 1384.35 | 0 | 360.77 | 0 | 206.08 | 0 | 347.75 | 0 | 154.47 | 411.55
829 | 14 | 1411.34 | 660 | 131.35 | 2202.69 | 740.21 | 444.13 | 11547.34 | 3387.03 | 14490.24 | 190.84 | 5336.38 | 876.48 | 2398.5 | 11070 | 11070 | 61.5 | 24569.25 | 293.67 | 22.69 | -52.01 | 16.11 | 22.69 | 0 | 0 | 0.5 | 0.5 | 1 | 0.5 | 0 | 1507.8 | 0 | 900.42 | 0 | 2068.45 | 0 | 859.71 | 0 | 224.05 | 0 | 100.47 | 0 | 202.1 | 0 | 95.93 | 253.94
830 | 15.5 | 1411.34 | 660 | 131.35 | 2202.69 | 740.21 | 444.13 | 11547.34 | 3387.03 | 14490.24 | 190.84 | 17490.11 | 1420.73 | 2398.5 | 11070 | 11070 | 61.5 | 24569.25 | 298.45 | 27.48 | -49.66 | 18.46 | 23.9 | 0 | 0 | 0.5 | 0.5 | 1 | 0.5 | 0 | 4867.03 | 0 | 2942.5 | 0 | 6905.52 | 0 | 2775.06 | 0 | 361.6 | 0 | 164.17 | 0 | 337.35 | 0 | 154.82 | 402.8
831 | 16 | 1411.34 | 660 | 131.35 | 2202.69 | 740.21 | 444.13 | 11547.34 | 3387.03 | 14490.24 | 190.84 | 8556.64 | 1383.68 | 2398.5 | 11070 | 11070 | 61.5 | 24569.25 | 296.52 | 25.54 | -49.78 | 18.34 | 23.9 | 0 | 0 | 0.5 | 0.5 | 1 | 0.5 | 0 | 2353.71 | 0 | 1412.44 | 0 | 3448.46 | 0 | 1342.03 | 0 | 349.74 | 0 | 157.6 | 0 | 336.93 | 0 | 149.75 | 389.66
832 | 16.4 | 1411.34 | 660 | 131.35 | 2202.69 | 740.21 | 444.13 | 11547.34 | 3387.03 | 14490.24 | 190.84 | 7044.4 | 1130.5 | 2398.5 | 11070 | 11070 | 61.5 | 24569.25 | 296.41 | 25.43 | -49.5 | 18.61 | 23.9 | 0 | 0 | 0.5 | 0.5 | 1 | 0.5 | 0 | 1894.86 | 0 | 1123.03 | 0 | 2946.1 | 0 | 1080.4 | 0 | 281.56 | 0 | 125.31 | 0 | 287.85 | 0 | 120.55 | 315.23
833 | 16.1 | 1411.34 | 660 | 131.35 | 2202.69 | 740.21 | 444.13 | 11547.34 | 3387.03 | 14490.24 | 190.84 | 1586.74 | 258.21 | 2398.5 | 11070 | 11070 | 61.5 | 24569.25 | 294.41 | 23.44 | -50.23 | 17.88 | 23.44 | 0 | 0 | 0.5 | 0.5 | 1 | 0.5 | 0 | 430.96 | 0 | 245.72 | 0 | 664.2 | 0 | 245.86 | 0 | 64.04 | 0 | 27.42 | 0 | 64.9 | 0 | 27.43 | 74.43
834 | 15.6 | 1411.34 | 660 | 131.35 | 2202.69 | 740.21 | 444.13 | 11547.34 | 3387.03 | 14490.24 | 190.84 | 522.75 | 43.69 | 2398.5 | 11070 | 11070 | 61.5 | 24569.25 | 293.6 | 22.62 | -50.81 | 17.3 | 22.62 | 0 | 0 | 0.5 | 0.5 | 1 | 0.5 | 0 | 150.49 | 0 | 85.8 | 0 | 200.65 | 0 | 85.8 | 0 | 11.18 | 0 | 4.79 | 0 | 9.8 | 0 | 4.79 | 13.13
835 | 15.4 | 1411.34 | 660 | 131.35 | 2202.69 | 740.21 | 444.13 | 11547.34 | 3387.03 | 14490.24 | 190.84 | 0 | 0 | 2398.5 | 11070 | 11070 | 61.5 | 24569.25 | 293.23 | 22.26 | -51.05 | 17.07 | 22.26 | 0 | 0 | 0.5 | 0.5 | 1 | 0.5 | 0 | 0 | 0 | 0 | 0 | 0 | 0 | 0 | 0 | 0 | 0 | 0 | 0 | 0 | 0 | 0 | 0
836 | 15.4 | 1411.34 | 660 | 131.35 | 2202.69 | 740.21 | 444.13 | 11547.34 | 3387.03 | 14490.24 | 190.84 | 0 | 0 | 2398.5 | 11070 | 11070 | 61.5 | 24569.25 | 293.22 | 22.25 | -51.05 | 17.07 | 22.25 | 0 | 0 | 0.5 | 0.5 | 1 | 0.5 | 0 | 0 | 0 | 0 | 0 | 0 | 0 | 0 | 0 | 0 | 0 | 0 | 0 | 0 | 0 | 0 | 0
837 | 15.6 | 1411.34 | 660 | 131.35 | 2202.69 | 740.21 | 444.13 | 11547.34 | 3387.03 | 14490.24 | 190.84 | 0 | 0 | 2398.5 | 11070 | 11070 | 61.5 | 24569.25 | 293.41 | 22.43 | -50.85 | 17.27 | 22.43 | 0 | 0 | 0.5 | 0.5 | 1 | 0.5 | 0 | 0 | 0 | 0 | 0 | 0 | 0 | 0 | 0 | 0 | 0 | 0 | 0 | 0 | 0 | 0 | 0
838 | 16 | 1411.34 | 660 | 131.35 | 2202.69 | 740.21 | 444.13 | 11547.34 | 3387.03 | 14490.24 | 190.84 | 0 | 0 | 2398.5 | 11070 | 11070 | 61.5 | 24569.25 | 293.78 | 22.8 | -50.45 | 17.66 | 22.8 | 0 | 0 | 0.5 | 0.5 | 1 | 0.5 | 0 | 0 | 0 | 0 | 0 | 0 | 0 | 0 | 0 | 0 | 0 | 0 | 0 | 0 | 0 | 0 | 0
839 | 15.5 | 1411.34 | 660 | 131.35 | 2202.69 | 740.21 | 444.13 | 11547.34 | 3387.03 | 14490.24 | 190.84 | 0 | 0 | 2398.5 | 11070 | 11070 | 61.5 | 24569.25 | 293.33 | 22.35 | -50.95 | 17.17 | 22.35 | 0 | 0 | 0.5 | 0.5 | 1 | 0.5 | 0 | 0 | 0 | 0 | 0 | 0 | 0 | 0 | 0 | 0 | 0 | 0 | 0 | 0 | 0 | 0 | 0
840 | 14.9 | 1411.34 | 660 | 131.35 | 2202.69 | 740.21 | 444.13 | 11547.34 | 3387.03 | 14490.24 | 190.84 | 0 | 0 | 2398.5 | 11070 | 11070 | 61.5 | 24569.25 | 292.77 | 21.79 | -51.54 | 16.57 | 21.79 | 0 | 0 | 0.5 | 0.5 | 1 | 0.5 | 0 | 0 | 0 | 0 | 0 | 0 | 0 | 0 | 0 | 0 | 0 | 0 | 0 | 0 | 0 | 0 | 0
841 | 14.5 | 1411.34 | 660 | 131.35 | 2202.69 | 740.21 | 444.13 | 11547.34 | 3387.03 | 14490.24 | 190.84 | 0 | 0 | 2398.5 | 2214 | 2214 | 61.5 | 6857.25 | 287.58 | 16.61 | -53.14 | 14.97 | 20 | 12.52 | 0 | 0.5 | 0.1 | 0.5 | 0.5 | 0 | 0 | 0 | 0 | 0 | 0 | 0 | 0 | 0 | 0 | 0 | 0 | 0 | 0 | 0 | 0 | 0
842 | 14.1 | 1411.34 | 660 | 131.35 | 2202.69 | 740.21 | 444.13 | 11547.34 | 3387.03 | 14490.24 | 190.84 | 0 | 0 | 2398.5 | 2214 | 2214 | 61.5 | 6857.25 | 287.16 | 16.18 | -53.54 | 14.58 | 20 | 14.08 | 0 | 0.5 | 0.1 | 0.5 | 0.5 | 0 | 0 | 0 | 0 | 0 | 0 | 0 | 0 | 0 | 0 | 0 | 0 | 0 | 0 | 0 | 0 | 0
843 | 13.9 | 1411.34 | 660 | 131.35 | 2202.69 | 740.21 | 444.13 | 11547.34 | 3387.03 | 14490.24 | 190.84 | 0 | 0 | 2398.5 | 2214 | 2214 | 61.5 | 6857.25 | 286.98 | 16 | -53.73 | 14.38 | 20 | 14.76 | 0 | 0.5 | 0.1 | 0.5 | 0.5 | 0 | 0 | 0 | 0 | 0 | 0 | 0 | 0 | 0 | 0 | 0 | 0 | 0 | 0 | 0 | 0 | 0
844 | 13.5 | 1411.34 | 660 | 131.35 | 2202.69 | 740.21 | 444.13 | 11547.34 | 3387.03 | 14490.24 | 190.84 | 0 | 0 | 2398.5 | 2214 | 2214 | 61.5 | 6857.25 | 286.61 | 15.63 | -54.13 | 13.99 | 20 | 16.11 | 0 | 0.5 | 0.1 | 0.5 | 0.5 | 0 | 0 | 0 | 0 | 0 | 0 | 0 | 0 | 0 | 0 | 0 | 0 | 0 | 0 | 0 | 0 | 0
845 | 12.2 | 1411.34 | 660 | 131.35 | 2202.69 | 740.21 | 444.13 | 11547.34 | 3387.03 | 14490.24 | 190.84 | 0 | 0 | 2398.5 | 2214 | 2214 | 61.5 | 6857.25 | 285.42 | 14.44 | -55.41 | 12.7 | 20 | 20.52 | 0 | 0.5 | 0.1 | 0.5 | 0.5 | 0 | 0 | 0 | 0 | 0 | 0 | 0 | 0 | 0 | 0 | 0 | 0 | 0 | 0 | 0 | 0 | 0
846 | 11.6 | 1411.34 | 660 | 131.35 | 2202.69 | 740.21 | 444.13 | 11547.34 | 3387.03 | 14490.24 | 190.84 | 0 | 0 | 2398.5 | 2214 | 2214 | 61.5 | 6857.25 | 284.87 | 13.89 | -56 | 12.11 | 20 | 22.55 | 0 | 0.5 | 0.1 | 0.5 | 0.5 | 0 | 0 | 0 | 0 | 0 | 0 | 0 | 0 | 0 | 0 | 0 | 0 | 0 | 0 | 0 | 0 | 0
847 | 11.5 | 1411.34 | 660 | 131.35 | 2202.69 | 740.21 | 444.13 | 11547.34 | 3387.03 | 14490.24 | 190.84 | 0 | 0 | 2398.5 | 2214 | 2214 | 61.5 | 6857.25 | 284.77 | 13.8 | -56.1 | 12.01 | 20 | 22.89 | 0 | 0.5 | 0.1 | 0.5 | 0.5 | 0 | 0 | 0 | 0 | 0 | 0 | 0 | 0 | 0 | 0 | 0 | 0 | 0 | 0 | 0 | 0 | 0
848 | 11.4 | 1411.34 | 660 | 131.35 | 2202.69 | 740.21 | 177.65 | 11280.86 | 3120.55 | 14223.76 | 190.84 | 0 | 0 | 959.4 | 4428 | 4428 | 24.6 | 9827.7 | 304.84 | 14.79 | -57.24 | 12.13 | 20 | 17.96 | 0 | 0.2 | 0.2 | 1 | 0.2 | 0 | 0 | 0 | 0 | 0 | 0 | 0 | 0 | 0 | 0 | 0 | 0 | 0 | 0 | 0 | 0 | 0
849 | 11.3 | 1411.34 | 660 | 131.35 | 2202.69 | 740.21 | 177.65 | 11280.86 | 3120.55 | 14223.76 | 190.84 | 0 | 0 | 959.4 | 4428 | 4428 | 24.6 | 9827.7 | 304.75 | 14.7 | -57.34 | 12.03 | 20 | 18.28 | 0 | 0.2 | 0.2 | 1 | 0.2 | 0 | 0 | 0 | 0 | 0 | 0 | 0 | 0 | 0 | 0 | 0 | 0 | 0 | 0 | 0 | 0 | 0
850 | 11.3 | 1411.34 | 660 | 131.35 | 2202.69 | 740.21 | 177.65 | 11280.86 | 3120.55 | 14223.76 | 190.84 | 3117.36 | 256.77 | 959.4 | 4428 | 4428 | 24.6 | 9827.7 | 305.73 | 15.68 | -57.11 | 12.26 | 20 | 14.9 | 0 | 0.2 | 0.2 | 1 | 0.2 | 0 | 894.35 | 0 | 549.5 | 0 | 1172.23 | 0 | 501.28 | 0 | 66.45 | 0 | 30.66 | 0 | 57.27 | 0 | 27.97 | 74.43
851 | 11.8 | 1411.34 | 660 | 131.35 | 2202.69 | 740.21 | 177.65 | 11280.86 | 3120.55 | 14223.76 | 190.84 | 9287.63 | 761.28 | 959.4 | 4428 | 4428 | 24.6 | 9827.7 | 308.12 | 18.07 | -56.15 | 13.22 | 20 | 6.67 | 0 | 0.2 | 0.2 | 1 | 0.2 | 0 | 2627.44 | 0 | 1643.34 | 0 | 3518.75 | 0 | 1498.1 | 0 | 195.21 | 0 | 91.68 | 0 | 171.9 | 0 | 83.58 | 218.91
852 | 12 | 1411.34 | 660 | 131.35 | 2202.69 | 740.21 | 177.65 | 11280.86 | 3120.55 | 14223.76 | 190.84 | 11884.76 | 973.67 | 959.4 | 4428 | 4428 | 24.6 | 9827.7 | 309.11 | 19.06 | -55.76 | 13.61 | 20 | 3.23 | 0 | 0.2 | 0.2 | 1 | 0.2 | 0 | 3355.46 | 0 | 2048.63 | 0 | 4567.48 | 0 | 1913.2 | 0 | 249.3 | 0 | 114.3 | 0 | 223.13 | 0 | 106.74 | 280.21
853 | 12.2 | 1411.34 | 660 | 131.35 | 2202.69 | 740.21 | 177.65 | 11280.86 | 3120.55 | 14223.76 | 190.84 | 10664.53 | 876.04 | 959.4 | 4428 | 4428 | 24.6 | 9827.7 | 308.91 | 18.86 | -55.65 | 13.72 | 20 | 3.93 | 0 | 0.2 | 0.2 | 1 | 0.2 | 0 | 3014.86 | 0 | 1798.23 | 0 | 4132.44 | 0 | 1719 | 0 | 223.99 | 0 | 100.33 | 0 | 201.88 | 0 | 95.9 | 253.94
854 | 12.6 | 1411.34 | 660 | 131.35 | 2202.69 | 740.21 | 177.65 | 11280.86 | 3120.55 | 14223.76 | 190.84 | 11268.46 | 923.87 | 959.4 | 4428 | 4428 | 24.6 | 9827.7 | 309.46 | 19.41 | -55.21 | 14.16 | 20 | 2.03 | 0 | 0.2 | 0.2 | 1 | 0.2 | 0 | 3172.18 | 0 | 1880.27 | 0 | 4407.31 | 0 | 1808.7 | 0 | 235.68 | 0 | 104.9 | 0 | 215.31 | 0 | 100.91 | 267.07
855 | 12.2 | 1411.34 | 660 | 131.35 | 2202.69 | 740.21 | 177.65 | 11280.86 | 3120.55 | 14223.76 | 190.84 | 7672.47 | 631.01 | 959.4 | 4428 | 4428 | 24.6 | 9827.7 | 307.97 | 17.92 | -55.88 | 13.49 | 20 | 7.16 | 0 | 0.2 | 0.2 | 1 | 0.2 | 0 | 2161.46 | 0 | 1262.76 | 0 | 3015.83 | 0 | 1232.41 | 0 | 160.59 | 0 | 70.45 | 0 | 147.33 | 0 | 68.76 | 183.89
856 | 12.1 | 1411.34 | 660 | 131.35 | 2202.69 | 740.21 | 177.65 | 11280.86 | 3120.55 | 14223.76 | 190.84 | 3408.9 | 281.91 | 959.4 | 4428 | 4428 | 24.6 | 9827.7 | 306.54 | 16.49 | -56.3 | 13.08 | 20 | 12.09 | 0 | 0.2 | 0.2 | 1 | 0.2 | 0 | 963.8 | 0 | 555.13 | 0 | 1340.44 | 0 | 549.53 | 0 | 71.61 | 0 | 30.97 | 0 | 65.48 | 0 | 30.66 | 83.19
857 | 12 | 1411.34 | 660 | 131.35 | 2202.69 | 740.21 | 177.65 | 11280.86 | 3120.55 | 14223.76 | 190.84 | 1065.5 | 88.35 | 959.4 | 4428 | 4428 | 24.6 | 9827.7 | 305.72 | 15.67 | -56.57 | 12.8 | 20 | 14.94 | 0 | 0.2 | 0.2 | 1 | 0.2 | 0 | 300.75 | 0 | 171.48 | 0 | 421.75 | 0 | 171.53 | 0 | 22.34 | 0 | 9.57 | 0 | 20.6 | 0 | 9.57 | 26.27
858 | 11.9 | 1411.34 | 660 | 131.35 | 2202.69 | 740.21 | 444.13 | 11547.34 | 3387.03 | 14490.24 | 190.84 | 0 | 0 | 2398.5 | 11070 | 11070 | 61.5 | 24569.25 | 289.94 | 18.96 | -54.5 | 13.61 | 20 | 3.82 | 0 | 0.5 | 0.5 | 1 | 0.5 | 0 | 0 | 0 | 0 | 0 | 0 | 0 | 0 | 0 | 0 | 0 | 0 | 0 | 0 | 0 | 0 | 0
859 | 12.1 | 1411.34 | 660 | 131.35 | 2202.69 | 740.21 | 444.13 | 11547.34 | 3387.03 | 14490.24 | 190.84 | 0 | 0 | 2398.5 | 11070 | 11070 | 61.5 | 24569.25 | 290.12 | 19.15 | -54.3 | 13.81 | 20 | 3.14 | 0 | 0.5 | 0.5 | 1 | 0.5 | 0 | 0 | 0 | 0 | 0 | 0 | 0 | 0 | 0 | 0 | 0 | 0 | 0 | 0 | 0 | 0 | 0
860 | 11.9 | 1411.34 | 660 | 131.35 | 2202.69 | 740.21 | 444.13 | 11547.34 | 3387.03 | 14490.24 | 190.84 | 0 | 0 | 2398.5 | 11070 | 11070 | 61.5 | 24569.25 | 289.94 | 18.96 | -54.5 | 13.61 | 20 | 3.82 | 0 | 0.5 | 0.5 | 1 | 0.5 | 0 | 0 | 0 | 0 | 0 | 0 | 0 | 0 | 0 | 0 | 0 | 0 | 0 | 0 | 0 | 0 | 0
861 | 12.1 | 1411.34 | 660 | 131.35 | 2202.69 | 740.21 | 444.13 | 11547.34 | 3387.03 | 14490.24 | 190.84 | 0 | 0 | 2398.5 | 11070 | 11070 | 61.5 | 24569.25 | 290.12 | 19.15 | -54.3 | 13.81 | 20 | 3.14 | 0 | 0.5 | 0.5 | 1 | 0.5 | 0 | 0 | 0 | 0 | 0 | 0 | 0 | 0 | 0 | 0 | 0 | 0 | 0 | 0 | 0 | 0 | 0
862 | 11.6 | 1411.34 | 660 | 131.35 | 2202.69 | 740.21 | 444.13 | 11547.34 | 3387.03 | 14490.24 | 190.84 | 0 | 0 | 2398.5 | 11070 | 11070 | 61.5 | 24569.25 | 289.67 | 18.69 | -54.8 | 13.32 | 20 | 4.84 | 0 | 0.5 | 0.5 | 1 | 0.5 | 0 | 0 | 0 | 0 | 0 | 0 | 0 | 0 | 0 | 0 | 0 | 0 | 0 | 0 | 0 | 0 | 0
863 | 11 | 1411.34 | 660 | 131.35 | 2202.69 | 740.21 | 444.13 | 11547.34 | 3387.03 | 14490.24 | 190.84 | 0 | 0 | 2398.5 | 11070 | 11070 | 61.5 | 24569.25 | 289.12 | 18.14 | -55.39 | 12.73 | 20 | 6.87 | 0 | 0.5 | 0.5 | 1 | 0.5 | 0 | 0 | 0 | 0 | 0 | 0 | 0 | 0 | 0 | 0 | 0 | 0 | 0 | 0 | 0 | 0 | 0
864 | 10.9 | 1411.34 | 660 | 131.35 | 2202.69 | 740.21 | 444.13 | 11547.34 | 3387.03 | 14490.24 | 190.84 | 0 | 0 | 2398.5 | 11070 | 11070 | 61.5 | 24569.25 | 289.02 | 18.05 | -55.49 | 12.63 | 20 | 7.21 | 0 | 0.5 | 0.5 | 1 | 0.5 | 0 | 0 | 0 | 0 | 0 | 0 | 0 | 0 | 0 | 0 | 0 | 0 | 0 | 0 | 0 | 0 | 0
865 | 10.6 | 1411.34 | 660 | 131.35 | 2202.69 | 740.21 | 444.13 | 11547.34 | 3387.03 | 14490.24 | 190.84 | 0 | 0 | 2398.5 | 2214 | 2214 | 61.5 | 6857.25 | 283.95 | 12.97 | -56.99 | 11.12 | 20 | 25.94 | 0 | 0.5 | 0.1 | 0.5 | 0.5 | 0 | 0 | 0 | 0 | 0 | 0 | 0 | 0 | 0 | 0 | 0 | 0 | 0 | 0 | 0 | 0 | 0
866 | 10.5 | 1411.34 | 660 | 131.35 | 2202.69 | 740.21 | 444.13 | 11547.34 | 3387.03 | 14490.24 | 190.84 | 0 | 0 | 2398.5 | 2214 | 2214 | 61.5 | 6857.25 | 283.86 | 12.88 | -57.09 | 11.03 | 20 | 26.27 | 0 | 0.5 | 0.1 | 0.5 | 0.5 | 0 | 0 | 0 | 0 | 0 | 0 | 0 | 0 | 0 | 0 | 0 | 0 | 0 | 0 | 0 | 0 | 0
867 | 10.1 | 1411.34 | 660 | 131.35 | 2202.69 | 740.21 | 444.13 | 11547.34 | 3387.03 | 14490.24 | 190.84 | 0 | 0 | 2398.5 | 2214 | 2214 | 61.5 | 6857.25 | 283.49 | 12.51 | -57.48 | 10.63 | 20 | 27.63 | 0 | 0.5 | 0.1 | 0.5 | 0.5 | 0 | 0 | 0 | 0 | 0 | 0 | 0 | 0 | 0 | 0 | 0 | 0 | 0 | 0 | 0 | 0 | 0
868 | 10.3 | 1411.34 | 660 | 131.35 | 2202.69 | 740.21 | 444.13 | 11547.34 | 3387.03 | 14490.24 | 190.84 | 0 | 0 | 2398.5 | 2214 | 2214 | 61.5 | 6857.25 | 283.67 | 12.7 | -57.29 | 10.83 | 20 | 26.95 | 0 | 0.5 | 0.1 | 0.5 | 0.5 | 0 | 0 | 0 | 0 | 0 | 0 | 0 | 0 | 0 | 0 | 0 | 0 | 0 | 0 | 0 | 0 | 0
869 | 10.4 | 1411.34 | 660 | 131.35 | 2202.69 | 740.21 | 444.13 | 11547.34 | 3387.03 | 14490.24 | 190.84 | 0 | 0 | 2398.5 | 2214 | 2214 | 61.5 | 6857.25 | 283.77 | 12.79 | -57.19 | 10.93 | 20 | 26.61 | 0 | 0.5 | 0.1 | 0.5 | 0.5 | 0 | 0 | 0 | 0 | 0 | 0 | 0 | 0 | 0 | 0 | 0 | 0 | 0 | 0 | 0 | 0 | 0
870 | 10.4 | 1411.34 | 660 | 131.35 | 2202.69 | 740.21 | 444.13 | 11547.34 | 3387.03 | 14490.24 | 190.84 | 0 | 0 | 2398.5 | 2214 | 2214 | 61.5 | 6857.25 | 283.77 | 12.79 | -57.19 | 10.93 | 20 | 26.61 | 0 | 0.5 | 0.1 | 0.5 | 0.5 | 0 | 0 | 0 | 0 | 0 | 0 | 0 | 0 | 0 | 0 | 0 | 0 | 0 | 0 | 0 | 0 | 0
871 | 10.6 | 1411.34 | 660 | 131.35 | 2202.69 | 740.21 | 444.13 | 11547.34 | 3387.03 | 14490.24 | 190.84 | 0 | 0 | 2398.5 | 2214 | 2214 | 61.5 | 6857.25 | 283.95 | 12.97 | -56.99 | 11.12 | 20 | 25.94 | 0 | 0.5 | 0.1 | 0.5 | 0.5 | 0 | 0 | 0 | 0 | 0 | 0 | 0 | 0 | 0 | 0 | 0 | 0 | 0 | 0 | 0 | 0 | 0
872 | 10.8 | 1411.34 | 660 | 131.35 | 2202.69 | 740.21 | 177.65 | 11280.86 | 3120.55 | 14223.76 | 190.84 | 0 | 0 | 959.4 | 4428 | 4428 | 24.6 | 9827.7 | 304.3 | 14.25 | -57.84 | 11.54 | 20 | 19.84 | 0 | 0.2 | 0.2 | 1 | 0.2 | 0 | 0 | 0 | 0 | 0 | 0 | 0 | 0 | 0 | 0 | 0 | 0 | 0 | 0 | 0 | 0 | 0
873 | 10.9 | 1411.34 | 660 | 131.35 | 2202.69 | 740.21 | 177.65 | 11280.86 | 3120.55 | 14223.76 | 190.84 | 1659.28 | 127.5 | 959.4 | 4428 | 4428 | 24.6 | 9827.7 | 304.91 | 14.86 | -57.61 | 11.76 | 20 | 17.74 | 0 | 0.2 | 0.2 | 1 | 0.2 | 0 | 586.8 | 0 | 620.64 | 0 | 316.49 | 0 | 135.34 | 0 | 43.6 | 0 | 34.63 | 0 | 15.46 | 0 | 7.55 | 26.27
874 | 11 | 1411.34 | 660 | 131.35 | 2202.69 | 740.21 | 177.65 | 11280.86 | 3120.55 | 14223.76 | 190.84 | 4695.09 | 384.14 | 959.4 | 4428 | 4428 | 24.6 | 9827.7 | 305.95 | 15.9 | -57.29 | 12.09 | 20 | 14.13 | 0 | 0.2 | 0.2 | 1 | 0.2 | 0 | 1345.75 | 0 | 847.61 | 0 | 1752.37 | 0 | 749.37 | 0 | 99.98 | 0 | 47.29 | 0 | 85.61 | 0 | 41.81 | 109.46
875 | 11.2 | 1411.34 | 660 | 131.35 | 2202.69 | 740.21 | 177.65 | 11280.86 | 3120.55 | 14223.76 | 190.84 | 3016.55 | 250.7 | 959.4 | 4428 | 4428 | 24.6 | 9827.7 | 305.61 | 15.56 | -57.22 | 12.16 | 20 | 15.32 | 0 | 0.2 | 0.2 | 1 | 0.2 | 0 | 863.27 | 0 | 508.4 | 0 | 1152.66 | 0 | 492.22 | 0 | 64.14 | 0 | 28.36 | 0 | 56.31 | 0 | 27.46 | 74.43
876 | 11.5 | 1411.34 | 660 | 131.35 | 2202.69 | 740.21 | 177.65 | 11280.86 | 3120.55 | 14223.76 | 190.84 | 6497.27 | 537.03 | 959.4 | 4428 | 4428 | 24.6 | 9827.7 | 306.97 | 16.92 | -56.66 | 12.72 | 20 | 10.62 | 0 | 0.2 | 0.2 | 1 | 0.2 | 0 | 1850.24 | 0 | 1096.56 | 0 | 2495.5 | 0 | 1054.96 | 0 | 137.46 | 0 | 61.18 | 0 | 121.91 | 0 | 58.86 | 157.62
877 | 11.8 | 1411.34 | 660 | 131.35 | 2202.69 | 740.21 | 177.65 | 11280.86 | 3120.55 | 14223.76 | 190.84 | 6486.98 | 536.33 | 959.4 | 4428 | 4428 | 24.6 | 9827.7 | 307.24 | 17.19 | -56.36 | 13.01 | 20 | 9.69 | 0 | 0.2 | 0.2 | 1 | 0.2 | 0 | 1846.8 | 0 | 1082.7 | 0 | 2504.49 | 0 | 1053 | 0 | 137.21 | 0 | 60.4 | 0 | 122.35 | 0 | 58.75 | 157.62
878 | 12.4 | 1411.34 | 660 | 131.35 | 2202.69 | 740.21 | 177.65 | 11280.86 | 3120.55 | 14223.76 | 190.84 | 3013.91 | 250.46 | 959.4 | 4428 | 4428 | 24.6 | 9827.7 | 306.69 | 16.64 | -56.03 | 13.34 | 20 | 11.58 | 0 | 0.2 | 0.2 | 1 | 0.2 | 0 | 862.22 | 0 | 497.02 | 0 | 1163.04 | 0 | 491.62 | 0 | 64.06 | 0 | 27.73 | 0 | 56.82 | 0 | 27.43 | 74.43
879 | 12.8 | 1411.34 | 660 | 131.35 | 2202.69 | 740.21 | 177.65 | 11280.86 | 3120.55 | 14223.76 | 190.84 | 4479.99 | 370.86 | 959.4 | 4428 | 4428 | 24.6 | 9827.7 | 307.51 | 17.46 | -55.53 | 13.85 | 20 | 8.74 | 0 | 0.2 | 0.2 | 1 | 0.2 | 0 | 1273.47 | 0 | 736.5 | 0 | 1743.92 | 0 | 726.1 | 0 | 94.61 | 0 | 41.09 | 0 | 85.19 | 0 | 40.51 | 109.46
880 | 12.8 | 1411.34 | 660 | 131.35 | 2202.69 | 740.21 | 177.65 | 11280.86 | 3120.55 | 14223.76 | 190.84 | 1946.65 | 161.78 | 959.4 | 4428 | 4428 | 24.6 | 9827.7 | 306.72 | 16.67 | -55.72 | 13.66 | 20 | 11.49 | 0 | 0.2 | 0.2 | 1 | 0.2 | 0 | 554.75 | 0 | 318.09 | 0 | 757.5 | 0 | 316.31 | 0 | 41.22 | 0 | 17.75 | 0 | 37.01 | 0 | 17.65 | 48.16
881 | 11.8 | 1411.34 | 660 | 131.35 | 2202.69 | 740.21 | 177.65 | 11280.86 | 3120.55 | 14223.76 | 190.84 | 1064.16 | 88.29 | 959.4 | 4428 | 4428 | 24.6 | 9827.7 | 305.54 | 15.49 | -56.77 | 12.6 | 20 | 15.56 | 0 | 0.2 | 0.2 | 1 | 0.2 | 0 | 300.77 | 0 | 171.49 | 0 | 420.35 | 0 | 171.55 | 0 | 22.35 | 0 | 9.57 | 0 | 20.53 | 0 | 9.57 | 26.27
882 | 11.2 | 1411.34 | 660 | 131.35 | 2202.69 | 740.21 | 444.13 | 11547.34 | 3387.03 | 14490.24 | 190.84 | 0 | 0 | 2398.5 | 11070 | 11070 | 61.5 | 24569.25 | 289.3 | 18.32 | -55.19 | 12.92 | 20 | 6.19 | 0 | 0.5 | 0.5 | 1 | 0.5 | 0 | 0 | 0 | 0 | 0 | 0 | 0 | 0 | 0 | 0 | 0 | 0 | 0 | 0 | 0 | 0 | 0
883 | 10.9 | 1411.34 | 660 | 131.35 | 2202.69 | 740.21 | 444.13 | 11547.34 | 3387.03 | 14490.24 | 190.84 | 0 | 0 | 2398.5 | 11070 | 11070 | 61.5 | 24569.25 | 289.02 | 18.05 | -55.49 | 12.63 | 20 | 7.21 | 0 | 0.5 | 0.5 | 1 | 0.5 | 0 | 0 | 0 | 0 | 0 | 0 | 0 | 0 | 0 | 0 | 0 | 0 | 0 | 0 | 0 | 0 | 0
884 | 11 | 1411.34 | 660 | 131.35 | 2202.69 | 740.21 | 444.13 | 11547.34 | 3387.03 | 14490.24 | 190.84 | 0 | 0 | 2398.5 | 11070 | 11070 | 61.5 | 24569.25 | 289.12 | 18.14 | -55.39 | 12.73 | 20 | 6.87 | 0 | 0.5 | 0.5 | 1 | 0.5 | 0 | 0 | 0 | 0 | 0 | 0 | 0 | 0 | 0 | 0 | 0 | 0 | 0 | 0 | 0 | 0 | 0
885 | 11.2 | 1411.34 | 660 | 131.35 | 2202.69 | 740.21 | 444.13 | 11547.34 | 3387.03 | 14490.24 | 190.84 | 0 | 0 | 2398.5 | 11070 | 11070 | 61.5 | 24569.25 | 289.3 | 18.32 | -55.19 | 12.92 | 20 | 6.19 | 0 | 0.5 | 0.5 | 1 | 0.5 | 0 | 0 | 0 | 0 | 0 | 0 | 0 | 0 | 0 | 0 | 0 | 0 | 0 | 0 | 0 | 0 | 0
886 | 11 | 1411.34 | 660 | 131.35 | 2202.69 | 740.21 | 444.13 | 11547.34 | 3387.03 | 14490.24 | 190.84 | 0 | 0 | 2398.5 | 11070 | 11070 | 61.5 | 24569.25 | 289.12 | 18.14 | -55.39 | 12.73 | 20 | 6.87 | 0 | 0.5 | 0.5 | 1 | 0.5 | 0 | 0 | 0 | 0 | 0 | 0 | 0 | 0 | 0 | 0 | 0 | 0 | 0 | 0 | 0 | 0 | 0
887 | 10.8 | 1411.34 | 660 | 131.35 | 2202.69 | 740.21 | 444.13 | 11547.34 | 3387.03 | 14490.24 | 190.84 | 0 | 0 | 2398.5 | 11070 | 11070 | 61.5 | 24569.25 | 288.93 | 17.96 | -55.59 | 12.53 | 20 | 7.55 | 0 | 0.5 | 0.5 | 1 | 0.5 | 0 | 0 | 0 | 0 | 0 | 0 | 0 | 0 | 0 | 0 | 0 | 0 | 0 | 0 | 0 | 0 | 0
888 | 9.8 | 1411.34 | 660 | 131.35 | 2202.69 | 740.21 | 444.13 | 11547.34 | 3387.03 | 14490.24 | 190.84 | 0 | 0 | 2398.5 | 11070 | 11070 | 61.5 | 24569.25 | 288.01 | 17.04 | -56.57 | 11.54 | 20 | 10.93 | 0 | 0.5 | 0.5 | 1 | 0.5 | 0 | 0 | 0 | 0 | 0 | 0 | 0 | 0 | 0 | 0 | 0 | 0 | 0 | 0 | 0 | 0 | 0
889 | 9.8 | 1411.34 | 660 | 131.35 | 2202.69 | 740.21 | 444.13 | 11547.34 | 3387.03 | 14490.24 | 190.84 | 0 | 0 | 2398.5 | 2214 | 2214 | 61.5 | 6857.25 | 283.21 | 12.24 | -57.78 | 10.33 | 20 | 28.64 | 0 | 0.5 | 0.1 | 0.5 | 0.5 | 0 | 0 | 0 | 0 | 0 | 0 | 0 | 0 | 0 | 0 | 0 | 0 | 0 | 0 | 0 | 0 | 0
890 | 9.2 | 1411.34 | 660 | 131.35 | 2202.69 | 740.21 | 444.13 | 11547.34 | 3387.03 | 14490.24 | 190.84 | 0 | 0 | 2398.5 | 2214 | 2214 | 61.5 | 6857.25 | 282.66 | 11.69 | -58.37 | 9.74 | 20 | 30.68 | 0 | 0.5 | 0.1 | 0.5 | 0.5 | 0 | 0 | 0 | 0 | 0 | 0 | 0 | 0 | 0 | 0 | 0 | 0 | 0 | 0 | 0 | 0 | 0
891 | 8.7 | 1411.34 | 660 | 131.35 | 2202.69 | 740.21 | 444.13 | 11547.34 | 3387.03 | 14490.24 | 190.84 | 0 | 0 | 2398.5 | 2214 | 2214 | 61.5 | 6857.25 | 282.2 | 11.23 | -58.87 | 9.25 | 20 | 32.37 | 0 | 0.5 | 0.1 | 0.5 | 0.5 | 0 | 0 | 0 | 0 | 0 | 0 | 0 | 0 | 0 | 0 | 0 | 0 | 0 | 0 | 0 | 0 | 0
892 | 8.6 | 1411.34 | 660 | 131.35 | 2202.69 | 740.21 | 444.13 | 11547.34 | 3387.03 | 14490.24 | 190.84 | 0 | 0 | 2398.5 | 2214 | 2214 | 61.5 | 6857.25 | 282.11 | 11.14 | -58.96 | 9.15 | 20 | 32.71 | 0 | 0.5 | 0.1 | 0.5 | 0.5 | 0 | 0 | 0 | 0 | 0 | 0 | 0 | 0 | 0 | 0 | 0 | 0 | 0 | 0 | 0 | 0 | 0
893 | 8.4 | 1411.34 | 660 | 131.35 | 2202.69 | 740.21 | 444.13 | 11547.34 | 3387.03 | 14490.24 | 190.84 | 0 | 0 | 2398.5 | 2214 | 2214 | 61.5 | 6857.25 | 281.93 | 10.95 | -59.16 | 8.95 | 20 | 33.39 | 0 | 0.5 | 0.1 | 0.5 | 0.5 | 0 | 0 | 0 | 0 | 0 | 0 | 0 | 0 | 0 | 0 | 0 | 0 | 0 | 0 | 0 | 0 | 0
894 | 6.9 | 1411.34 | 660 | 131.35 | 2202.69 | 740.21 | 444.13 | 11547.34 | 3387.03 | 14490.24 | 190.84 | 0 | 0 | 2398.5 | 2214 | 2214 | 61.5 | 6857.25 | 280.55 | 9.58 | -60.64 | 7.47 | 20 | 38.47 | 0 | 0.5 | 0.1 | 0.5 | 0.5 | 0 | 0 | 0 | 0 | 0 | 0 | 0 | 0 | 0 | 0 | 0 | 0 | 0 | 0 | 0 | 0 | 0
895 | 7 | 1411.34 | 660 | 131.35 | 2202.69 | 740.21 | 444.13 | 11547.34 | 3387.03 | 14490.24 | 190.84 | 0 | 0 | 2398.5 | 2214 | 2214 | 61.5 | 6857.25 | 280.64 | 9.67 | -60.54 | 7.57 | 20 | 38.13 | 0 | 0.5 | 0.1 | 0.5 | 0.5 | 0 | 0 | 0 | 0 | 0 | 0 | 0 | 0 | 0 | 0 | 0 | 0 | 0 | 0 | 0 | 0 | 0
896 | 7.3 | 1411.34 | 660 | 131.35 | 2202.69 | 740.21 | 177.65 | 11280.86 | 3120.55 | 14223.76 | 190.84 | 0 | 0 | 959.4 | 4428 | 4428 | 24.6 | 9827.7 | 301.13 | 11.08 | -61.29 | 8.08 | 20 | 30.76 | 0 | 0.2 | 0.2 | 1 | 0.2 | 0 | 0 | 0 | 0 | 0 | 0 | 0 | 0 | 0 | 0 | 0 | 0 | 0 | 0 | 0 | 0 | 0
897 | 7 | 1411.34 | 660 | 131.35 | 2202.69 | 740.21 | 177.65 | 11280.86 | 3120.55 | 14223.76 | 190.84 | 659.21 | 52.34 | 959.4 | 4428 | 4428 | 24.6 | 9827.7 | 301.06 | 11.01 | -61.54 | 7.84 | 20 | 30.98 | 0 | 0.2 | 0.2 | 1 | 0.2 | 0 | 207.16 | 0 | 162.4 | 0 | 202.89 | 0 | 86.76 | 0 | 15.39 | 0 | 9.06 | 0 | 9.91 | 0 | 4.84 | 13.13
898 | 6.5 | 1411.34 | 660 | 131.35 | 2202.69 | 740.21 | 177.65 | 11280.86 | 3120.55 | 14223.76 | 190.84 | 2529.99 | 209.26 | 959.4 | 4428 | 4428 | 24.6 | 9827.7 | 301.2 | 11.15 | -61.89 | 7.48 | 20 | 30.51 | 0 | 0.2 | 0.2 | 1 | 0.2 | 0 | 726.71 | 0 | 438 | 0 | 956.32 | 0 | 408.95 | 0 | 53.99 | 0 | 24.44 | 0 | 46.72 | 0 | 22.82 | 61.3
899 | 6 | 1411.34 | 660 | 131.35 | 2202.69 | 740.21 | 177.65 | 11280.86 | 3120.55 | 14223.76 | 190.84 | 3379.14 | 280.64 | 959.4 | 4428 | 4428 | 24.6 | 9827.7 | 301.01 | 10.96 | -62.32 | 7.05 | 20 | 31.15 | 0 | 0.2 | 0.2 | 1 | 0.2 | 0 | 966.65 | 0 | 570.64 | 0 | 1290.7 | 0 | 551.16 | 0 | 71.82 | 0 | 31.84 | 0 | 63.05 | 0 | 30.75 | 83.19
900 | 7.5 | 1411.34 | 660 | 131.35 | 2202.69 | 740.21 | 177.65 | 11280.86 | 3120.55 | 14223.76 | 190.84 | 7620.72 | 628.85 | 959.4 | 4428 | 4428 | 24.6 | 9827.7 | 303.7 | 13.65 | -60.52 | 8.85 | 20 | 21.88 | 0 | 0.2 | 0.2 | 1 | 0.2 | 0 | 2167.26 | 0 | 1290.69 | 0 | 2927.06 | 0 | 1235.72 | 0 | 161.02 | 0 | 72.01 | 0 | 142.99 | 0 | 68.94 | 183.89
901 | 8.4 | 1411.34 | 660 | 131.35 | 2202.69 | 740.21 | 177.65 | 11280.86 | 3120.55 | 14223.76 | 190.84 | 41384.92 | 3082.49 | 959.4 | 4428 | 4428 | 24.6 | 9827.7 | 315.02 | 24.97 | -57.12 | 12.25 | 23.9 | 0 | 0 | 0.2 | 0.2 | 1 | 0.2 | 0 | 8075.29 | 0 | 10129.16 | 0 | 18576.14 | 0 | 4604.33 | 0 | 599.96 | 0 | 565.12 | 0 | 907.48 | 0 | 256.88 | 753.05
902 | 8.7 | 1411.34 | 660 | 131.35 | 2202.69 | 740.21 | 177.65 | 11280.86 | 3120.55 | 14223.76 | 190.84 | 29369.01 | 4178.04 | 959.4 | 4428 | 4428 | 24.6 | 9827.7 | 312.28 | 22.23 | -57.58 | 11.79 | 22.23 | 0 | 0 | 0.2 | 0.2 | 1 | 0.2 | 0 | 4566.55 | 0 | 6484.23 | 0 | 15714.51 | 0 | 2603.73 | 0 | 678.55 | 0 | 723.52 | 0 | 1535.37 | 0 | 290.53 | 950.07
903 | 8.7 | 1411.34 | 660 | 131.35 | 2202.69 | 740.21 | 177.65 | 11280.86 | 3120.55 | 14223.76 | 190.84 | 67021.71 | 4504.57 | 959.4 | 4428 | 4428 | 24.6 | 9827.7 | 323.23 | 33.18 | -54.95 | 14.43 | 23.9 | 0 | 0 | 0.2 | 0.2 | 1 | 0.2 | 0 | 8397.56 | 0 | 11764.22 | 0 | 42071.84 | 0 | 4788.08 | 0 | 623.9 | 0 | 656.34 | 0 | 2055.29 | 0 | 267.13 | 901.91
904 | 8.3 | 1411.34 | 660 | 131.35 | 2202.69 | 740.21 | 177.65 | 11280.86 | 3120.55 | 14223.76 | 190.84 | 27305.36 | 3559.28 | 959.4 | 4428 | 4428 | 24.6 | 9827.7 | 311.14 | 21.09 | -58.16 | 11.21 | 21.09 | 0 | 0 | 0.2 | 0.2 | 1 | 0.2 | 0 | 3214.04 | 0 | 3294.85 | 0 | 18963.91 | 0 | 1832.57 | 0 | 477.58 | 0 | 367.65 | 0 | 1852.85 | 0 | 204.48 | 656.73
905 | 7.8 | 1411.34 | 660 | 131.35 | 2202.69 | 740.21 | 177.65 | 11280.86 | 3120.55 | 14223.76 | 190.84 | 17376.5 | 1202.23 | 959.4 | 4428 | 4428 | 24.6 | 9827.7 | 307.01 | 16.96 | -59.51 | 9.87 | 20 | 10.47 | 0 | 0.2 | 0.2 | 1 | 0.2 | 0 | 2974.46 | 0 | 1695.96 | 0 | 10980.88 | 0 | 1725.19 | 0 | 220.99 | 0 | 94.62 | 0 | 536.44 | 0 | 96.25 | 253.94
906 | 7.4 | 1411.34 | 660 | 131.35 | 2202.69 | 740.21 | 444.13 | 11547.34 | 3387.03 | 14490.24 | 190.84 | 1055.09 | 87.94 | 2398.5 | 11070 | 11070 | 61.5 | 24569.25 | 286.12 | 15.14 | -58.86 | 9.25 | 20 | 17.92 | 0 | 0.5 | 0.5 | 1 | 0.5 | 0 | 303.74 | 0 | 173.18 | 0 | 404.98 | 0 | 173.18 | 0 | 22.57 | 0 | 9.66 | 0 | 19.78 | 0 | 9.66 | 26.27
907 | 7.3 | 1411.34 | 660 | 131.35 | 2202.69 | 740.21 | 444.13 | 11547.34 | 3387.03 | 14490.24 | 190.84 | 0 | 0 | 2398.5 | 11070 | 11070 | 61.5 | 24569.25 | 285.72 | 14.74 | -59.04 | 9.07 | 20 | 19.4 | 0 | 0.5 | 0.5 | 1 | 0.5 | 0 | 0 | 0 | 0 | 0 | 0 | 0 | 0 | 0 | 0 | 0 | 0 | 0 | 0 | 0 | 0 | 0
908 | 5 | 1411.34 | 660 | 131.35 | 2202.69 | 740.21 | 444.13 | 11547.34 | 3387.03 | 14490.24 | 190.84 | 0 | 0 | 2398.5 | 11070 | 11070 | 61.5 | 24569.25 | 283.61 | 12.63 | -61.31 | 6.8 | 20 | 27.19 | 0 | 0.5 | 0.5 | 1 | 0.5 | 0 | 0 | 0 | 0 | 0 | 0 | 0 | 0 | 0 | 0 | 0 | 0 | 0 | 0 | 0 | 0 | 0
909 | 5.8 | 1411.34 | 660 | 131.35 | 2202.69 | 740.21 | 444.13 | 11547.34 | 3387.03 | 14490.24 | 190.84 | 0 | 0 | 2398.5 | 11070 | 11070 | 61.5 | 24569.25 | 284.34 | 13.37 | -60.52 | 7.59 | 20 | 24.48 | 0 | 0.5 | 0.5 | 1 | 0.5 | 0 | 0 | 0 | 0 | 0 | 0 | 0 | 0 | 0 | 0 | 0 | 0 | 0 | 0 | 0 | 0 | 0
910 | 6.3 | 1411.34 | 660 | 131.35 | 2202.69 | 740.21 | 444.13 | 11547.34 | 3387.03 | 14490.24 | 190.84 | 0 | 0 | 2398.5 | 11070 | 11070 | 61.5 | 24569.25 | 284.8 | 13.83 | -60.03 | 8.09 | 20 | 22.79 | 0 | 0.5 | 0.5 | 1 | 0.5 | 0 | 0 | 0 | 0 | 0 | 0 | 0 | 0 | 0 | 0 | 0 | 0 | 0 | 0 | 0 | 0 | 0
911 | 6.1 | 1411.34 | 660 | 131.35 | 2202.69 | 740.21 | 444.13 | 11547.34 | 3387.03 | 14490.24 | 190.84 | 0 | 0 | 2398.5 | 11070 | 11070 | 61.5 | 24569.25 | 284.62 | 13.64 | -60.23 | 7.89 | 20 | 23.46 | 0 | 0.5 | 0.5 | 1 | 0.5 | 0 | 0 | 0 | 0 | 0 | 0 | 0 | 0 | 0 | 0 | 0 | 0 | 0 | 0 | 0 | 0 | 0
912 | 6.1 | 1411.34 | 660 | 131.35 | 2202.69 | 740.21 | 444.13 | 11547.34 | 3387.03 | 14490.24 | 190.84 | 0 | 0 | 2398.5 | 11070 | 11070 | 61.5 | 24569.25 | 284.62 | 13.64 | -60.23 | 7.89 | 20 | 23.46 | 0 | 0.5 | 0.5 | 1 | 0.5 | 0 | 0 | 0 | 0 | 0 | 0 | 0 | 0 | 0 | 0 | 0 | 0 | 0 | 0 | 0 | 0 | 0
913 | 5.9 | 1411.34 | 660 | 131.35 | 2202.69 | 740.21 | 444.13 | 11547.34 | 3387.03 | 14490.24 | 190.84 | 0 | 0 | 2398.5 | 2214 | 2214 | 61.5 | 6857.25 | 279.63 | 8.66 | -61.63 | 6.49 | 20 | 41.85 | 0 | 0.5 | 0.1 | 0.5 | 0.5 | 0 | 0 | 0 | 0 | 0 | 0 | 0 | 0 | 0 | 0 | 0 | 0 | 0 | 0 | 0 | 0 | 0
914 | 5.4 | 1411.34 | 660 | 131.35 | 2202.69 | 740.21 | 444.13 | 11547.34 | 3387.03 | 14490.24 | 190.84 | 0 | 0 | 2398.5 | 2214 | 2214 | 61.5 | 6857.25 | 279.18 | 8.2 | -62.12 | 5.99 | 20 | 43.55 | 0 | 0.5 | 0.1 | 0.5 | 0.5 | 0 | 0 | 0 | 0 | 0 | 0 | 0 | 0 | 0 | 0 | 0 | 0 | 0 | 0 | 0 | 0 | 0
915 | 1.9 | 1411.34 | 660 | 131.35 | 2202.69 | 740.21 | 444.13 | 11547.34 | 3387.03 | 14490.24 | 190.84 | 0 | 0 | 2398.5 | 2214 | 2214 | 61.5 | 6857.25 | 275.96 | 4.99 | -65.58 | 2.54 | 20 | 55.4 | 0 | 0.5 | 0.1 | 0.5 | 0.5 | 0 | 0 | 0 | 0 | 0 | 0 | 0 | 0 | 0 | 0 | 0 | 0 | 0 | 0 | 0 | 0 | 0
916 | 2.8 | 1411.34 | 660 | 131.35 | 2202.69 | 740.21 | 444.13 | 11547.34 | 3387.03 | 14490.24 | 190.84 | 0 | 0 | 2398.5 | 2214 | 2214 | 61.5 | 6857.25 | 276.79 | 5.81 | -64.69 | 3.43 | 20 | 52.35 | 0 | 0.5 | 0.1 | 0.5 | 0.5 | 0 | 0 | 0 | 0 | 0 | 0 | 0 | 0 | 0 | 0 | 0 | 0 | 0 | 0 | 0 | 0 | 0
917 | 4.2 | 1411.34 | 660 | 131.35 | 2202.69 | 740.21 | 444.13 | 11547.34 | 3387.03 | 14490.24 | 190.84 | 0 | 0 | 2398.5 | 2214 | 2214 | 61.5 | 6857.25 | 278.07 | 7.1 | -63.31 | 4.81 | 20 | 47.61 | 0 | 0.5 | 0.1 | 0.5 | 0.5 | 0 | 0 | 0 | 0 | 0 | 0 | 0 | 0 | 0 | 0 | 0 | 0 | 0 | 0 | 0 | 0 | 0
918 | 2.7 | 1411.34 | 660 | 131.35 | 2202.69 | 740.21 | 444.13 | 11547.34 | 3387.03 | 14490.24 | 190.84 | 0 | 0 | 2398.5 | 2214 | 2214 | 61.5 | 6857.25 | 276.7 | 5.72 | -64.79 | 3.33 | 20 | 52.69 | 0 | 0.5 | 0.1 | 0.5 | 0.5 | 0 | 0 | 0 | 0 | 0 | 0 | 0 | 0 | 0 | 0 | 0 | 0 | 0 | 0 | 0 | 0 | 0
919 | 4.4 | 1411.34 | 660 | 131.35 | 2202.69 | 740.21 | 444.13 | 11547.34 | 3387.03 | 14490.24 | 190.84 | 0 | 0 | 2398.5 | 2214 | 2214 | 61.5 | 6857.25 | 278.26 | 7.28 | -63.11 | 5 | 20 | 46.93 | 0 | 0.5 | 0.1 | 0.5 | 0.5 | 0 | 0 | 0 | 0 | 0 | 0 | 0 | 0 | 0 | 0 | 0 | 0 | 0 | 0 | 0 | 0 | 0
920 | 3.4 | 1411.34 | 660 | 131.35 | 2202.69 | 740.21 | 177.65 | 11280.86 | 3120.55 | 14223.76 | 190.84 | 0 | 0 | 959.4 | 4428 | 4428 | 24.6 | 9827.7 | 297.6 | 7.55 | -65.14 | 4.24 | 20 | 42.93 | 0 | 0.2 | 0.2 | 1 | 0.2 | 0 | 0 | 0 | 0 | 0 | 0 | 0 | 0 | 0 | 0 | 0 | 0 | 0 | 0 | 0 | 0 | 0
921 | 2.7 | 1411.34 | 660 | 131.35 | 2202.69 | 740.21 | 177.65 | 11280.86 | 3120.55 | 14223.76 | 190.84 | 4831.11 | 359.23 | 959.4 | 4428 | 4428 | 24.6 | 9827.7 | 298.47 | 8.42 | -65.47 | 3.9 | 20 | 39.92 | 0 | 0.2 | 0.2 | 1 | 0.2 | 0 | 1797.68 | 0 | 2031.91 | 0 | 701.53 | 0 | 299.99 | 0 | 133.56 | 0 | 113.36 | 0 | 34.27 | 0 | 16.74 | 61.3
922 | 4.7 | 1411.34 | 660 | 131.35 | 2202.69 | 740.21 | 177.65 | 11280.86 | 3120.55 | 14223.76 | 190.84 | 25469.69 | 1843.91 | 959.4 | 4428 | 4428 | 24.6 | 9827.7 | 306.7 | 16.65 | -61.96 | 7.41 | 20 | 11.56 | 0 | 0.2 | 0.2 | 1 | 0.2 | 0 | 6799.36 | 0 | 12239.21 | 0 | 4504.75 | 0 | 1926.37 | 0 | 505.16 | 0 | 682.84 | 0 | 220.07 | 0 | 107.47 | 328.37
923 | 5.2 | 1411.34 | 660 | 131.35 | 2202.69 | 740.21 | 177.65 | 11280.86 | 3120.55 | 14223.76 | 190.84 | 35958.31 | 2728.11 | 959.4 | 4428 | 4428 | 24.6 | 9827.7 | 310.45 | 20.4 | -60.68 | 8.7 | 20.4 | 0 | 0 | 0.2 | 0.2 | 1 | 0.2 | 0 | 6450.51 | 0 | 16135.74 | 0 | 9694.13 | 0 | 3677.92 | 0 | 479.24 | 0 | 900.23 | 0 | 473.58 | 0 | 205.2 | 669.87
924 | 6.8 | 1411.34 | 660 | 131.35 | 2202.69 | 740.21 | 177.65 | 11280.86 | 3120.55 | 14223.76 | 190.84 | 107160.8 | 7333.98 | 959.4 | 4428 | 4428 | 24.6 | 9827.7 | 333.9 | 43.85 | -53.84 | 15.53 | 23.9 | 0 | 0 | 0.2 | 0.2 | 1 | 0.2 | 0 | 7157.76 | 0 | 53217.72 | 0 | 42704.14 | 0 | 4081.18 | 0 | 531.79 | 0 | 2969.07 | 0 | 2086.18 | 0 | 227.69 | 1519.24
925 | 4.4 | 1411.34 | 660 | 131.35 | 2202.69 | 740.21 | 177.65 | 11280.86 | 3120.55 | 14223.76 | 190.84 | 13295.11 | 2103.85 | 959.4 | 4428 | 4428 | 24.6 | 9827.7 | 303.12 | 13.07 | -63.08 | 6.29 | 20 | 23.88 | 0 | 0.2 | 0.2 | 1 | 0.2 | 0 | 3313.1 | 0 | 2630.43 | 0 | 5462.54 | 0 | 1889.05 | 0 | 492.3 | 0 | 293.51 | 0 | 533.71 | 0 | 210.78 | 573.55
926 | 2.8 | 1411.34 | 660 | 131.35 | 2202.69 | 740.21 | 177.65 | 11280.86 | 3120.55 | 14223.76 | 190.84 | 11824.12 | 969.47 | 959.4 | 4428 | 4428 | 24.6 | 9827.7 | 300.77 | 10.72 | -64.84 | 4.53 | 20 | 32.01 | 0 | 0.2 | 0.2 | 1 | 0.2 | 0 | 3331.44 | 0 | 1971.86 | 0 | 4621.32 | 0 | 1899.5 | 0 | 247.51 | 0 | 110.01 | 0 | 225.76 | 0 | 105.98 | 280.21
927 | 5.6 | 1411.34 | 660 | 131.35 | 2202.69 | 740.21 | 177.65 | 11280.86 | 3120.55 | 14223.76 | 190.84 | 77137.87 | 5114.21 | 959.4 | 4428 | 4428 | 24.6 | 9827.7 | 323.45 | 33.4 | -57.26 | 12.11 | 23.9 | 0 | 0 | 0.2 | 0.2 | 1 | 0.2 | 0 | 8614.49 | 0 | 13599.87 | 0 | 50011.75 | 0 | 4911.77 | 0 | 640.02 | 0 | 758.75 | 0 | 2443.17 | 0 | 274.03 | 998.23
928 | 5.4 | 1411.34 | 660 | 131.35 | 2202.69 | 740.21 | 177.65 | 11280.86 | 3120.55 | 14223.76 | 190.84 | 15622.5 | 2218.6 | 959.4 | 4428 | 4428 | 24.6 | 9827.7 | 304.74 | 14.69 | -61.93 | 7.45 | 20 | 18.31 | 0 | 0.2 | 0.2 | 1 | 0.2 | 0 | 2783.03 | 0 | 2122.69 | 0 | 9129.97 | 0 | 1586.81 | 0 | 413.53 | 0 | 236.85 | 0 | 892.03 | 0 | 177.06 | 499.12
929 | 4.9 | 1411.34 | 660 | 131.35 | 2202.69 | 740.21 | 177.65 | 11280.86 | 3120.55 | 14223.76 | 190.84 | 8865.12 | 701.94 | 959.4 | 4428 | 4428 | 24.6 | 9827.7 | 301.73 | 11.68 | -62.99 | 6.38 | 20 | 28.68 | 0 | 0.2 | 0.2 | 1 | 0.2 | 0 | 2283.99 | 0 | 1302.27 | 0 | 3971.82 | 0 | 1307.03 | 0 | 169.69 | 0 | 72.66 | 0 | 194.03 | 0 | 72.92 | 192.64
930 | 4.4 | 1411.34 | 660 | 131.35 | 2202.69 | 740.21 | 444.13 | 11547.34 | 3387.03 | 14490.24 | 190.84 | 3474.87 | 201.98 | 2398.5 | 11070 | 11070 | 61.5 | 24569.25 | 284.05 | 13.08 | -61.65 | 6.46 | 20 | 25.55 | 0 | 0.5 | 0.5 | 1 | 0.5 | 0 | 120.07 | 0 | 68.46 | 0 | 2936.41 | 0 | 349.93 | 0 | 8.92 | 0 | 3.82 | 0 | 143.45 | 0 | 19.52 | 26.27
931 | 3.7 | 1411.34 | 660 | 131.35 | 2202.69 | 740.21 | 444.13 | 11547.34 | 3387.03 | 14490.24 | 190.84 | 0 | 0 | 2398.5 | 11070 | 11070 | 61.5 | 24569.25 | 282.42 | 11.44 | -62.59 | 5.52 | 20 | 31.59 | 0 | 0.5 | 0.5 | 1 | 0.5 | 0 | 0 | 0 | 0 | 0 | 0 | 0 | 0 | 0 | 0 | 0 | 0 | 0 | 0 | 0 | 0 | 0
932 | 2.9 | 1411.34 | 660 | 131.35 | 2202.69 | 740.21 | 444.13 | 11547.34 | 3387.03 | 14490.24 | 190.84 | 0 | 0 | 2398.5 | 11070 | 11070 | 61.5 | 24569.25 | 281.68 | 10.7 | -63.38 | 4.73 | 20 | 34.3 | 0 | 0.5 | 0.5 | 1 | 0.5 | 0 | 0 | 0 | 0 | 0 | 0 | 0 | 0 | 0 | 0 | 0 | 0 | 0 | 0 | 0 | 0 | 0
933 | 4.5 | 1411.34 | 660 | 131.35 | 2202.69 | 740.21 | 444.13 | 11547.34 | 3387.03 | 14490.24 | 190.84 | 0 | 0 | 2398.5 | 11070 | 11070 | 61.5 | 24569.25 | 283.15 | 12.17 | -61.8 | 6.31 | 20 | 28.88 | 0 | 0.5 | 0.5 | 1 | 0.5 | 0 | 0 | 0 | 0 | 0 | 0 | 0 | 0 | 0 | 0 | 0 | 0 | 0 | 0 | 0 | 0 | 0
934 | 4.6 | 1411.34 | 660 | 131.35 | 2202.69 | 740.21 | 444.13 | 11547.34 | 3387.03 | 14490.24 | 190.84 | 0 | 0 | 2398.5 | 11070 | 11070 | 61.5 | 24569.25 | 283.24 | 12.26 | -61.71 | 6.41 | 20 | 28.55 | 0 | 0.5 | 0.5 | 1 | 0.5 | 0 | 0 | 0 | 0 | 0 | 0 | 0 | 0 | 0 | 0 | 0 | 0 | 0 | 0 | 0 | 0 | 0
935 | 4.2 | 1411.34 | 660 | 131.35 | 2202.69 | 740.21 | 444.13 | 11547.34 | 3387.03 | 14490.24 | 190.84 | 0 | 0 | 2398.5 | 11070 | 11070 | 61.5 | 24569.25 | 282.87 | 11.9 | -62.1 | 6.01 | 20 | 29.9 | 0 | 0.5 | 0.5 | 1 | 0.5 | 0 | 0 | 0 | 0 | 0 | 0 | 0 | 0 | 0 | 0 | 0 | 0 | 0 | 0 | 0 | 0 | 0
936 | 3.3 | 1411.34 | 660 | 131.35 | 2202.69 | 740.21 | 444.13 | 11547.34 | 3387.03 | 14490.24 | 190.84 | 0 | 0 | 2398.5 | 11070 | 11070 | 61.5 | 24569.25 | 282.05 | 11.07 | -62.99 | 5.13 | 20 | 32.95 | 0 | 0.5 | 0.5 | 1 | 0.5 | 0 | 0 | 0 | 0 | 0 | 0 | 0 | 0 | 0 | 0 | 0 | 0 | 0 | 0 | 0 | 0 | 0
937 | 3.8 | 1411.34 | 660 | 131.35 | 2202.69 | 740.21 | 444.13 | 11547.34 | 3387.03 | 14490.24 | 190.84 | 0 | 0 | 2398.5 | 2214 | 2214 | 61.5 | 6857.25 | 277.71 | 6.73 | -63.7 | 4.41 | 20 | 48.97 | 0 | 0.5 | 0.1 | 0.5 | 0.5 | 0 | 0 | 0 | 0 | 0 | 0 | 0 | 0 | 0 | 0 | 0 | 0 | 0 | 0 | 0 | 0 | 0
938 | 3 | 1411.34 | 660 | 131.35 | 2202.69 | 740.21 | 444.13 | 11547.34 | 3387.03 | 14490.24 | 190.84 | 0 | 0 | 2398.5 | 2214 | 2214 | 61.5 | 6857.25 | 276.97 | 6 | -64.49 | 3.62 | 20 | 51.68 | 0 | 0.5 | 0.1 | 0.5 | 0.5 | 0 | 0 | 0 | 0 | 0 | 0 | 0 | 0 | 0 | 0 | 0 | 0 | 0 | 0 | 0 | 0 | 0
939 | 3.4 | 1411.34 | 660 | 131.35 | 2202.69 | 740.21 | 444.13 | 11547.34 | 3387.03 | 14490.24 | 190.84 | 0 | 0 | 2398.5 | 2214 | 2214 | 61.5 | 6857.25 | 277.34 | 6.36 | -64.1 | 4.02 | 20 | 50.32 | 0 | 0.5 | 0.1 | 0.5 | 0.5 | 0 | 0 | 0 | 0 | 0 | 0 | 0 | 0 | 0 | 0 | 0 | 0 | 0 | 0 | 0 | 0 | 0
940 | 2.2 | 1411.34 | 660 | 131.35 | 2202.69 | 740.21 | 444.13 | 11547.34 | 3387.03 | 14490.24 | 190.84 | 0 | 0 | 2398.5 | 2214 | 2214 | 61.5 | 6857.25 | 276.24 | 5.26 | -65.28 | 2.83 | 20 | 54.39 | 0 | 0.5 | 0.1 | 0.5 | 0.5 | 0 | 0 | 0 | 0 | 0 | 0 | 0 | 0 | 0 | 0 | 0 | 0 | 0 | 0 | 0 | 0 | 0
941 | 2.9 | 1411.34 | 660 | 131.35 | 2202.69 | 740.21 | 444.13 | 11547.34 | 3387.03 | 14490.24 | 190.84 | 0 | 0 | 2398.5 | 2214 | 2214 | 61.5 | 6857.25 | 276.88 | 5.91 | -64.59 | 3.52 | 20 | 52.02 | 0 | 0.5 | 0.1 | 0.5 | 0.5 | 0 | 0 | 0 | 0 | 0 | 0 | 0 | 0 | 0 | 0 | 0 | 0 | 0 | 0 | 0 | 0 | 0
942 | 2.8 | 1411.34 | 660 | 131.35 | 2202.69 | 740.21 | 444.13 | 11547.34 | 3387.03 | 14490.24 | 190.84 | 0 | 0 | 2398.5 | 2214 | 2214 | 61.5 | 6857.25 | 276.79 | 5.81 | -64.69 | 3.43 | 20 | 52.35 | 0 | 0.5 | 0.1 | 0.5 | 0.5 | 0 | 0 | 0 | 0 | 0 | 0 | 0 | 0 | 0 | 0 | 0 | 0 | 0 | 0 | 0 | 0 | 0
943 | 2.3 | 1411.34 | 660 | 131.35 | 2202.69 | 740.21 | 444.13 | 11547.34 | 3387.03 | 14490.24 | 190.84 | 0 | 0 | 2398.5 | 2214 | 2214 | 61.5 | 6857.25 | 276.33 | 5.35 | -65.18 | 2.93 | 20 | 54.05 | 0 | 0.5 | 0.1 | 0.5 | 0.5 | 0 | 0 | 0 | 0 | 0 | 0 | 0 | 0 | 0 | 0 | 0 | 0 | 0 | 0 | 0 | 0 | 0
944 | 2.5 | 1411.34 | 660 | 131.35 | 2202.69 | 740.21 | 177.65 | 11280.86 | 3120.55 | 14223.76 | 190.84 | 0 | 0 | 959.4 | 4428 | 4428 | 24.6 | 9827.7 | 296.78 | 6.73 | -66.03 | 3.35 | 20 | 45.74 | 0 | 0.2 | 0.2 | 1 | 0.2 | 0 | 0 | 0 | 0 | 0 | 0 | 0 | 0 | 0 | 0 | 0 | 0 | 0 | 0 | 0 | 0 | 0
945 | 3.1 | 1411.34 | 660 | 131.35 | 2202.69 | 740.21 | 177.65 | 11280.86 | 3120.55 | 14223.76 | 190.84 | 19479.22 | 1330.46 | 959.4 | 4428 | 4428 | 24.6 | 9827.7 | 303.36 | 13.31 | -63.99 | 5.38 | 20 | 23.05 | 0 | 0.2 | 0.2 | 1 | 0.2 | 0 | 7784.66 | 0 | 9675.42 | 0 | 1414.33 | 0 | 604.81 | 0 | 578.37 | 0 | 539.8 | 0 | 69.09 | 0 | 33.74 | 109.46
946 | 3.8 | 1411.34 | 660 | 131.35 | 2202.69 | 740.21 | 177.65 | 11280.86 | 3120.55 | 14223.76 | 190.84 | 31378.27 | 2260.55 | 959.4 | 4428 | 4428 | 24.6 | 9827.7 | 307.72 | 17.67 | -62.41 | 6.96 | 20 | 8.04 | 0 | 0.2 | 0.2 | 1 | 0.2 | 0 | 8381.38 | 0 | 15830.72 | 0 | 5019.62 | 0 | 2146.55 | 0 | 622.7 | 0 | 883.21 | 0 | 245.22 | 0 | 119.76 | 389.66
947 | 4.8 | 1411.34 | 660 | 131.35 | 2202.69 | 740.21 | 177.65 | 11280.86 | 3120.55 | 14223.76 | 190.84 | 28260.12 | 2173.73 | 959.4 | 4428 | 4428 | 24.6 | 9827.7 | 307.69 | 17.64 | -61.65 | 7.73 | 20 | 8.13 | 0 | 0.2 | 0.2 | 1 | 0.2 | 0 | 5833.25 | 0 | 10720.43 | 0 | 8380.46 | 0 | 3325.98 | 0 | 433.38 | 0 | 598.1 | 0 | 409.4 | 0 | 185.56 | 547.28
948 | 5 | 1411.34 | 660 | 131.35 | 2202.69 | 740.21 | 177.65 | 11280.86 | 3120.55 | 14223.76 | 190.84 | 27132 | 2132.75 | 959.4 | 4428 | 4428 | 24.6 | 9827.7 | 307.53 | 17.49 | -61.53 | 7.84 | 20 | 8.67 | 0 | 0.2 | 0.2 | 1 | 0.2 | 0 | 6394.94 | 0 | 6591.62 | 0 | 10499.21 | 0 | 3646.24 | 0 | 475.12 | 0 | 367.75 | 0 | 512.91 | 0 | 203.43 | 573.55
949 | 3.5 | 1411.34 | 660 | 131.35 | 2202.69 | 740.21 | 177.65 | 11280.86 | 3120.55 | 14223.76 | 190.84 | 33171.72 | 2575.49 | 959.4 | 4428 | 4428 | 24.6 | 9827.7 | 308.06 | 18.01 | -62.56 | 6.81 | 20 | 6.87 | 0 | 0.2 | 0.2 | 1 | 0.2 | 0 | 7554.79 | 0 | 7187.43 | 0 | 14121.94 | 0 | 4307.56 | 0 | 561.29 | 0 | 400.99 | 0 | 689.88 | 0 | 240.32 | 683
950 | 5.7 | 1411.34 | 660 | 131.35 | 2202.69 | 740.21 | 177.65 | 11280.86 | 3120.55 | 14223.76 | 190.84 | 58141.42 | 4160.95 | 959.4 | 4428 | 4428 | 24.6 | 9827.7 | 317.75 | 27.7 | -58.55 | 10.83 | 23.9 | 0 | 0 | 0.2 | 0.2 | 1 | 0.2 | 0 | 9301.84 | 0 | 12728.5 | 0 | 30807.4 | 0 | 5303.68 | 0 | 691.09 | 0 | 710.14 | 0 | 1505 | 0 | 295.9 | 958.83
951 | 5.6 | 1411.34 | 660 | 131.35 | 2202.69 | 740.21 | 177.65 | 11280.86 | 3120.55 | 14223.76 | 190.84 | 21595.15 | 3104.45 | 959.4 | 4428 | 4428 | 24.6 | 9827.7 | 306.91 | 16.86 | -61.25 | 8.12 | 20 | 10.83 | 0 | 0.2 | 0.2 | 1 | 0.2 | 0 | 3827.26 | 0 | 3707 | 0 | 11878.68 | 0 | 2182.21 | 0 | 568.7 | 0 | 413.63 | 0 | 1160.59 | 0 | 243.5 | 718.03
952 | 4.9 | 1411.34 | 660 | 131.35 | 2202.69 | 740.21 | 177.65 | 11280.86 | 3120.55 | 14223.76 | 190.84 | 21670.64 | 1668.09 | 959.4 | 4428 | 4428 | 24.6 | 9827.7 | 305.73 | 15.68 | -62.04 | 7.33 | 20 | 14.91 | 0 | 0.2 | 0.2 | 1 | 0.2 | 0 | 5069.48 | 0 | 3253.31 | 0 | 10457.35 | 0 | 2890.5 | 0 | 376.64 | 0 | 181.51 | 0 | 510.86 | 0 | 161.26 | 437.82
953 | 3.4 | 1411.34 | 660 | 131.35 | 2202.69 | 740.21 | 177.65 | 11280.86 | 3120.55 | 14223.76 | 190.84 | 8335.12 | 663.7 | 959.4 | 4428 | 4428 | 24.6 | 9827.7 | 300.21 | 10.16 | -64.51 | 4.86 | 20 | 33.93 | 0 | 0.2 | 0.2 | 1 | 0.2 | 0 | 2176.26 | 0 | 1240.85 | 0 | 3672.43 | 0 | 1245.58 | 0 | 161.69 | 0 | 69.23 | 0 | 179.41 | 0 | 69.49 | 183.89
954 | 3 | 1411.34 | 660 | 131.35 | 2202.69 | 740.21 | 444.13 | 11547.34 | 3387.03 | 14490.24 | 190.84 | 5635.06 | 333.91 | 2398.5 | 11070 | 11070 | 61.5 | 24569.25 | 283.39 | 12.41 | -62.88 | 5.24 | 20 | 28 | 0 | 0.5 | 0.5 | 1 | 0.5 | 0 | 219.46 | 0 | 125.13 | 0 | 4711.71 | 0 | 578.75 | 0 | 16.31 | 0 | 6.98 | 0 | 230.18 | 0 | 32.29 | 48.16
955 | 2.8 | 1411.34 | 660 | 131.35 | 2202.69 | 740.21 | 444.13 | 11547.34 | 3387.03 | 14490.24 | 190.84 | 0 | 0 | 2398.5 | 11070 | 11070 | 61.5 | 24569.25 | 281.59 | 10.61 | -63.48 | 4.63 | 20 | 34.64 | 0 | 0.5 | 0.5 | 1 | 0.5 | 0 | 0 | 0 | 0 | 0 | 0 | 0 | 0 | 0 | 0 | 0 | 0 | 0 | 0 | 0 | 0 | 0
956 | 2.7 | 1411.34 | 660 | 131.35 | 2202.69 | 740.21 | 444.13 | 11547.34 | 3387.03 | 14490.24 | 190.84 | 0 | 0 | 2398.5 | 11070 | 11070 | 61.5 | 24569.25 | 281.5 | 10.52 | -63.58 | 4.53 | 20 | 34.98 | 0 | 0.5 | 0.5 | 1 | 0.5 | 0 | 0 | 0 | 0 | 0 | 0 | 0 | 0 | 0 | 0 | 0 | 0 | 0 | 0 | 0 | 0 | 0
957 | 2.7 | 1411.34 | 660 | 131.35 | 2202.69 | 740.21 | 444.13 | 11547.34 | 3387.03 | 14490.24 | 190.84 | 0 | 0 | 2398.5 | 11070 | 11070 | 61.5 | 24569.25 | 281.5 | 10.52 | -63.58 | 4.53 | 20 | 34.98 | 0 | 0.5 | 0.5 | 1 | 0.5 | 0 | 0 | 0 | 0 | 0 | 0 | 0 | 0 | 0 | 0 | 0 | 0 | 0 | 0 | 0 | 0 | 0
958 | 2.8 | 1411.34 | 660 | 131.35 | 2202.69 | 740.21 | 444.13 | 11547.34 | 3387.03 | 14490.24 | 190.84 | 0 | 0 | 2398.5 | 11070 | 11070 | 61.5 | 24569.25 | 281.59 | 10.61 | -63.48 | 4.63 | 20 | 34.64 | 0 | 0.5 | 0.5 | 1 | 0.5 | 0 | 0 | 0 | 0 | 0 | 0 | 0 | 0 | 0 | 0 | 0 | 0 | 0 | 0 | 0 | 0 | 0
959 | 2.3 | 1411.34 | 660 | 131.35 | 2202.69 | 740.21 | 444.13 | 11547.34 | 3387.03 | 14490.24 | 190.84 | 0 | 0 | 2398.5 | 11070 | 11070 | 61.5 | 24569.25 | 281.13 | 10.15 | -63.98 | 4.14 | 20 | 36.34 | 0 | 0.5 | 0.5 | 1 | 0.5 | 0 | 0 | 0 | 0 | 0 | 0 | 0 | 0 | 0 | 0 | 0 | 0 | 0 | 0 | 0 | 0 | 0
960 | 1.8 | 1411.34 | 660 | 131.35 | 2202.69 | 740.21 | 444.13 | 11547.34 | 3387.03 | 14490.24 | 190.84 | 0 | 0 | 2398.5 | 11070 | 11070 | 61.5 | 24569.25 | 280.67 | 9.7 | -64.47 | 3.65 | 20 | 38.03 | 0 | 0.5 | 0.5 | 1 | 0.5 | 0 | 0 | 0 | 0 | 0 | 0 | 0 | 0 | 0 | 0 | 0 | 0 | 0 | 0 | 0 | 0 | 0
961 | 1.7 | 1411.34 | 660 | 131.35 | 2202.69 | 740.21 | 444.13 | 11547.34 | 3387.03 | 14490.24 | 190.84 | 0 | 0 | 2398.5 | 2214 | 2214 | 61.5 | 6857.25 | 275.78 | 4.8 | -65.77 | 2.34 | 20 | 56.08 | 0 | 0.5 | 0.1 | 0.5 | 0.5 | 0 | 0 | 0 | 0 | 0 | 0 | 0 | 0 | 0 | 0 | 0 | 0 | 0 | 0 | 0 | 0 | 0
962 | 2.5 | 1411.34 | 660 | 131.35 | 2202.69 | 740.21 | 444.13 | 11547.34 | 3387.03 | 14490.24 | 190.84 | 0 | 0 | 2398.5 | 2214 | 2214 | 61.5 | 6857.25 | 276.51 | 5.54 | -64.99 | 3.13 | 20 | 53.37 | 0 | 0.5 | 0.1 | 0.5 | 0.5 | 0 | 0 | 0 | 0 | 0 | 0 | 0 | 0 | 0 | 0 | 0 | 0 | 0 | 0 | 0 | 0 | 0
963 | 1.1 | 1411.34 | 660 | 131.35 | 2202.69 | 740.21 | 444.13 | 11547.34 | 3387.03 | 14490.24 | 190.84 | 0 | 0 | 2398.5 | 2214 | 2214 | 61.5 | 6857.25 | 275.23 | 4.25 | -66.37 | 1.75 | 20 | 58.11 | 0 | 0.5 | 0.1 | 0.5 | 0.5 | 0 | 0 | 0 | 0 | 0 | 0 | 0 | 0 | 0 | 0 | 0 | 0 | 0 | 0 | 0 | 0 | 0
964 | 1.6 | 1411.34 | 660 | 131.35 | 2202.69 | 740.21 | 444.13 | 11547.34 | 3387.03 | 14490.24 | 190.84 | 0 | 0 | 2398.5 | 2214 | 2214 | 61.5 | 6857.25 | 275.69 | 4.71 | -65.87 | 2.24 | 20 | 56.42 | 0 | 0.5 | 0.1 | 0.5 | 0.5 | 0 | 0 | 0 | 0 | 0 | 0 | 0 | 0 | 0 | 0 | 0 | 0 | 0 | 0 | 0 | 0 | 0
965 | 0.9 | 1411.34 | 660 | 131.35 | 2202.69 | 740.21 | 444.13 | 11547.34 | 3387.03 | 14490.24 | 190.84 | 0 | 0 | 2398.5 | 2214 | 2214 | 61.5 | 6857.25 | 275.05 | 4.07 | -66.56 | 1.55 | 20 | 58.79 | 0 | 0.5 | 0.1 | 0.5 | 0.5 | 0 | 0 | 0 | 0 | 0 | 0 | 0 | 0 | 0 | 0 | 0 | 0 | 0 | 0 | 0 | 0 | 0
966 | 0.3 | 1411.34 | 660 | 131.35 | 2202.69 | 740.21 | 444.13 | 11547.34 | 3387.03 | 14490.24 | 190.84 | 0 | 0 | 2398.5 | 2214 | 2214 | 61.5 | 6857.25 | 274.5 | 3.52 | -67.16 | 0.96 | 20 | 60.82 | 0 | 0.5 | 0.1 | 0.5 | 0.5 | 0 | 0 | 0 | 0 | 0 | 0 | 0 | 0 | 0 | 0 | 0 | 0 | 0 | 0 | 0 | 0 | 0
967 | 0.7 | 1411.34 | 660 | 131.35 | 2202.69 | 740.21 | 444.13 | 11547.34 | 3387.03 | 14490.24 | 190.84 | 0 | 0 | 2398.5 | 2214 | 2214 | 61.5 | 6857.25 | 274.86 | 3.89 | -66.76 | 1.35 | 20 | 59.47 | 0 | 0.5 | 0.1 | 0.5 | 0.5 | 0 | 0 | 0 | 0 | 0 | 0 | 0 | 0 | 0 | 0 | 0 | 0 | 0 | 0 | 0 | 0 | 0
968 | 0.8 | 1411.34 | 660 | 131.35 | 2202.69 | 740.21 | 444.13 | 11547.34 | 3387.03 | 14490.24 | 190.84 | 0 | 0 | 2398.5 | 11070 | 11070 | 61.5 | 24569.25 | 279.75 | 8.78 | -65.46 | 2.66 | 20 | 41.42 | 0 | 0.5 | 0.5 | 1 | 0.5 | 0 | 0 | 0 | 0 | 0 | 0 | 0 | 0 | 0 | 0 | 0 | 0 | 0 | 0 | 0 | 0 | 0
969 | 1.8 | 1411.34 | 660 | 131.35 | 2202.69 | 740.21 | 444.13 | 11547.34 | 3387.03 | 14490.24 | 190.84 | 629.11 | 50.43 | 2398.5 | 11070 | 11070 | 61.5 | 24569.25 | 280.86 | 9.88 | -64.42 | 3.69 | 20 | 37.35 | 0 | 0.5 | 0.5 | 1 | 0.5 | 0 | 195.08 | 0 | 143.93 | 0 | 203.2 | 0 | 86.9 | 0 | 14.49 | 0 | 8.03 | 0 | 9.93 | 0 | 4.85 | 13.13
970 | 2.8 | 1411.34 | 660 | 131.35 | 2202.69 | 740.21 | 444.13 | 11547.34 | 3387.03 | 14490.24 | 190.84 | 11603.22 | 891.41 | 2398.5 | 11070 | 11070 | 61.5 | 24569.25 | 284.98 | 14 | -62.63 | 5.48 | 20 | 22.15 | 0 | 0.5 | 0.5 | 1 | 0.5 | 0 | 3224.32 | 0 | 3978.87 | 0 | 3082.04 | 0 | 1317.98 | 0 | 239.55 | 0 | 221.99 | 0 | 150.56 | 0 | 73.53 | 205.78
971 | 3.4 | 1411.34 | 660 | 131.35 | 2202.69 | 740.21 | 444.13 | 11547.34 | 3387.03 | 14490.24 | 190.84 | 15871.77 | 1277.44 | 2398.5 | 11070 | 11070 | 61.5 | 24569.25 | 286.79 | 15.81 | -61.72 | 6.39 | 20 | 15.46 | 0 | 0.5 | 0.5 | 1 | 0.5 | 0 | 4114.3 | 0 | 3815.24 | 0 | 5596.37 | 0 | 2345.87 | 0 | 305.67 | 0 | 212.86 | 0 | 273.39 | 0 | 130.88 | 354.64
972 | 4.5 | 1411.34 | 660 | 131.35 | 2202.69 | 740.21 | 444.13 | 11547.34 | 3387.03 | 14490.24 | 190.84 | 33643.94 | 2603.11 | 2398.5 | 11070 | 11070 | 61.5 | 24569.25 | 292.97 | 22 | -59.34 | 8.78 | 22 | 0 | 0 | 0.5 | 0.5 | 1 | 0.5 | 0 | 7220.01 | 0 | 9261.17 | 0 | 13046.09 | 0 | 4116.67 | 0 | 536.41 | 0 | 516.69 | 0 | 637.33 | 0 | 229.67 | 683
973 | 4.7 | 1411.34 | 660 | 131.35 | 2202.69 | 740.21 | 444.13 | 11547.34 | 3387.03 | 14490.24 | 190.84 | 31285.06 | 2447.58 | 2398.5 | 11070 | 11070 | 61.5 | 24569.25 | 292.53 | 21.56 | -59.31 | 8.81 | 21.56 | 0 | 0 | 0.5 | 0.5 | 1 | 0.5 | 0 | 7380.82 | 0 | 6558.72 | 0 | 13137.16 | 0 | 4208.36 | 0 | 548.36 | 0 | 365.92 | 0 | 641.77 | 0 | 234.79 | 656.73
974 | 4.8 | 1411.34 | 660 | 131.35 | 2202.69 | 740.21 | 444.13 | 11547.34 | 3387.03 | 14490.24 | 190.84 | 13959.22 | 1141.86 | 2398.5 | 11070 | 11070 | 61.5 | 24569.25 | 287.56 | 16.59 | -60.48 | 7.63 | 20 | 12.59 | 0 | 0.5 | 0.5 | 1 | 0.5 | 0 | 3924.59 | 0 | 2331.55 | 0 | 5465.38 | 0 | 2237.7 | 0 | 291.58 | 0 | 130.08 | 0 | 266.99 | 0 | 124.84 | 328.37
975 | 5 | 1411.34 | 660 | 131.35 | 2202.69 | 740.21 | 444.13 | 11547.34 | 3387.03 | 14490.24 | 190.84 | 11309.42 | 925.69 | 2398.5 | 11070 | 11070 | 61.5 | 24569.25 | 286.92 | 15.95 | -60.48 | 7.64 | 20 | 14.96 | 0 | 0.5 | 0.5 | 1 | 0.5 | 0 | 3170.58 | 0 | 1862.03 | 0 | 4469.02 | 0 | 1807.79 | 0 | 235.56 | 0 | 103.88 | 0 | 218.32 | 0 | 100.86 | 267.07
976 | 5.2 | 1411.34 | 660 | 131.35 | 2202.69 | 740.21 | 444.13 | 11547.34 | 3387.03 | 14490.24 | 190.84 | 12177.29 | 986.94 | 2398.5 | 11070 | 11070 | 61.5 | 24569.25 | 287.36 | 16.38 | -60.22 | 7.9 | 20 | 13.35 | 0 | 0.5 | 0.5 | 1 | 0.5 | 0 | 3342.72 | 0 | 1956.1 | 0 | 4972.53 | 0 | 1905.94 | 0 | 248.35 | 0 | 109.13 | 0 | 242.92 | 0 | 106.33 | 280.21
977 | 5.1 | 1411.34 | 660 | 131.35 | 2202.69 | 740.21 | 444.13 | 11547.34 | 3387.03 | 14490.24 | 190.84 | 6339.99 | 510.8 | 2398.5 | 11070 | 11070 | 61.5 | 24569.25 | 285.56 | 14.58 | -60.75 | 7.37 | 20 | 20 | 0 | 0.5 | 0.5 | 1 | 0.5 | 0 | 1695.98 | 0 | 967.01 | 0 | 2706.79 | 0 | 970.21 | 0 | 126 | 0 | 53.95 | 0 | 132.23 | 0 | 54.13 | 144.48
978 | 4.9 | 1411.34 | 660 | 131.35 | 2202.69 | 740.21 | 444.13 | 11547.34 | 3387.03 | 14490.24 | 190.84 | 1614.91 | 98.67 | 2398.5 | 11070 | 11070 | 61.5 | 24569.25 | 283.98 | 13 | -61.29 | 6.82 | 20 | 25.82 | 0 | 0.5 | 0.5 | 1 | 0.5 | 0 | 179.82 | 0 | 102.53 | 0 | 1136.79 | 0 | 195.78 | 0 | 13.36 | 0 | 5.72 | 0 | 55.53 | 0 | 10.92 | 13.13
979 | 4.8 | 1411.34 | 660 | 131.35 | 2202.69 | 740.21 | 444.13 | 11547.34 | 3387.03 | 14490.24 | 190.84 | 0 | 0 | 2398.5 | 11070 | 11070 | 61.5 | 24569.25 | 283.42 | 12.45 | -61.51 | 6.61 | 20 | 27.87 | 0 | 0.5 | 0.5 | 1 | 0.5 | 0 | 0 | 0 | 0 | 0 | 0 | 0 | 0 | 0 | 0 | 0 | 0 | 0 | 0 | 0 | 0 | 0
980 | 5.4 | 1411.34 | 660 | 131.35 | 2202.69 | 740.21 | 444.13 | 11547.34 | 3387.03 | 14490.24 | 190.84 | 0 | 0 | 2398.5 | 11070 | 11070 | 61.5 | 24569.25 | 283.98 | 13 | -60.92 | 7.2 | 20 | 25.84 | 0 | 0.5 | 0.5 | 1 | 0.5 | 0 | 0 | 0 | 0 | 0 | 0 | 0 | 0 | 0 | 0 | 0 | 0 | 0 | 0 | 0 | 0 | 0
981 | 6 | 1411.34 | 660 | 131.35 | 2202.69 | 740.21 | 444.13 | 11547.34 | 3387.03 | 14490.24 | 190.84 | 0 | 0 | 2398.5 | 11070 | 11070 | 61.5 | 24569.25 | 284.53 | 13.55 | -60.32 | 7.79 | 20 | 23.8 | 0 | 0.5 | 0.5 | 1 | 0.5 | 0 | 0 | 0 | 0 | 0 | 0 | 0 | 0 | 0 | 0 | 0 | 0 | 0 | 0 | 0 | 0 | 0
982 | 6.7 | 1411.34 | 660 | 131.35 | 2202.69 | 740.21 | 444.13 | 11547.34 | 3387.03 | 14490.24 | 190.84 | 0 | 0 | 2398.5 | 11070 | 11070 | 61.5 | 24569.25 | 285.17 | 14.19 | -59.63 | 8.48 | 20 | 21.43 | 0 | 0.5 | 0.5 | 1 | 0.5 | 0 | 0 | 0 | 0 | 0 | 0 | 0 | 0 | 0 | 0 | 0 | 0 | 0 | 0 | 0 | 0 | 0
983 | 7.3 | 1411.34 | 660 | 131.35 | 2202.69 | 740.21 | 444.13 | 11547.34 | 3387.03 | 14490.24 | 190.84 | 0 | 0 | 2398.5 | 11070 | 11070 | 61.5 | 24569.25 | 285.72 | 14.74 | -59.04 | 9.07 | 20 | 19.4 | 0 | 0.5 | 0.5 | 1 | 0.5 | 0 | 0 | 0 | 0 | 0 | 0 | 0 | 0 | 0 | 0 | 0 | 0 | 0 | 0 | 0 | 0 | 0
984 | 7.7 | 1411.34 | 660 | 131.35 | 2202.69 | 740.21 | 444.13 | 11547.34 | 3387.03 | 14490.24 | 190.84 | 0 | 0 | 2398.5 | 11070 | 11070 | 61.5 | 24569.25 | 286.09 | 15.11 | -58.65 | 9.47 | 20 | 18.05 | 0 | 0.5 | 0.5 | 1 | 0.5 | 0 | 0 | 0 | 0 | 0 | 0 | 0 | 0 | 0 | 0 | 0 | 0 | 0 | 0 | 0 | 0 | 0
985 | 7.9 | 1411.34 | 660 | 131.35 | 2202.69 | 740.21 | 444.13 | 11547.34 | 3387.03 | 14490.24 | 190.84 | 0 | 0 | 2398.5 | 2214 | 2214 | 61.5 | 6857.25 | 281.47 | 10.49 | -59.66 | 8.46 | 20 | 35.08 | 0 | 0.5 | 0.1 | 0.5 | 0.5 | 0 | 0 | 0 | 0 | 0 | 0 | 0 | 0 | 0 | 0 | 0 | 0 | 0 | 0 | 0 | 0 | 0
986 | 7.9 | 1411.34 | 660 | 131.35 | 2202.69 | 740.21 | 444.13 | 11547.34 | 3387.03 | 14490.24 | 190.84 | 0 | 0 | 2398.5 | 2214 | 2214 | 61.5 | 6857.25 | 281.47 | 10.49 | -59.66 | 8.46 | 20 | 35.08 | 0 | 0.5 | 0.1 | 0.5 | 0.5 | 0 | 0 | 0 | 0 | 0 | 0 | 0 | 0 | 0 | 0 | 0 | 0 | 0 | 0 | 0 | 0 | 0
987 | 7.9 | 1411.34 | 660 | 131.35 | 2202.69 | 740.21 | 444.13 | 11547.34 | 3387.03 | 14490.24 | 190.84 | 0 | 0 | 2398.5 | 2214 | 2214 | 61.5 | 6857.25 | 281.47 | 10.49 | -59.66 | 8.46 | 20 | 35.08 | 0 | 0.5 | 0.1 | 0.5 | 0.5 | 0 | 0 | 0 | 0 | 0 | 0 | 0 | 0 | 0 | 0 | 0 | 0 | 0 | 0 | 0 | 0 | 0
988 | 7.9 | 1411.34 | 660 | 131.35 | 2202.69 | 740.21 | 444.13 | 11547.34 | 3387.03 | 14490.24 | 190.84 | 0 | 0 | 2398.5 | 2214 | 2214 | 61.5 | 6857.25 | 281.47 | 10.49 | -59.66 | 8.46 | 20 | 35.08 | 0 | 0.5 | 0.1 | 0.5 | 0.5 | 0 | 0 | 0 | 0 | 0 | 0 | 0 | 0 | 0 | 0 | 0 | 0 | 0 | 0 | 0 | 0 | 0
989 | 7.9 | 1411.34 | 660 | 131.35 | 2202.69 | 740.21 | 444.13 | 11547.34 | 3387.03 | 14490.24 | 190.84 | 0 | 0 | 2398.5 | 2214 | 2214 | 61.5 | 6857.25 | 281.47 | 10.49 | -59.66 | 8.46 | 20 | 35.08 | 0 | 0.5 | 0.1 | 0.5 | 0.5 | 0 | 0 | 0 | 0 | 0 | 0 | 0 | 0 | 0 | 0 | 0 | 0 | 0 | 0 | 0 | 0 | 0
990 | 7.7 | 1411.34 | 660 | 131.35 | 2202.69 | 740.21 | 444.13 | 11547.34 | 3387.03 | 14490.24 | 190.84 | 0 | 0 | 2398.5 | 2214 | 2214 | 61.5 | 6857.25 | 281.29 | 10.31 | -59.85 | 8.26 | 20 | 35.76 | 0 | 0.5 | 0.1 | 0.5 | 0.5 | 0 | 0 | 0 | 0 | 0 | 0 | 0 | 0 | 0 | 0 | 0 | 0 | 0 | 0 | 0 | 0 | 0
991 | 7.6 | 1411.34 | 660 | 131.35 | 2202.69 | 740.21 | 444.13 | 11547.34 | 3387.03 | 14490.24 | 190.84 | 0 | 0 | 2398.5 | 2214 | 2214 | 61.5 | 6857.25 | 281.2 | 10.22 | -59.95 | 8.16 | 20 | 36.1 | 0 | 0.5 | 0.1 | 0.5 | 0.5 | 0 | 0 | 0 | 0 | 0 | 0 | 0 | 0 | 0 | 0 | 0 | 0 | 0 | 0 | 0 | 0 | 0
992 | 7.4 | 1411.34 | 660 | 131.35 | 2202.69 | 740.21 | 444.13 | 11547.34 | 3387.03 | 14490.24 | 190.84 | 0 | 0 | 2398.5 | 11070 | 11070 | 61.5 | 24569.25 | 285.81 | 14.83 | -58.94 | 9.17 | 20 | 19.06 | 0 | 0.5 | 0.5 | 1 | 0.5 | 0 | 0 | 0 | 0 | 0 | 0 | 0 | 0 | 0 | 0 | 0 | 0 | 0 | 0 | 0 | 0 | 0
993 | 7.1 | 1411.34 | 660 | 131.35 | 2202.69 | 740.21 | 444.13 | 11547.34 | 3387.03 | 14490.24 | 190.84 | 624.23 | 50.13 | 2398.5 | 11070 | 11070 | 61.5 | 24569.25 | 285.72 | 14.74 | -59.19 | 8.92 | 20 | 19.4 | 0 | 0.5 | 0.5 | 1 | 0.5 | 0 | 193.19 | 0 | 140.84 | 0 | 203.27 | 0 | 86.92 | 0 | 14.35 | 0 | 7.86 | 0 | 9.93 | 0 | 4.85 | 13.13
994 | 7.6 | 1411.34 | 660 | 131.35 | 2202.69 | 740.21 | 444.13 | 11547.34 | 3387.03 | 14490.24 | 190.84 | 23195.43 | 1697.15 | 2398.5 | 11070 | 11070 | 61.5 | 24569.25 | 292.74 | 21.76 | -57.05 | 11.07 | 21.76 | 0 | 0 | 0.5 | 0.5 | 1 | 0.5 | 0 | 6317.31 | 0 | 10895.9 | 0 | 4190.31 | 0 | 1791.91 | 0 | 469.35 | 0 | 607.89 | 0 | 204.7 | 0 | 99.97 | 315.23
995 | 7.7 | 1411.34 | 660 | 131.35 | 2202.69 | 740.21 | 444.13 | 11547.34 | 3387.03 | 14490.24 | 190.84 | 13060.04 | 1063.98 | 2398.5 | 11070 | 11070 | 61.5 | 24569.25 | 289.97 | 18.99 | -57.68 | 10.43 | 20 | 3.72 | 0 | 0.5 | 0.5 | 1 | 0.5 | 0 | 3617.69 | 0 | 2524.17 | 0 | 4855.47 | 0 | 2062.72 | 0 | 268.78 | 0 | 140.83 | 0 | 237.2 | 0 | 115.08 | 302.1
996 | 7.9 | 1411.34 | 660 | 131.35 | 2202.69 | 740.21 | 444.13 | 11547.34 | 3387.03 | 14490.24 | 190.84 | 21836.34 | 1750.93 | 2398.5 | 11070 | 11070 | 61.5 | 24569.25 | 292.66 | 21.69 | -56.84 | 11.27 | 21.69 | 0 | 0 | 0.5 | 0.5 | 1 | 0.5 | 0 | 5676.27 | 0 | 4513.08 | 0 | 8410.52 | 0 | 3236.47 | 0 | 421.72 | 0 | 251.79 | 0 | 410.87 | 0 | 180.57 | 485.98
997 | 8 | 1411.34 | 660 | 131.35 | 2202.69 | 740.21 | 444.13 | 11547.34 | 3387.03 | 14490.24 | 190.84 | 27432.54 | 2175.41 | 2398.5 | 11070 | 11070 | 61.5 | 24569.25 | 294.44 | 23.46 | -56.33 | 11.78 | 23.46 | 0 | 0 | 0.5 | 0.5 | 1 | 0.5 | 0 | 6885.24 | 0 | 5391.18 | 0 | 11230.32 | 0 | 3925.8 | 0 | 511.54 | 0 | 300.78 | 0 | 548.62 | 0 | 219.02 | 595.44
998 | 7.1 | 1411.34 | 660 | 131.35 | 2202.69 | 740.21 | 444.13 | 11547.34 | 3387.03 | 14490.24 | 190.84 | 13356.63 | 1093.76 | 2398.5 | 11070 | 11070 | 61.5 | 24569.25 | 289.56 | 18.58 | -58.25 | 9.86 | 20 | 5.24 | 0 | 0.5 | 0.5 | 1 | 0.5 | 0 | 3760.93 | 0 | 2228.44 | 0 | 5222.87 | 0 | 2144.39 | 0 | 279.42 | 0 | 124.33 | 0 | 255.15 | 0 | 119.64 | 315.23
999 | 6.1 | 1411.34 | 660 | 131.35 | 2202.69 | 740.21 | 444.13 | 11547.34 | 3387.03 | 14490.24 | 190.84 | 8590.17 | 706.49 | 2398.5 | 11070 | 11070 | 61.5 | 24569.25 | 287.14 | 16.16 | -59.59 | 8.52 | 20 | 14.17 | 0 | 0.5 | 0.5 | 1 | 0.5 | 0 | 2423.93 | 0 | 1413.21 | 0 | 3370.96 | 0 | 1382.07 | 0 | 180.09 | 0 | 78.84 | 0 | 164.68 | 0 | 77.11 | 205.78
1000 | 5.1 | 1411.34 | 660 | 131.35 | 2202.69 | 740.21 | 444.13 | 11547.34 | 3387.03 | 14490.24 | 190.84 | 8727.48 | 713.3 | 2398.5 | 11070 | 11070 | 61.5 | 24569.25 | 286.26 | 15.28 | -60.57 | 7.55 | 20 | 17.41 | 0 | 0.5 | 0.5 | 1 | 0.5 | 0 | 2428.03 | 0 | 1410.2 | 0 | 3504.85 | 0 | 1384.4 | 0 | 180.39 | 0 | 78.68 | 0 | 171.22 | 0 | 77.24 | 205.78
1001 | 4.6 | 1411.34 | 660 | 131.35 | 2202.69 | 740.21 | 444.13 | 11547.34 | 3387.03 | 14490.24 | 190.84 | 1971.97 | 162.98 | 2398.5 | 11070 | 11070 | 61.5 | 24569.25 | 283.82 | 12.84 | -61.56 | 6.55 | 20 | 26.41 | 0 | 0.5 | 0.5 | 1 | 0.5 | 0 | 554.22 | 0 | 316 | 0 | 785.36 | 0 | 316.39 | 0 | 41.18 | 0 | 17.63 | 0 | 38.37 | 0 | 17.65 | 48.16
1002 | 4.1 | 1411.34 | 660 | 131.35 | 2202.69 | 740.21 | 444.13 | 11547.34 | 3387.03 | 14490.24 | 190.84 | 0 | 0 | 2398.5 | 11070 | 11070 | 61.5 | 24569.25 | 282.78 | 11.81 | -62.2 | 5.92 | 20 | 30.24 | 0 | 0.5 | 0.5 | 1 | 0.5 | 0 | 0 | 0 | 0 | 0 | 0 | 0 | 0 | 0 | 0 | 0 | 0 | 0 | 0 | 0 | 0 | 0
1003 | 4 | 1411.34 | 660 | 131.35 | 2202.69 | 740.21 | 444.13 | 11547.34 | 3387.03 | 14490.24 | 190.84 | 0 | 0 | 2398.5 | 11070 | 11070 | 61.5 | 24569.25 | 282.69 | 11.71 | -62.3 | 5.82 | 20 | 30.58 | 0 | 0.5 | 0.5 | 1 | 0.5 | 0 | 0 | 0 | 0 | 0 | 0 | 0 | 0 | 0 | 0 | 0 | 0 | 0 | 0 | 0 | 0 | 0
1004 | 4.1 | 1411.34 | 660 | 131.35 | 2202.69 | 740.21 | 444.13 | 11547.34 | 3387.03 | 14490.24 | 190.84 | 0 | 0 | 2398.5 | 11070 | 11070 | 61.5 | 24569.25 | 282.78 | 11.81 | -62.2 | 5.92 | 20 | 30.24 | 0 | 0.5 | 0.5 | 1 | 0.5 | 0 | 0 | 0 | 0 | 0 | 0 | 0 | 0 | 0 | 0 | 0 | 0 | 0 | 0 | 0 | 0 | 0
1005 | 3.6 | 1411.34 | 660 | 131.35 | 2202.69 | 740.21 | 444.13 | 11547.34 | 3387.03 | 14490.24 | 190.84 | 0 | 0 | 2398.5 | 11070 | 11070 | 61.5 | 24569.25 | 282.32 | 11.35 | -62.69 | 5.42 | 20 | 31.93 | 0 | 0.5 | 0.5 | 1 | 0.5 | 0 | 0 | 0 | 0 | 0 | 0 | 0 | 0 | 0 | 0 | 0 | 0 | 0 | 0 | 0 | 0 | 0
1006 | 3.7 | 1411.34 | 660 | 131.35 | 2202.69 | 740.21 | 444.13 | 11547.34 | 3387.03 | 14490.24 | 190.84 | 0 | 0 | 2398.5 | 11070 | 11070 | 61.5 | 24569.25 | 282.42 | 11.44 | -62.59 | 5.52 | 20 | 31.59 | 0 | 0.5 | 0.5 | 1 | 0.5 | 0 | 0 | 0 | 0 | 0 | 0 | 0 | 0 | 0 | 0 | 0 | 0 | 0 | 0 | 0 | 0 | 0
1007 | 3.7 | 1411.34 | 660 | 131.35 | 2202.69 | 740.21 | 444.13 | 11547.34 | 3387.03 | 14490.24 | 190.84 | 0 | 0 | 2398.5 | 11070 | 11070 | 61.5 | 24569.25 | 282.42 | 11.44 | -62.59 | 5.52 | 20 | 31.59 | 0 | 0.5 | 0.5 | 1 | 0.5 | 0 | 0 | 0 | 0 | 0 | 0 | 0 | 0 | 0 | 0 | 0 | 0 | 0 | 0 | 0 | 0 | 0
1008 | 3.6 | 1411.34 | 660 | 131.35 | 2202.69 | 740.21 | 444.13 | 11547.34 | 3387.03 | 14490.24 | 190.84 | 0 | 0 | 2398.5 | 11070 | 11070 | 61.5 | 24569.25 | 282.32 | 11.35 | -62.69 | 5.42 | 20 | 31.93 | 0 | 0.5 | 0.5 | 1 | 0.5 | 0 | 0 | 0 | 0 | 0 | 0 | 0 | 0 | 0 | 0 | 0 | 0 | 0 | 0 | 0 | 0 | 0
1009 | 3.2 | 1411.34 | 660 | 131.35 | 2202.69 | 740.21 | 444.13 | 11547.34 | 3387.03 | 14490.24 | 190.84 | 0 | 0 | 2398.5 | 2214 | 2214 | 61.5 | 6857.25 | 277.16 | 6.18 | -64.29 | 3.82 | 20 | 51 | 0 | 0.5 | 0.1 | 0.5 | 0.5 | 0 | 0 | 0 | 0 | 0 | 0 | 0 | 0 | 0 | 0 | 0 | 0 | 0 | 0 | 0 | 0 | 0
1010 | 2.4 | 1411.34 | 660 | 131.35 | 2202.69 | 740.21 | 444.13 | 11547.34 | 3387.03 | 14490.24 | 190.84 | 0 | 0 | 2398.5 | 2214 | 2214 | 61.5 | 6857.25 | 276.42 | 5.45 | -65.08 | 3.03 | 20 | 53.71 | 0 | 0.5 | 0.1 | 0.5 | 0.5 | 0 | 0 | 0 | 0 | 0 | 0 | 0 | 0 | 0 | 0 | 0 | 0 | 0 | 0 | 0 | 0 | 0
1011 | 1.9 | 1411.34 | 660 | 131.35 | 2202.69 | 740.21 | 444.13 | 11547.34 | 3387.03 | 14490.24 | 190.84 | 0 | 0 | 2398.5 | 2214 | 2214 | 61.5 | 6857.25 | 275.96 | 4.99 | -65.58 | 2.54 | 20 | 55.4 | 0 | 0.5 | 0.1 | 0.5 | 0.5 | 0 | 0 | 0 | 0 | 0 | 0 | 0 | 0 | 0 | 0 | 0 | 0 | 0 | 0 | 0 | 0 | 0
1012 | 2.3 | 1411.34 | 660 | 131.35 | 2202.69 | 740.21 | 444.13 | 11547.34 | 3387.03 | 14490.24 | 190.84 | 0 | 0 | 2398.5 | 2214 | 2214 | 61.5 | 6857.25 | 276.33 | 5.35 | -65.18 | 2.93 | 20 | 54.05 | 0 | 0.5 | 0.1 | 0.5 | 0.5 | 0 | 0 | 0 | 0 | 0 | 0 | 0 | 0 | 0 | 0 | 0 | 0 | 0 | 0 | 0 | 0 | 0
1013 | 2.5 | 1411.34 | 660 | 131.35 | 2202.69 | 740.21 | 444.13 | 11547.34 | 3387.03 | 14490.24 | 190.84 | 0 | 0 | 2398.5 | 2214 | 2214 | 61.5 | 6857.25 | 276.51 | 5.54 | -64.99 | 3.13 | 20 | 53.37 | 0 | 0.5 | 0.1 | 0.5 | 0.5 | 0 | 0 | 0 | 0 | 0 | 0 | 0 | 0 | 0 | 0 | 0 | 0 | 0 | 0 | 0 | 0 | 0
1014 | 2.5 | 1411.34 | 660 | 131.35 | 2202.69 | 740.21 | 444.13 | 11547.34 | 3387.03 | 14490.24 | 190.84 | 0 | 0 | 2398.5 | 2214 | 2214 | 61.5 | 6857.25 | 276.51 | 5.54 | -64.99 | 3.13 | 20 | 53.37 | 0 | 0.5 | 0.1 | 0.5 | 0.5 | 0 | 0 | 0 | 0 | 0 | 0 | 0 | 0 | 0 | 0 | 0 | 0 | 0 | 0 | 0 | 0 | 0
1015 | 2.5 | 1411.34 | 660 | 131.35 | 2202.69 | 740.21 | 444.13 | 11547.34 | 3387.03 | 14490.24 | 190.84 | 0 | 0 | 2398.5 | 2214 | 2214 | 61.5 | 6857.25 | 276.51 | 5.54 | -64.99 | 3.13 | 20 | 53.37 | 0 | 0.5 | 0.1 | 0.5 | 0.5 | 0 | 0 | 0 | 0 | 0 | 0 | 0 | 0 | 0 | 0 | 0 | 0 | 0 | 0 | 0 | 0 | 0
1016 | 2.6 | 1411.34 | 660 | 131.35 | 2202.69 | 740.21 | 177.65 | 11280.86 | 3120.55 | 14223.76 | 190.84 | 0 | 0 | 959.4 | 4428 | 4428 | 24.6 | 9827.7 | 296.87 | 6.82 | -65.93 | 3.45 | 20 | 45.42 | 0 | 0.2 | 0.2 | 1 | 0.2 | 0 | 0 | 0 | 0 | 0 | 0 | 0 | 0 | 0 | 0 | 0 | 0 | 0 | 0 | 0 | 0 | 0
1017 | 3.5 | 1411.34 | 660 | 131.35 | 2202.69 | 740.21 | 177.65 | 11280.86 | 3120.55 | 14223.76 | 190.84 | 2580.25 | 203.08 | 959.4 | 4428 | 4428 | 24.6 | 9827.7 | 298.5 | 8.45 | -64.85 | 4.53 | 20 | 39.83 | 0 | 0.2 | 0.2 | 1 | 0.2 | 0 | 853.57 | 0 | 731.94 | 0 | 696.78 | 0 | 297.96 | 0 | 63.42 | 0 | 40.84 | 0 | 34.04 | 0 | 16.62 | 48.16
1018 | 4.3 | 1411.34 | 660 | 131.35 | 2202.69 | 740.21 | 177.65 | 11280.86 | 3120.55 | 14223.76 | 190.84 | 18184.67 | 1360.43 | 959.4 | 4428 | 4428 | 24.6 | 9827.7 | 304.08 | 14.03 | -62.89 | 6.48 | 20 | 20.57 | 0 | 0.2 | 0.2 | 1 | 0.2 | 0 | 5027.19 | 0 | 7532.58 | 0 | 3940.02 | 0 | 1684.88 | 0 | 373.5 | 0 | 420.25 | 0 | 192.48 | 0 | 94 | 280.21
1019 | 5.1 | 1411.34 | 660 | 131.35 | 2202.69 | 740.21 | 177.65 | 11280.86 | 3120.55 | 14223.76 | 190.84 | 30933.42 | 2389.52 | 959.4 | 4428 | 4428 | 24.6 | 9827.7 | 308.8 | 18.75 | -61.15 | 8.22 | 20 | 4.3 | 0 | 0.2 | 0.2 | 1 | 0.2 | 0 | 6352.85 | 0 | 11962.8 | 0 | 8995.53 | 0 | 3622.24 | 0 | 471.99 | 0 | 667.42 | 0 | 439.45 | 0 | 202.09 | 608.57
1020 | 6 | 1411.34 | 660 | 131.35 | 2202.69 | 740.21 | 177.65 | 11280.86 | 3120.55 | 14223.76 | 190.84 | 21736.25 | 1745.96 | 959.4 | 4428 | 4428 | 24.6 | 9827.7 | 306.76 | 16.71 | -60.94 | 8.43 | 20 | 11.33 | 0 | 0.2 | 0.2 | 1 | 0.2 | 0 | 5693.04 | 0 | 4430.75 | 0 | 8366.43 | 0 | 3246.03 | 0 | 422.97 | 0 | 247.2 | 0 | 408.72 | 0 | 181.1 | 485.98
1021 | 6.1 | 1411.34 | 660 | 131.35 | 2202.69 | 740.21 | 177.65 | 11280.86 | 3120.55 | 14223.76 | 190.84 | 25316.14 | 2023.82 | 959.4 | 4428 | 4428 | 24.6 | 9827.7 | 307.97 | 17.92 | -60.58 | 8.8 | 20 | 7.16 | 0 | 0.2 | 0.2 | 1 | 0.2 | 0 | 6582.21 | 0 | 4776.36 | 0 | 10204.55 | 0 | 3753.02 | 0 | 489.03 | 0 | 266.48 | 0 | 498.51 | 0 | 209.38 | 560.41
1022 | 6.7 | 1411.34 | 660 | 131.35 | 2202.69 | 740.21 | 177.65 | 11280.86 | 3120.55 | 14223.76 | 190.84 | 22687.75 | 1828.48 | 959.4 | 4428 | 4428 | 24.6 | 9827.7 | 307.7 | 17.65 | -60.18 | 9.19 | 20 | 8.11 | 0 | 0.2 | 0.2 | 1 | 0.2 | 0 | 6153.78 | 0 | 3885.75 | 0 | 9139.49 | 0 | 3508.73 | 0 | 457.2 | 0 | 216.79 | 0 | 446.48 | 0 | 195.76 | 512.25
1023 | 7.3 | 1411.34 | 660 | 131.35 | 2202.69 | 740.21 | 177.65 | 11280.86 | 3120.55 | 14223.76 | 190.84 | 16888.97 | 1371.97 | 959.4 | 4428 | 4428 | 24.6 | 9827.7 | 306.42 | 16.38 | -60.02 | 9.35 | 20 | 12.5 | 0 | 0.2 | 0.2 | 1 | 0.2 | 0 | 4691.71 | 0 | 2783.08 | 0 | 6739.07 | 0 | 2675.1 | 0 | 348.57 | 0 | 155.27 | 0 | 329.22 | 0 | 149.25 | 389.66
1024 | 7.7 | 1411.34 | 660 | 131.35 | 2202.69 | 740.21 | 177.65 | 11280.86 | 3120.55 | 14223.76 | 190.84 | 12125.69 | 984.3 | 959.4 | 4428 | 4428 | 24.6 | 9827.7 | 305.29 | 15.24 | -59.99 | 9.39 | 20 | 16.4 | 0 | 0.2 | 0.2 | 1 | 0.2 | 0 | 3340.22 | 0 | 1950.11 | 0 | 4930.85 | 0 | 1904.51 | 0 | 248.16 | 0 | 108.8 | 0 | 240.88 | 0 | 106.25 | 280.21
1025 | 7.7 | 1411.34 | 660 | 131.35 | 2202.69 | 740.21 | 177.65 | 11280.86 | 3120.55 | 14223.76 | 190.84 | 9972.25 | 792.96 | 959.4 | 4428 | 4428 | 24.6 | 9827.7 | 304.61 | 14.56 | -60.15 | 9.23 | 20 | 18.74 | 0 | 0.2 | 0.2 | 1 | 0.2 | 0 | 2602.98 | 0 | 1484.15 | 0 | 4392.3 | 0 | 1492.82 | 0 | 193.39 | 0 | 82.8 | 0 | 214.57 | 0 | 83.29 | 218.91
1026 | 7.5 | 1411.34 | 660 | 131.35 | 2202.69 | 740.21 | 444.13 | 11547.34 | 3387.03 | 14490.24 | 190.84 | 1929.51 | 132.43 | 2398.5 | 11070 | 11070 | 61.5 | 24569.25 | 286.46 | 15.49 | -58.7 | 9.41 | 20 | 16.66 | 0 | 0.5 | 0.5 | 1 | 0.5 | 0 | 342 | 0 | 195 | 0 | 1126.01 | 0 | 266.49 | 0 | 25.41 | 0 | 10.88 | 0 | 55.01 | 0 | 14.87 | 26.27
1027 | 6.9 | 1411.34 | 660 | 131.35 | 2202.69 | 740.21 | 444.13 | 11547.34 | 3387.03 | 14490.24 | 190.84 | 0 | 0 | 2398.5 | 11070 | 11070 | 61.5 | 24569.25 | 285.35 | 14.38 | -59.44 | 8.68 | 20 | 20.76 | 0 | 0.5 | 0.5 | 1 | 0.5 | 0 | 0 | 0 | 0 | 0 | 0 | 0 | 0 | 0 | 0 | 0 | 0 | 0 | 0 | 0 | 0 | 0
1028 | 6.7 | 1411.34 | 660 | 131.35 | 2202.69 | 740.21 | 444.13 | 11547.34 | 3387.03 | 14490.24 | 190.84 | 0 | 0 | 2398.5 | 11070 | 11070 | 61.5 | 24569.25 | 285.17 | 14.19 | -59.63 | 8.48 | 20 | 21.43 | 0 | 0.5 | 0.5 | 1 | 0.5 | 0 | 0 | 0 | 0 | 0 | 0 | 0 | 0 | 0 | 0 | 0 | 0 | 0 | 0 | 0 | 0 | 0
1029 | 6.7 | 1411.34 | 660 | 131.35 | 2202.69 | 740.21 | 444.13 | 11547.34 | 3387.03 | 14490.24 | 190.84 | 0 | 0 | 2398.5 | 11070 | 11070 | 61.5 | 24569.25 | 285.17 | 14.19 | -59.63 | 8.48 | 20 | 21.43 | 0 | 0.5 | 0.5 | 1 | 0.5 | 0 | 0 | 0 | 0 | 0 | 0 | 0 | 0 | 0 | 0 | 0 | 0 | 0 | 0 | 0 | 0 | 0
1030 | 6.6 | 1411.34 | 660 | 131.35 | 2202.69 | 740.21 | 444.13 | 11547.34 | 3387.03 | 14490.24 | 190.84 | 0 | 0 | 2398.5 | 11070 | 11070 | 61.5 | 24569.25 | 285.08 | 14.1 | -59.73 | 8.38 | 20 | 21.77 | 0 | 0.5 | 0.5 | 1 | 0.5 | 0 | 0 | 0 | 0 | 0 | 0 | 0 | 0 | 0 | 0 | 0 | 0 | 0 | 0 | 0 | 0 | 0
1031 | 6.6 | 1411.34 | 660 | 131.35 | 2202.69 | 740.21 | 444.13 | 11547.34 | 3387.03 | 14490.24 | 190.84 | 0 | 0 | 2398.5 | 11070 | 11070 | 61.5 | 24569.25 | 285.08 | 14.1 | -59.73 | 8.38 | 20 | 21.77 | 0 | 0.5 | 0.5 | 1 | 0.5 | 0 | 0 | 0 | 0 | 0 | 0 | 0 | 0 | 0 | 0 | 0 | 0 | 0 | 0 | 0 | 0 | 0
1032 | 6.7 | 1411.34 | 660 | 131.35 | 2202.69 | 740.21 | 444.13 | 11547.34 | 3387.03 | 14490.24 | 190.84 | 0 | 0 | 2398.5 | 11070 | 11070 | 61.5 | 24569.25 | 285.17 | 14.19 | -59.63 | 8.48 | 20 | 21.43 | 0 | 0.5 | 0.5 | 1 | 0.5 | 0 | 0 | 0 | 0 | 0 | 0 | 0 | 0 | 0 | 0 | 0 | 0 | 0 | 0 | 0 | 0 | 0
1033 | 6.7 | 1411.34 | 660 | 131.35 | 2202.69 | 740.21 | 444.13 | 11547.34 | 3387.03 | 14490.24 | 190.84 | 0 | 0 | 2398.5 | 2214 | 2214 | 61.5 | 6857.25 | 280.37 | 9.39 | -60.84 | 7.27 | 20 | 39.14 | 0 | 0.5 | 0.1 | 0.5 | 0.5 | 0 | 0 | 0 | 0 | 0 | 0 | 0 | 0 | 0 | 0 | 0 | 0 | 0 | 0 | 0 | 0 | 0
1034 | 6.7 | 1411.34 | 660 | 131.35 | 2202.69 | 740.21 | 444.13 | 11547.34 | 3387.03 | 14490.24 | 190.84 | 0 | 0 | 2398.5 | 2214 | 2214 | 61.5 | 6857.25 | 280.37 | 9.39 | -60.84 | 7.27 | 20 | 39.14 | 0 | 0.5 | 0.1 | 0.5 | 0.5 | 0 | 0 | 0 | 0 | 0 | 0 | 0 | 0 | 0 | 0 | 0 | 0 | 0 | 0 | 0 | 0 | 0
1035 | 6.6 | 1411.34 | 660 | 131.35 | 2202.69 | 740.21 | 444.13 | 11547.34 | 3387.03 | 14490.24 | 190.84 | 0 | 0 | 2398.5 | 2214 | 2214 | 61.5 | 6857.25 | 280.28 | 9.3 | -60.94 | 7.18 | 20 | 39.48 | 0 | 0.5 | 0.1 | 0.5 | 0.5 | 0 | 0 | 0 | 0 | 0 | 0 | 0 | 0 | 0 | 0 | 0 | 0 | 0 | 0 | 0 | 0 | 0
1036 | 6.7 | 1411.34 | 660 | 131.35 | 2202.69 | 740.21 | 444.13 | 11547.34 | 3387.03 | 14490.24 | 190.84 | 0 | 0 | 2398.5 | 2214 | 2214 | 61.5 | 6857.25 | 280.37 | 9.39 | -60.84 | 7.27 | 20 | 39.14 | 0 | 0.5 | 0.1 | 0.5 | 0.5 | 0 | 0 | 0 | 0 | 0 | 0 | 0 | 0 | 0 | 0 | 0 | 0 | 0 | 0 | 0 | 0 | 0
1037 | 6.8 | 1411.34 | 660 | 131.35 | 2202.69 | 740.21 | 444.13 | 11547.34 | 3387.03 | 14490.24 | 190.84 | 0 | 0 | 2398.5 | 2214 | 2214 | 61.5 | 6857.25 | 280.46 | 9.48 | -60.74 | 7.37 | 20 | 38.81 | 0 | 0.5 | 0.1 | 0.5 | 0.5 | 0 | 0 | 0 | 0 | 0 | 0 | 0 | 0 | 0 | 0 | 0 | 0 | 0 | 0 | 0 | 0 | 0
1038 | 6.9 | 1411.34 | 660 | 131.35 | 2202.69 | 740.21 | 444.13 | 11547.34 | 3387.03 | 14490.24 | 190.84 | 0 | 0 | 2398.5 | 2214 | 2214 | 61.5 | 6857.25 | 280.55 | 9.58 | -60.64 | 7.47 | 20 | 38.47 | 0 | 0.5 | 0.1 | 0.5 | 0.5 | 0 | 0 | 0 | 0 | 0 | 0 | 0 | 0 | 0 | 0 | 0 | 0 | 0 | 0 | 0 | 0 | 0
1039 | 6.8 | 1411.34 | 660 | 131.35 | 2202.69 | 740.21 | 444.13 | 11547.34 | 3387.03 | 14490.24 | 190.84 | 0 | 0 | 2398.5 | 2214 | 2214 | 61.5 | 6857.25 | 280.46 | 9.48 | -60.74 | 7.37 | 20 | 38.81 | 0 | 0.5 | 0.1 | 0.5 | 0.5 | 0 | 0 | 0 | 0 | 0 | 0 | 0 | 0 | 0 | 0 | 0 | 0 | 0 | 0 | 0 | 0 | 0
1040 | 6.6 | 1411.34 | 660 | 131.35 | 2202.69 | 740.21 | 177.65 | 11280.86 | 3120.55 | 14223.76 | 190.84 | 0 | 0 | 959.4 | 4428 | 4428 | 24.6 | 9827.7 | 300.49 | 10.45 | -61.98 | 7.39 | 20 | 32.94 | 0 | 0.2 | 0.2 | 1 | 0.2 | 0 | 0 | 0 | 0 | 0 | 0 | 0 | 0 | 0 | 0 | 0 | 0 | 0 | 0 | 0 | 0 | 0
1041 | 6.8 | 1411.34 | 660 | 131.35 | 2202.69 | 740.21 | 177.65 | 11280.86 | 3120.55 | 14223.76 | 190.84 | 1265.87 | 101.4 | 959.4 | 4428 | 4428 | 24.6 | 9827.7 | 301.07 | 11.02 | -61.69 | 7.69 | 20 | 30.95 | 0 | 0.2 | 0.2 | 1 | 0.2 | 0 | 395.32 | 0 | 292 | 0 | 405.25 | 0 | 173.3 | 0 | 29.37 | 0 | 16.29 | 0 | 19.8 | 0 | 9.67 | 26.27
1042 | 7.4 | 1411.34 | 660 | 131.35 | 2202.69 | 740.21 | 177.65 | 11280.86 | 3120.55 | 14223.76 | 190.84 | 6192.04 | 506.79 | 959.4 | 4428 | 4428 | 24.6 | 9827.7 | 303.16 | 13.11 | -60.73 | 8.65 | 20 | 23.75 | 0 | 0.2 | 0.2 | 1 | 0.2 | 0 | 1778.92 | 0 | 1106.08 | 0 | 2316.46 | 0 | 990.59 | 0 | 132.17 | 0 | 61.71 | 0 | 113.16 | 0 | 55.27 | 144.48
1043 | 8.4 | 1411.34 | 660 | 131.35 | 2202.69 | 740.21 | 177.65 | 11280.86 | 3120.55 | 14223.76 | 190.84 | 14931.69 | 1211.55 | 959.4 | 4428 | 4428 | 24.6 | 9827.7 | 306.81 | 16.76 | -59.08 | 10.29 | 20 | 11.18 | 0 | 0.2 | 0.2 | 1 | 0.2 | 0 | 4034.88 | 0 | 3167.12 | 0 | 5429.09 | 0 | 2300.59 | 0 | 299.77 | 0 | 176.7 | 0 | 265.22 | 0 | 128.35 | 341.5
1044 | 9.2 | 1411.34 | 660 | 131.35 | 2202.69 | 740.21 | 177.65 | 11280.86 | 3120.55 | 14223.76 | 190.84 | 19134.57 | 1551.24 | 959.4 | 4428 | 4428 | 24.6 | 9827.7 | 308.85 | 18.8 | -57.98 | 11.39 | 20 | 4.14 | 0 | 0.2 | 0.2 | 1 | 0.2 | 0 | 5236.94 | 0 | 3557.57 | 0 | 7354.08 | 0 | 2985.98 | 0 | 389.08 | 0 | 198.48 | 0 | 359.26 | 0 | 166.59 | 437.82
1045 | 9.5 | 1411.34 | 660 | 131.35 | 2202.69 | 740.21 | 177.65 | 11280.86 | 3120.55 | 14223.76 | 190.84 | 18267.41 | 1489.65 | 959.4 | 4428 | 4428 | 24.6 | 9827.7 | 308.85 | 18.8 | -57.75 | 11.63 | 20 | 4.14 | 0 | 0.2 | 0.2 | 1 | 0.2 | 0 | 5136.35 | 0 | 3106.41 | 0 | 7096.04 | 0 | 2928.62 | 0 | 381.61 | 0 | 173.31 | 0 | 346.65 | 0 | 163.39 | 424.69
1046 | 9.6 | 1411.34 | 660 | 131.35 | 2202.69 | 740.21 | 177.65 | 11280.86 | 3120.55 | 14223.76 | 190.84 | 20553.1 | 1669.55 | 959.4 | 4428 | 4428 | 24.6 | 9827.7 | 309.66 | 19.61 | -57.48 | 11.89 | 20 | 1.36 | 0 | 0.2 | 0.2 | 1 | 0.2 | 0 | 5737.96 | 0 | 3450.21 | 0 | 8093.29 | 0 | 3271.65 | 0 | 426.31 | 0 | 192.49 | 0 | 395.37 | 0 | 182.53 | 472.85
1047 | 9.6 | 1411.34 | 660 | 131.35 | 2202.69 | 740.21 | 177.65 | 11280.86 | 3120.55 | 14223.76 | 190.84 | 18508.17 | 1500.9 | 959.4 | 4428 | 4428 | 24.6 | 9827.7 | 309.01 | 18.96 | -57.63 | 11.74 | 20 | 3.57 | 0 | 0.2 | 0.2 | 1 | 0.2 | 0 | 5132.08 | 0 | 3050.22 | 0 | 7399.68 | 0 | 2926.19 | 0 | 381.29 | 0 | 170.17 | 0 | 361.49 | 0 | 163.26 | 424.69
1048 | 9.7 | 1411.34 | 660 | 131.35 | 2202.69 | 740.21 | 177.65 | 11280.86 | 3120.55 | 14223.76 | 190.84 | 21589.75 | 1683.53 | 959.4 | 4428 | 4428 | 24.6 | 9827.7 | 310.05 | 20 | -57.31 | 12.07 | 20 | 0 | 0 | 0.2 | 0.2 | 1 | 0.2 | 0 | 5273.49 | 0 | 3289.59 | 0 | 10019.86 | 0 | 3006.81 | 0 | 391.8 | 0 | 183.53 | 0 | 489.49 | 0 | 167.75 | 450.96
1049 | 9 | 1411.34 | 660 | 131.35 | 2202.69 | 740.21 | 177.65 | 11280.86 | 3120.55 | 14223.76 | 190.84 | 5848.37 | 474.46 | 959.4 | 4428 | 4428 | 24.6 | 9827.7 | 304.5 | 14.45 | -59.17 | 10.2 | 20 | 19.13 | 0 | 0.2 | 0.2 | 1 | 0.2 | 0 | 1589.06 | 0 | 906.04 | 0 | 2443.8 | 0 | 909.47 | 0 | 118.06 | 0 | 50.55 | 0 | 119.38 | 0 | 50.74 | 135.72
1050 | 8.5 | 1411.34 | 660 | 131.35 | 2202.69 | 740.21 | 444.13 | 11547.34 | 3387.03 | 14490.24 | 190.84 | 1693.12 | 120.76 | 2398.5 | 11070 | 11070 | 61.5 | 24569.25 | 287.31 | 16.34 | -57.73 | 10.38 | 20 | 13.52 | 0 | 0.5 | 0.5 | 1 | 0.5 | 0 | 342.98 | 0 | 195.56 | 0 | 910.06 | 0 | 244.52 | 0 | 25.48 | 0 | 10.91 | 0 | 44.46 | 0 | 13.64 | 26.27
1051 | 8 | 1411.34 | 660 | 131.35 | 2202.69 | 740.21 | 444.13 | 11547.34 | 3387.03 | 14490.24 | 190.84 | 0 | 0 | 2398.5 | 11070 | 11070 | 61.5 | 24569.25 | 286.36 | 15.39 | -58.35 | 9.76 | 20 | 17.03 | 0 | 0.5 | 0.5 | 1 | 0.5 | 0 | 0 | 0 | 0 | 0 | 0 | 0 | 0 | 0 | 0 | 0 | 0 | 0 | 0 | 0 | 0 | 0
1052 | 7.9 | 1411.34 | 660 | 131.35 | 2202.69 | 740.21 | 444.13 | 11547.34 | 3387.03 | 14490.24 | 190.84 | 0 | 0 | 2398.5 | 11070 | 11070 | 61.5 | 24569.25 | 286.27 | 15.29 | -58.45 | 9.67 | 20 | 17.37 | 0 | 0.5 | 0.5 | 1 | 0.5 | 0 | 0 | 0 | 0 | 0 | 0 | 0 | 0 | 0 | 0 | 0 | 0 | 0 | 0 | 0 | 0 | 0
1053 | 8 | 1411.34 | 660 | 131.35 | 2202.69 | 740.21 | 444.13 | 11547.34 | 3387.03 | 14490.24 | 190.84 | 0 | 0 | 2398.5 | 11070 | 11070 | 61.5 | 24569.25 | 286.36 | 15.39 | -58.35 | 9.76 | 20 | 17.03 | 0 | 0.5 | 0.5 | 1 | 0.5 | 0 | 0 | 0 | 0 | 0 | 0 | 0 | 0 | 0 | 0 | 0 | 0 | 0 | 0 | 0 | 0 | 0
1054 | 8 | 1411.34 | 660 | 131.35 | 2202.69 | 740.21 | 444.13 | 11547.34 | 3387.03 | 14490.24 | 190.84 | 0 | 0 | 2398.5 | 11070 | 11070 | 61.5 | 24569.25 | 286.36 | 15.39 | -58.35 | 9.76 | 20 | 17.03 | 0 | 0.5 | 0.5 | 1 | 0.5 | 0 | 0 | 0 | 0 | 0 | 0 | 0 | 0 | 0 | 0 | 0 | 0 | 0 | 0 | 0 | 0 | 0
1055 | 7.7 | 1411.34 | 660 | 131.35 | 2202.69 | 740.21 | 444.13 | 11547.34 | 3387.03 | 14490.24 | 190.84 | 0 | 0 | 2398.5 | 11070 | 11070 | 61.5 | 24569.25 | 286.09 | 15.11 | -58.65 | 9.47 | 20 | 18.05 | 0 | 0.5 | 0.5 | 1 | 0.5 | 0 | 0 | 0 | 0 | 0 | 0 | 0 | 0 | 0 | 0 | 0 | 0 | 0 | 0 | 0 | 0 | 0
1056 | 7.4 | 1411.34 | 660 | 131.35 | 2202.69 | 740.21 | 444.13 | 11547.34 | 3387.03 | 14490.24 | 190.84 | 0 | 0 | 2398.5 | 11070 | 11070 | 61.5 | 24569.25 | 285.81 | 14.83 | -58.94 | 9.17 | 20 | 19.06 | 0 | 0.5 | 0.5 | 1 | 0.5 | 0 | 0 | 0 | 0 | 0 | 0 | 0 | 0 | 0 | 0 | 0 | 0 | 0 | 0 | 0 | 0 | 0
1057 | 7 | 1411.34 | 660 | 131.35 | 2202.69 | 740.21 | 444.13 | 11547.34 | 3387.03 | 14490.24 | 190.84 | 0 | 0 | 2398.5 | 2214 | 2214 | 61.5 | 6857.25 | 280.64 | 9.67 | -60.54 | 7.57 | 20 | 38.13 | 0 | 0.5 | 0.1 | 0.5 | 0.5 | 0 | 0 | 0 | 0 | 0 | 0 | 0 | 0 | 0 | 0 | 0 | 0 | 0 | 0 | 0 | 0 | 0
1058 | 6.9 | 1411.34 | 660 | 131.35 | 2202.69 | 740.21 | 444.13 | 11547.34 | 3387.03 | 14490.24 | 190.84 | 0 | 0 | 2398.5 | 2214 | 2214 | 61.5 | 6857.25 | 280.55 | 9.58 | -60.64 | 7.47 | 20 | 38.47 | 0 | 0.5 | 0.1 | 0.5 | 0.5 | 0 | 0 | 0 | 0 | 0 | 0 | 0 | 0 | 0 | 0 | 0 | 0 | 0 | 0 | 0 | 0 | 0
1059 | 6.7 | 1411.34 | 660 | 131.35 | 2202.69 | 740.21 | 444.13 | 11547.34 | 3387.03 | 14490.24 | 190.84 | 0 | 0 | 2398.5 | 2214 | 2214 | 61.5 | 6857.25 | 280.37 | 9.39 | -60.84 | 7.27 | 20 | 39.14 | 0 | 0.5 | 0.1 | 0.5 | 0.5 | 0 | 0 | 0 | 0 | 0 | 0 | 0 | 0 | 0 | 0 | 0 | 0 | 0 | 0 | 0 | 0 | 0
1060 | 6.6 | 1411.34 | 660 | 131.35 | 2202.69 | 740.21 | 444.13 | 11547.34 | 3387.03 | 14490.24 | 190.84 | 0 | 0 | 2398.5 | 2214 | 2214 | 61.5 | 6857.25 | 280.28 | 9.3 | -60.94 | 7.18 | 20 | 39.48 | 0 | 0.5 | 0.1 | 0.5 | 0.5 | 0 | 0 | 0 | 0 | 0 | 0 | 0 | 0 | 0 | 0 | 0 | 0 | 0 | 0 | 0 | 0 | 0
1061 | 6.2 | 1411.34 | 660 | 131.35 | 2202.69 | 740.21 | 444.13 | 11547.34 | 3387.03 | 14490.24 | 190.84 | 0 | 0 | 2398.5 | 2214 | 2214 | 61.5 | 6857.25 | 279.91 | 8.93 | -61.33 | 6.78 | 20 | 40.84 | 0 | 0.5 | 0.1 | 0.5 | 0.5 | 0 | 0 | 0 | 0 | 0 | 0 | 0 | 0 | 0 | 0 | 0 | 0 | 0 | 0 | 0 | 0 | 0
1062 | 6.3 | 1411.34 | 660 | 131.35 | 2202.69 | 740.21 | 444.13 | 11547.34 | 3387.03 | 14490.24 | 190.84 | 0 | 0 | 2398.5 | 2214 | 2214 | 61.5 | 6857.25 | 280 | 9.03 | -61.23 | 6.88 | 20 | 40.5 | 0 | 0.5 | 0.1 | 0.5 | 0.5 | 0 | 0 | 0 | 0 | 0 | 0 | 0 | 0 | 0 | 0 | 0 | 0 | 0 | 0 | 0 | 0 | 0
1063 | 5.9 | 1411.34 | 660 | 131.35 | 2202.69 | 740.21 | 444.13 | 11547.34 | 3387.03 | 14490.24 | 190.84 | 0 | 0 | 2398.5 | 2214 | 2214 | 61.5 | 6857.25 | 279.63 | 8.66 | -61.63 | 6.49 | 20 | 41.85 | 0 | 0.5 | 0.1 | 0.5 | 0.5 | 0 | 0 | 0 | 0 | 0 | 0 | 0 | 0 | 0 | 0 | 0 | 0 | 0 | 0 | 0 | 0 | 0
1064 | 6 | 1411.34 | 660 | 131.35 | 2202.69 | 740.21 | 177.65 | 11280.86 | 3120.55 | 14223.76 | 190.84 | 0 | 0 | 959.4 | 4428 | 4428 | 24.6 | 9827.7 | 299.95 | 9.9 | -62.57 | 6.8 | 20 | 34.81 | 0 | 0.2 | 0.2 | 1 | 0.2 | 0 | 0 | 0 | 0 | 0 | 0 | 0 | 0 | 0 | 0 | 0 | 0 | 0 | 0 | 0 | 0 | 0
1065 | 6.4 | 1411.34 | 660 | 131.35 | 2202.69 | 740.21 | 177.65 | 11280.86 | 3120.55 | 14223.76 | 190.84 | 1698.63 | 135.91 | 959.4 | 4428 | 4428 | 24.6 | 9827.7 | 300.85 | 10.8 | -62.05 | 7.32 | 20 | 31.73 | 0 | 0.2 | 0.2 | 1 | 0.2 | 0 | 532.86 | 0 | 395.86 | 0 | 539.29 | 0 | 230.62 | 0 | 39.59 | 0 | 22.09 | 0 | 26.35 | 0 | 12.87 | 35.03
1066 | 7.3 | 1411.34 | 660 | 131.35 | 2202.69 | 740.21 | 177.65 | 11280.86 | 3120.55 | 14223.76 | 190.84 | 14334.93 | 1102.37 | 959.4 | 4428 | 4428 | 24.6 | 9827.7 | 305.61 | 15.56 | -60.22 | 9.15 | 20 | 15.32 | 0 | 0.2 | 0.2 | 1 | 0.2 | 0 | 4034.57 | 0 | 4953.37 | 0 | 3745.36 | 0 | 1601.64 | 0 | 299.75 | 0 | 276.35 | 0 | 182.97 | 0 | 89.36 | 253.94
1067 | 8.1 | 1411.34 | 660 | 131.35 | 2202.69 | 740.21 | 177.65 | 11280.86 | 3120.55 | 14223.76 | 190.84 | 25906.63 | 2044.1 | 959.4 | 4428 | 4428 | 24.6 | 9827.7 | 309.96 | 19.91 | -58.56 | 10.81 | 20 | 0.31 | 0 | 0.2 | 0.2 | 1 | 0.2 | 0 | 5774.44 | 0 | 8858.06 | 0 | 7981.69 | 0 | 3292.44 | 0 | 429.02 | 0 | 494.2 | 0 | 389.92 | 0 | 183.69 | 547.28
1068 | 8.8 | 1411.34 | 660 | 131.35 | 2202.69 | 740.21 | 177.65 | 11280.86 | 3120.55 | 14223.76 | 190.84 | 38837.23 | 2964.07 | 959.4 | 4428 | 4428 | 24.6 | 9827.7 | 314.61 | 24.56 | -56.91 | 12.46 | 23.9 | 0 | 0 | 0.2 | 0.2 | 1 | 0.2 | 0 | 8015.39 | 0 | 11253.05 | 0 | 14998.61 | 0 | 4570.18 | 0 | 595.51 | 0 | 627.82 | 0 | 732.71 | 0 | 254.98 | 753.05
1069 | 8.8 | 1411.34 | 660 | 131.35 | 2202.69 | 740.21 | 177.65 | 11280.86 | 3120.55 | 14223.76 | 190.84 | 18585.88 | 2884.13 | 959.4 | 4428 | 4428 | 24.6 | 9827.7 | 308.87 | 18.82 | -58.32 | 11.05 | 20 | 4.08 | 0 | 0.2 | 0.2 | 1 | 0.2 | 0 | 4170.46 | 0 | 4093.29 | 0 | 7944.25 | 0 | 2377.89 | 0 | 619.69 | 0 | 456.74 | 0 | 776.18 | 0 | 265.33 | 766.19
1070 | 8.5 | 1411.34 | 660 | 131.35 | 2202.69 | 740.21 | 177.65 | 11280.86 | 3120.55 | 14223.76 | 190.84 | 24440.58 | 1962.65 | 959.4 | 4428 | 4428 | 24.6 | 9827.7 | 309.87 | 19.82 | -58.27 | 11.1 | 20 | 0.61 | 0 | 0.2 | 0.2 | 1 | 0.2 | 0 | 6533.03 | 0 | 4226.96 | 0 | 9955.62 | 0 | 3724.97 | 0 | 485.38 | 0 | 235.83 | 0 | 486.35 | 0 | 207.82 | 547.28
1071 | 8.5 | 1411.34 | 660 | 131.35 | 2202.69 | 740.21 | 177.65 | 11280.86 | 3120.55 | 14223.76 | 190.84 | 14621.55 | 1192.64 | 959.4 | 4428 | 4428 | 24.6 | 9827.7 | 306.8 | 16.75 | -59.01 | 10.36 | 20 | 11.2 | 0 | 0.2 | 0.2 | 1 | 0.2 | 0 | 4086.36 | 0 | 2407.49 | 0 | 5797.75 | 0 | 2329.94 | 0 | 303.6 | 0 | 134.32 | 0 | 283.23 | 0 | 129.99 | 341.5
1072 | 8.6 | 1411.34 | 660 | 131.35 | 2202.69 | 740.21 | 177.65 | 11280.86 | 3120.55 | 14223.76 | 190.84 | 9871.07 | 806.07 | 959.4 | 4428 | 4428 | 24.6 | 9827.7 | 305.4 | 15.35 | -59.27 | 10.11 | 20 | 16.02 | 0 | 0.2 | 0.2 | 1 | 0.2 | 0 | 2746.18 | 0 | 1594.21 | 0 | 3964.87 | 0 | 1565.81 | 0 | 204.03 | 0 | 88.94 | 0 | 193.69 | 0 | 87.36 | 232.05
1073 | 8.4 | 1411.34 | 660 | 131.35 | 2202.69 | 740.21 | 177.65 | 11280.86 | 3120.55 | 14223.76 | 190.84 | 8111.31 | 652.62 | 959.4 | 4428 | 4428 | 24.6 | 9827.7 | 304.67 | 14.62 | -59.6 | 9.78 | 20 | 18.56 | 0 | 0.2 | 0.2 | 1 | 0.2 | 0 | 2171.56 | 0 | 1238.17 | 0 | 3456.8 | 0 | 1244.77 | 0 | 161.34 | 0 | 69.08 | 0 | 168.87 | 0 | 69.45 | 183.89
1074 | 8.2 | 1411.34 | 660 | 131.35 | 2202.69 | 740.21 | 444.13 | 11547.34 | 3387.03 | 14490.24 | 190.84 | 2228.56 | 159.58 | 2398.5 | 11070 | 11070 | 61.5 | 24569.25 | 287.19 | 16.22 | -57.99 | 10.12 | 20 | 13.96 | 0 | 0.5 | 0.5 | 1 | 0.5 | 0 | 456.94 | 0 | 260.54 | 0 | 1187.2 | 0 | 323.89 | 0 | 33.95 | 0 | 14.54 | 0 | 58 | 0 | 18.07 | 35.03
1075 | 7.7 | 1411.34 | 660 | 131.35 | 2202.69 | 740.21 | 444.13 | 11547.34 | 3387.03 | 14490.24 | 190.84 | 0 | 0 | 2398.5 | 11070 | 11070 | 61.5 | 24569.25 | 286.09 | 15.11 | -58.65 | 9.47 | 20 | 18.05 | 0 | 0.5 | 0.5 | 1 | 0.5 | 0 | 0 | 0 | 0 | 0 | 0 | 0 | 0 | 0 | 0 | 0 | 0 | 0 | 0 | 0 | 0 | 0
1076 | 7.7 | 1411.34 | 660 | 131.35 | 2202.69 | 740.21 | 444.13 | 11547.34 | 3387.03 | 14490.24 | 190.84 | 0 | 0 | 2398.5 | 11070 | 11070 | 61.5 | 24569.25 | 286.09 | 15.11 | -58.65 | 9.47 | 20 | 18.05 | 0 | 0.5 | 0.5 | 1 | 0.5 | 0 | 0 | 0 | 0 | 0 | 0 | 0 | 0 | 0 | 0 | 0 | 0 | 0 | 0 | 0 | 0 | 0
1077 | 7.3 | 1411.34 | 660 | 131.35 | 2202.69 | 740.21 | 444.13 | 11547.34 | 3387.03 | 14490.24 | 190.84 | 0 | 0 | 2398.5 | 11070 | 11070 | 61.5 | 24569.25 | 285.72 | 14.74 | -59.04 | 9.07 | 20 | 19.4 | 0 | 0.5 | 0.5 | 1 | 0.5 | 0 | 0 | 0 | 0 | 0 | 0 | 0 | 0 | 0 | 0 | 0 | 0 | 0 | 0 | 0 | 0 | 0
1078 | 6.9 | 1411.34 | 660 | 131.35 | 2202.69 | 740.21 | 444.13 | 11547.34 | 3387.03 | 14490.24 | 190.84 | 0 | 0 | 2398.5 | 11070 | 11070 | 61.5 | 24569.25 | 285.35 | 14.38 | -59.44 | 8.68 | 20 | 20.76 | 0 | 0.5 | 0.5 | 1 | 0.5 | 0 | 0 | 0 | 0 | 0 | 0 | 0 | 0 | 0 | 0 | 0 | 0 | 0 | 0 | 0 | 0 | 0
1079 | 5 | 1411.34 | 660 | 131.35 | 2202.69 | 740.21 | 444.13 | 11547.34 | 3387.03 | 14490.24 | 190.84 | 0 | 0 | 2398.5 | 11070 | 11070 | 61.5 | 24569.25 | 283.61 | 12.63 | -61.31 | 6.8 | 20 | 27.19 | 0 | 0.5 | 0.5 | 1 | 0.5 | 0 | 0 | 0 | 0 | 0 | 0 | 0 | 0 | 0 | 0 | 0 | 0 | 0 | 0 | 0 | 0 | 0
1080 | 3.5 | 1411.34 | 660 | 131.35 | 2202.69 | 740.21 | 444.13 | 11547.34 | 3387.03 | 14490.24 | 190.84 | 0 | 0 | 2398.5 | 11070 | 11070 | 61.5 | 24569.25 | 282.23 | 11.26 | -62.79 | 5.32 | 20 | 32.27 | 0 | 0.5 | 0.5 | 1 | 0.5 | 0 | 0 | 0 | 0 | 0 | 0 | 0 | 0 | 0 | 0 | 0 | 0 | 0 | 0 | 0 | 0 | 0
1081 | 2.6 | 1411.34 | 660 | 131.35 | 2202.69 | 740.21 | 444.13 | 11547.34 | 3387.03 | 14490.24 | 190.84 | 0 | 0 | 2398.5 | 2214 | 2214 | 61.5 | 6857.25 | 276.61 | 5.63 | -64.89 | 3.23 | 20 | 53.03 | 0 | 0.5 | 0.1 | 0.5 | 0.5 | 0 | 0 | 0 | 0 | 0 | 0 | 0 | 0 | 0 | 0 | 0 | 0 | 0 | 0 | 0 | 0 | 0
1082 | 3.1 | 1411.34 | 660 | 131.35 | 2202.69 | 740.21 | 444.13 | 11547.34 | 3387.03 | 14490.24 | 190.84 | 0 | 0 | 2398.5 | 2214 | 2214 | 61.5 | 6857.25 | 277.07 | 6.09 | -64.39 | 3.72 | 20 | 51.34 | 0 | 0.5 | 0.1 | 0.5 | 0.5 | 0 | 0 | 0 | 0 | 0 | 0 | 0 | 0 | 0 | 0 | 0 | 0 | 0 | 0 | 0 | 0 | 0
1083 | 4 | 1411.34 | 660 | 131.35 | 2202.69 | 740.21 | 444.13 | 11547.34 | 3387.03 | 14490.24 | 190.84 | 0 | 0 | 2398.5 | 2214 | 2214 | 61.5 | 6857.25 | 277.89 | 6.91 | -63.5 | 4.61 | 20 | 48.29 | 0 | 0.5 | 0.1 | 0.5 | 0.5 | 0 | 0 | 0 | 0 | 0 | 0 | 0 | 0 | 0 | 0 | 0 | 0 | 0 | 0 | 0 | 0 | 0
1084 | 5 | 1411.34 | 660 | 131.35 | 2202.69 | 740.21 | 444.13 | 11547.34 | 3387.03 | 14490.24 | 190.84 | 0 | 0 | 2398.5 | 2214 | 2214 | 61.5 | 6857.25 | 278.81 | 7.83 | -62.52 | 5.6 | 20 | 44.9 | 0 | 0.5 | 0.1 | 0.5 | 0.5 | 0 | 0 | 0 | 0 | 0 | 0 | 0 | 0 | 0 | 0 | 0 | 0 | 0 | 0 | 0 | 0 | 0
1085 | 4.9 | 1411.34 | 660 | 131.35 | 2202.69 | 740.21 | 444.13 | 11547.34 | 3387.03 | 14490.24 | 190.84 | 0 | 0 | 2398.5 | 2214 | 2214 | 61.5 | 6857.25 | 278.72 | 7.74 | -62.62 | 5.5 | 20 | 45.24 | 0 | 0.5 | 0.1 | 0.5 | 0.5 | 0 | 0 | 0 | 0 | 0 | 0 | 0 | 0 | 0 | 0 | 0 | 0 | 0 | 0 | 0 | 0 | 0
1086 | 4.8 | 1411.34 | 660 | 131.35 | 2202.69 | 740.21 | 444.13 | 11547.34 | 3387.03 | 14490.24 | 190.84 | 0 | 0 | 2398.5 | 2214 | 2214 | 61.5 | 6857.25 | 278.63 | 7.65 | -62.72 | 5.4 | 20 | 45.58 | 0 | 0.5 | 0.1 | 0.5 | 0.5 | 0 | 0 | 0 | 0 | 0 | 0 | 0 | 0 | 0 | 0 | 0 | 0 | 0 | 0 | 0 | 0 | 0
1087 | 4.8 | 1411.34 | 660 | 131.35 | 2202.69 | 740.21 | 444.13 | 11547.34 | 3387.03 | 14490.24 | 190.84 | 0 | 0 | 2398.5 | 2214 | 2214 | 61.5 | 6857.25 | 278.63 | 7.65 | -62.72 | 5.4 | 20 | 45.58 | 0 | 0.5 | 0.1 | 0.5 | 0.5 | 0 | 0 | 0 | 0 | 0 | 0 | 0 | 0 | 0 | 0 | 0 | 0 | 0 | 0 | 0 | 0 | 0
1088 | 4.7 | 1411.34 | 660 | 131.35 | 2202.69 | 740.21 | 177.65 | 11280.86 | 3120.55 | 14223.76 | 190.84 | 0 | 0 | 959.4 | 4428 | 4428 | 24.6 | 9827.7 | 298.78 | 8.73 | -63.86 | 5.52 | 20 | 38.87 | 0 | 0.2 | 0.2 | 1 | 0.2 | 0 | 0 | 0 | 0 | 0 | 0 | 0 | 0 | 0 | 0 | 0 | 0 | 0 | 0 | 0 | 0 | 0
1089 | 5 | 1411.34 | 660 | 131.35 | 2202.69 | 740.21 | 177.65 | 11280.86 | 3120.55 | 14223.76 | 190.84 | 2358.12 | 188.36 | 959.4 | 4428 | 4428 | 24.6 | 9827.7 | 299.79 | 9.74 | -63.38 | 5.99 | 20 | 35.39 | 0 | 0.2 | 0.2 | 1 | 0.2 | 0 | 744.32 | 0 | 558.19 | 0 | 739.41 | 0 | 316.19 | 0 | 55.3 | 0 | 31.14 | 0 | 36.12 | 0 | 17.64 | 48.16
1090 | 6 | 1411.34 | 660 | 131.35 | 2202.69 | 740.21 | 177.65 | 11280.86 | 3120.55 | 14223.76 | 190.84 | 9949.92 | 791.19 | 959.4 | 4428 | 4428 | 24.6 | 9827.7 | 303.07 | 13.02 | -61.83 | 7.55 | 20 | 24.07 | 0 | 0.2 | 0.2 | 1 | 0.2 | 0 | 2836.68 | 0 | 2546.78 | 0 | 3198.62 | 0 | 1367.83 | 0 | 210.75 | 0 | 142.09 | 0 | 156.26 | 0 | 76.31 | 205.78
1091 | 7 | 1411.34 | 660 | 131.35 | 2202.69 | 740.21 | 177.65 | 11280.86 | 3120.55 | 14223.76 | 190.84 | 24207.93 | 1922.3 | 959.4 | 4428 | 4428 | 24.6 | 9827.7 | 308.44 | 18.39 | -59.77 | 9.6 | 20 | 5.56 | 0 | 0.2 | 0.2 | 1 | 0.2 | 0 | 5629.34 | 0 | 7663.99 | 0 | 7704.89 | 0 | 3209.71 | 0 | 418.23 | 0 | 427.58 | 0 | 376.4 | 0 | 179.07 | 521.01
1092 | 7.7 | 1411.34 | 660 | 131.35 | 2202.69 | 740.21 | 177.65 | 11280.86 | 3120.55 | 14223.76 | 190.84 | 28069.4 | 2226.33 | 959.4 | 4428 | 4428 | 24.6 | 9827.7 | 310.28 | 20.23 | -58.79 | 10.58 | 20.23 | 0 | 0 | 0.2 | 0.2 | 1 | 0.2 | 0 | 6846.92 | 0 | 6516.26 | 0 | 10802.27 | 0 | 3903.95 | 0 | 508.7 | 0 | 363.55 | 0 | 527.71 | 0 | 217.81 | 608.57
1093 | 8.1 | 1411.34 | 660 | 131.35 | 2202.69 | 740.21 | 177.65 | 11280.86 | 3120.55 | 14223.76 | 190.84 | 44667.41 | 3360.64 | 959.4 | 4428 | 4428 | 24.6 | 9827.7 | 315.79 | 25.74 | -57.17 | 12.21 | 23.9 | 0 | 0 | 0.2 | 0.2 | 1 | 0.2 | 0 | 8946.32 | 0 | 10795.3 | 0 | 19824.82 | 0 | 5100.97 | 0 | 664.67 | 0 | 602.28 | 0 | 968.48 | 0 | 284.59 | 840.62
1094 | 7.9 | 1411.34 | 660 | 131.35 | 2202.69 | 740.21 | 177.65 | 11280.86 | 3120.55 | 14223.76 | 190.84 | 11463.46 | 1852.8 | 959.4 | 4428 | 4428 | 24.6 | 9827.7 | 305.69 | 15.64 | -59.77 | 9.6 | 20 | 15.04 | 0 | 0.2 | 0.2 | 1 | 0.2 | 0 | 3141.33 | 0 | 1949.53 | 0 | 4581.5 | 0 | 1791.11 | 0 | 466.77 | 0 | 217.53 | 0 | 447.63 | 0 | 199.86 | 521.01
1095 | 7.9 | 1411.34 | 660 | 131.35 | 2202.69 | 740.21 | 177.65 | 11280.86 | 3120.55 | 14223.76 | 190.84 | 16819.34 | 1368.33 | 959.4 | 4428 | 4428 | 24.6 | 9827.7 | 306.95 | 16.9 | -59.44 | 9.94 | 20 | 10.7 | 0 | 0.2 | 0.2 | 1 | 0.2 | 0 | 4686.84 | 0 | 2769.94 | 0 | 6690.24 | 0 | 2672.32 | 0 | 348.21 | 0 | 154.54 | 0 | 326.83 | 0 | 149.09 | 389.66
1096 | 7.9 | 1411.34 | 660 | 131.35 | 2202.69 | 740.21 | 177.65 | 11280.86 | 3120.55 | 14223.76 | 190.84 | 13689.49 | 1110.14 | 959.4 | 4428 | 4428 | 24.6 | 9827.7 | 305.96 | 15.91 | -59.67 | 9.7 | 20 | 14.09 | 0 | 0.2 | 0.2 | 1 | 0.2 | 0 | 3771.34 | 0 | 2200.27 | 0 | 5567.55 | 0 | 2150.33 | 0 | 280.19 | 0 | 122.76 | 0 | 271.99 | 0 | 119.97 | 315.23
1097 | 7.7 | 1411.34 | 660 | 131.35 | 2202.69 | 740.21 | 177.65 | 11280.86 | 3120.55 | 14223.76 | 190.84 | 7447.25 | 601.68 | 959.4 | 4428 | 4428 | 24.6 | 9827.7 | 303.82 | 13.78 | -60.34 | 9.04 | 20 | 21.46 | 0 | 0.2 | 0.2 | 1 | 0.2 | 0 | 2010.94 | 0 | 1146.59 | 0 | 3137.21 | 0 | 1152.52 | 0 | 149.4 | 0 | 63.97 | 0 | 153.26 | 0 | 64.3 | 170.75
1098 | 7.2 | 1411.34 | 660 | 131.35 | 2202.69 | 740.21 | 444.13 | 11547.34 | 3387.03 | 14490.24 | 190.84 | 586.74 | 46.83 | 2398.5 | 11070 | 11070 | 61.5 | 24569.25 | 285.8 | 14.82 | -59.1 | 9.02 | 20 | 19.11 | 0 | 0.5 | 0.5 | 1 | 0.5 | 0 | 149.4 | 0 | 85.19 | 0 | 260.19 | 0 | 91.96 | 0 | 11.1 | 0 | 4.75 | 0 | 12.71 | 0 | 5.13 | 13.13
1099 | 6.7 | 1411.34 | 660 | 131.35 | 2202.69 | 740.21 | 444.13 | 11547.34 | 3387.03 | 14490.24 | 190.84 | 0 | 0 | 2398.5 | 11070 | 11070 | 61.5 | 24569.25 | 285.17 | 14.19 | -59.63 | 8.48 | 20 | 21.43 | 0 | 0.5 | 0.5 | 1 | 0.5 | 0 | 0 | 0 | 0 | 0 | 0 | 0 | 0 | 0 | 0 | 0 | 0 | 0 | 0 | 0 | 0 | 0
1100 | 6.3 | 1411.34 | 660 | 131.35 | 2202.69 | 740.21 | 444.13 | 11547.34 | 3387.03 | 14490.24 | 190.84 | 0 | 0 | 2398.5 | 11070 | 11070 | 61.5 | 24569.25 | 284.8 | 13.83 | -60.03 | 8.09 | 20 | 22.79 | 0 | 0.5 | 0.5 | 1 | 0.5 | 0 | 0 | 0 | 0 | 0 | 0 | 0 | 0 | 0 | 0 | 0 | 0 | 0 | 0 | 0 | 0 | 0
1101 | 6.2 | 1411.34 | 660 | 131.35 | 2202.69 | 740.21 | 444.13 | 11547.34 | 3387.03 | 14490.24 | 190.84 | 0 | 0 | 2398.5 | 11070 | 11070 | 61.5 | 24569.25 | 284.71 | 13.73 | -60.13 | 7.99 | 20 | 23.13 | 0 | 0.5 | 0.5 | 1 | 0.5 | 0 | 0 | 0 | 0 | 0 | 0 | 0 | 0 | 0 | 0 | 0 | 0 | 0 | 0 | 0 | 0 | 0
1102 | 5.9 | 1411.34 | 660 | 131.35 | 2202.69 | 740.21 | 444.13 | 11547.34 | 3387.03 | 14490.24 | 190.84 | 0 | 0 | 2398.5 | 11070 | 11070 | 61.5 | 24569.25 | 284.43 | 13.46 | -60.42 | 7.69 | 20 | 24.14 | 0 | 0.5 | 0.5 | 1 | 0.5 | 0 | 0 | 0 | 0 | 0 | 0 | 0 | 0 | 0 | 0 | 0 | 0 | 0 | 0 | 0 | 0 | 0
1103 | 5.5 | 1411.34 | 660 | 131.35 | 2202.69 | 740.21 | 444.13 | 11547.34 | 3387.03 | 14490.24 | 190.84 | 0 | 0 | 2398.5 | 11070 | 11070 | 61.5 | 24569.25 | 284.07 | 13.09 | -60.82 | 7.3 | 20 | 25.5 | 0 | 0.5 | 0.5 | 1 | 0.5 | 0 | 0 | 0 | 0 | 0 | 0 | 0 | 0 | 0 | 0 | 0 | 0 | 0 | 0 | 0 | 0 | 0
1104 | 5.1 | 1411.34 | 660 | 131.35 | 2202.69 | 740.21 | 444.13 | 11547.34 | 3387.03 | 14490.24 | 190.84 | 0 | 0 | 2398.5 | 11070 | 11070 | 61.5 | 24569.25 | 283.7 | 12.72 | -61.21 | 6.9 | 20 | 26.85 | 0 | 0.5 | 0.5 | 1 | 0.5 | 0 | 0 | 0 | 0 | 0 | 0 | 0 | 0 | 0 | 0 | 0 | 0 | 0 | 0 | 0 | 0 | 0
1105 | 3.6 | 1411.34 | 660 | 131.35 | 2202.69 | 740.21 | 444.13 | 11547.34 | 3387.03 | 14490.24 | 190.84 | 0 | 0 | 2398.5 | 2214 | 2214 | 61.5 | 6857.25 | 277.52 | 6.55 | -63.9 | 4.22 | 20 | 49.64 | 0 | 0.5 | 0.1 | 0.5 | 0.5 | 0 | 0 | 0 | 0 | 0 | 0 | 0 | 0 | 0 | 0 | 0 | 0 | 0 | 0 | 0 | 0 | 0
1106 | 1.4 | 1411.34 | 660 | 131.35 | 2202.69 | 740.21 | 444.13 | 11547.34 | 3387.03 | 14490.24 | 190.84 | 0 | 0 | 2398.5 | 2214 | 2214 | 61.5 | 6857.25 | 275.5 | 4.53 | -66.07 | 2.04 | 20 | 57.1 | 0 | 0.5 | 0.1 | 0.5 | 0.5 | 0 | 0 | 0 | 0 | 0 | 0 | 0 | 0 | 0 | 0 | 0 | 0 | 0 | 0 | 0 | 0 | 0
1107 | 0.2 | 1411.34 | 660 | 131.35 | 2202.69 | 740.21 | 444.13 | 11547.34 | 3387.03 | 14490.24 | 190.84 | 0 | 0 | 2398.5 | 2214 | 2214 | 61.5 | 6857.25 | 274.4 | 3.43 | -67.26 | 0.86 | 20 | 61.16 | 0 | 0.5 | 0.1 | 0.5 | 0.5 | 0 | 0 | 0 | 0 | 0 | 0 | 0 | 0 | 0 | 0 | 0 | 0 | 0 | 0 | 0 | 0 | 0
1108 | -0.5 | 1411.34 | 660 | 131.35 | 2202.69 | 740.21 | 444.13 | 11547.34 | 3387.03 | 14490.24 | 190.84 | 0 | 0 | 2398.5 | 2214 | 2214 | 61.5 | 6857.25 | 273.76 | 2.78 | -67.95 | 0.17 | 20 | 63.53 | 0 | 0.5 | 0.1 | 0.5 | 0.5 | 0 | 0 | 0 | 0 | 0 | 0 | 0 | 0 | 0 | 0 | 0 | 0 | 0 | 0 | 0 | 0 | 0
1109 | -0.5 | 1411.34 | 660 | 131.35 | 2202.69 | 740.21 | 444.13 | 11547.34 | 3387.03 | 14490.24 | 190.84 | 0 | 0 | 2398.5 | 2214 | 2214 | 61.5 | 6857.25 | 273.76 | 2.78 | -67.95 | 0.17 | 20 | 63.53 | 0 | 0.5 | 0.1 | 0.5 | 0.5 | 0 | 0 | 0 | 0 | 0 | 0 | 0 | 0 | 0 | 0 | 0 | 0 | 0 | 0 | 0 | 0 | 0
1110 | 0 | 1411.34 | 660 | 131.35 | 2202.69 | 740.21 | 444.13 | 11547.34 | 3387.03 | 14490.24 | 190.84 | 0 | 0 | 2398.5 | 2214 | 2214 | 61.5 | 6857.25 | 274.22 | 3.24 | -67.45 | 0.66 | 20 | 61.84 | 0 | 0.5 | 0.1 | 0.5 | 0.5 | 0 | 0 | 0 | 0 | 0 | 0 | 0 | 0 | 0 | 0 | 0 | 0 | 0 | 0 | 0 | 0 | 0
1111 | 0.4 | 1411.34 | 660 | 131.35 | 2202.69 | 740.21 | 444.13 | 11547.34 | 3387.03 | 14490.24 | 190.84 | 0 | 0 | 2398.5 | 2214 | 2214 | 61.5 | 6857.25 | 274.59 | 3.61 | -67.06 | 1.06 | 20 | 60.48 | 0 | 0.5 | 0.1 | 0.5 | 0.5 | 0 | 0 | 0 | 0 | 0 | 0 | 0 | 0 | 0 | 0 | 0 | 0 | 0 | 0 | 0 | 0 | 0
1112 | 0.9 | 1411.34 | 660 | 131.35 | 2202.69 | 740.21 | 177.65 | 11280.86 | 3120.55 | 14223.76 | 190.84 | 0 | 0 | 959.4 | 4428 | 4428 | 24.6 | 9827.7 | 295.34 | 5.29 | -67.61 | 1.77 | 20 | 50.73 | 0 | 0.2 | 0.2 | 1 | 0.2 | 0 | 0 | 0 | 0 | 0 | 0 | 0 | 0 | 0 | 0 | 0 | 0 | 0 | 0 | 0 | 0 | 0
1113 | 1.7 | 1411.34 | 660 | 131.35 | 2202.69 | 740.21 | 177.65 | 11280.86 | 3120.55 | 14223.76 | 190.84 | 3720.71 | 296.11 | 959.4 | 4428 | 4428 | 24.6 | 9827.7 | 297.22 | 7.18 | -66.54 | 2.84 | 20 | 44.22 | 0 | 0.2 | 0.2 | 1 | 0.2 | 0 | 1188.18 | 0 | 910.54 | 0 | 1136.14 | 0 | 485.85 | 0 | 88.28 | 0 | 50.8 | 0 | 55.5 | 0 | 27.11 | 74.43
1114 | 2.5 | 1411.34 | 660 | 131.35 | 2202.69 | 740.21 | 177.65 | 11280.86 | 3120.55 | 14223.76 | 190.84 | 14617.47 | 1131.88 | 959.4 | 4428 | 4428 | 24.6 | 9827.7 | 301.35 | 11.3 | -64.93 | 4.44 | 20 | 29.99 | 0 | 0.2 | 0.2 | 1 | 0.2 | 0 | 4147.09 | 0 | 4821.21 | 0 | 3957.02 | 0 | 1692.15 | 0 | 308.11 | 0 | 268.98 | 0 | 193.31 | 0 | 94.41 | 267.07
1115 | 3 | 1411.34 | 660 | 131.35 | 2202.69 | 740.21 | 177.65 | 11280.86 | 3120.55 | 14223.76 | 190.84 | 20971.22 | 1681.59 | 959.4 | 4428 | 4428 | 24.6 | 9827.7 | 303.81 | 13.76 | -63.96 | 5.41 | 20 | 21.52 | 0 | 0.2 | 0.2 | 1 | 0.2 | 0 | 5213.05 | 0 | 5728.46 | 0 | 7057.36 | 0 | 2972.35 | 0 | 387.31 | 0 | 319.6 | 0 | 344.77 | 0 | 165.83 | 464.09
1116 | 3.5 | 1411.34 | 660 | 131.35 | 2202.69 | 740.21 | 177.65 | 11280.86 | 3120.55 | 14223.76 | 190.84 | 23207.83 | 1866.71 | 959.4 | 4428 | 4428 | 24.6 | 9827.7 | 304.96 | 14.91 | -63.3 | 6.07 | 20 | 17.54 | 0 | 0.2 | 0.2 | 1 | 0.2 | 0 | 6095.59 | 0 | 4718.77 | 0 | 8917.91 | 0 | 3475.56 | 0 | 452.88 | 0 | 263.27 | 0 | 435.66 | 0 | 193.9 | 521.01
1117 | 4.2 | 1411.34 | 660 | 131.35 | 2202.69 | 740.21 | 177.65 | 11280.86 | 3120.55 | 14223.76 | 190.84 | 21729.53 | 1764.2 | 959.4 | 4428 | 4428 | 24.6 | 9827.7 | 305.14 | 15.09 | -62.72 | 6.65 | 20 | 16.94 | 0 | 0.2 | 0.2 | 1 | 0.2 | 0 | 6035.75 | 0 | 3761.59 | 0 | 8490.76 | 0 | 3441.43 | 0 | 448.43 | 0 | 209.86 | 0 | 414.79 | 0 | 192 | 499.12
1118 | 4.6 | 1411.34 | 660 | 131.35 | 2202.69 | 740.21 | 177.65 | 11280.86 | 3120.55 | 14223.76 | 190.84 | 24264.97 | 1954.49 | 959.4 | 4428 | 4428 | 24.6 | 9827.7 | 306.29 | 16.24 | -62.14 | 7.24 | 20 | 12.96 | 0 | 0.2 | 0.2 | 1 | 0.2 | 0 | 6562.11 | 0 | 4163.73 | 0 | 9797.58 | 0 | 3741.55 | 0 | 487.54 | 0 | 232.3 | 0 | 478.63 | 0 | 208.75 | 547.28
1119 | 5 | 1411.34 | 660 | 131.35 | 2202.69 | 740.21 | 177.65 | 11280.86 | 3120.55 | 14223.76 | 190.84 | 33807.39 | 2598.62 | 959.4 | 4428 | 4428 | 24.6 | 9827.7 | 309.61 | 19.56 | -61.03 | 8.34 | 20 | 1.53 | 0 | 0.2 | 0.2 | 1 | 0.2 | 0 | 7643.6 | 0 | 5669.25 | 0 | 16136.34 | 0 | 4358.19 | 0 | 567.89 | 0 | 316.29 | 0 | 788.29 | 0 | 243.15 | 683
1120 | 5.1 | 1411.34 | 660 | 131.35 | 2202.69 | 740.21 | 177.65 | 11280.86 | 3120.55 | 14223.76 | 190.84 | 37237.67 | 2656.7 | 959.4 | 4428 | 4428 | 24.6 | 9827.7 | 310.71 | 20.66 | -60.69 | 8.68 | 20.66 | 0 | 0 | 0.2 | 0.2 | 1 | 0.2 | 0 | 6616.31 | 0 | 4968.69 | 0 | 21880.21 | 0 | 3772.46 | 0 | 491.56 | 0 | 277.21 | 0 | 1068.89 | 0 | 210.47 | 608.57
1121 | 4.9 | 1411.34 | 660 | 131.35 | 2202.69 | 740.21 | 177.65 | 11280.86 | 3120.55 | 14223.76 | 190.84 | 22111.81 | 1553.64 | 959.4 | 4428 | 4428 | 24.6 | 9827.7 | 305.85 | 15.8 | -62.02 | 7.36 | 20 | 14.49 | 0 | 0.2 | 0.2 | 1 | 0.2 | 0 | 3930.55 | 0 | 2241.1 | 0 | 13580.04 | 0 | 2360.12 | 0 | 292.02 | 0 | 125.03 | 0 | 663.41 | 0 | 131.67 | 341.5
1122 | 3 | 1411.34 | 660 | 131.35 | 2202.69 | 740.21 | 444.13 | 11547.34 | 3387.03 | 14490.24 | 190.84 | 4304.45 | 298.83 | 2398.5 | 11070 | 11070 | 61.5 | 24569.25 | 283.02 | 12.04 | -62.97 | 5.14 | 20 | 29.36 | 0 | 0.5 | 0.5 | 1 | 0.5 | 0 | 783.85 | 0 | 446.93 | 0 | 2466.56 | 0 | 607.11 | 0 | 58.24 | 0 | 24.93 | 0 | 120.5 | 0 | 33.87 | 61.3
1123 | 2.6 | 1411.34 | 660 | 131.35 | 2202.69 | 740.21 | 444.13 | 11547.34 | 3387.03 | 14490.24 | 190.84 | 0 | 0 | 2398.5 | 11070 | 11070 | 61.5 | 24569.25 | 281.41 | 10.43 | -63.68 | 4.43 | 20 | 35.32 | 0 | 0.5 | 0.5 | 1 | 0.5 | 0 | 0 | 0 | 0 | 0 | 0 | 0 | 0 | 0 | 0 | 0 | 0 | 0 | 0 | 0 | 0 | 0
1124 | 3.4 | 1411.34 | 660 | 131.35 | 2202.69 | 740.21 | 444.13 | 11547.34 | 3387.03 | 14490.24 | 190.84 | 0 | 0 | 2398.5 | 11070 | 11070 | 61.5 | 24569.25 | 282.14 | 11.16 | -62.89 | 5.22 | 20 | 32.61 | 0 | 0.5 | 0.5 | 1 | 0.5 | 0 | 0 | 0 | 0 | 0 | 0 | 0 | 0 | 0 | 0 | 0 | 0 | 0 | 0 | 0 | 0 | 0
1125 | 3.2 | 1411.34 | 660 | 131.35 | 2202.69 | 740.21 | 444.13 | 11547.34 | 3387.03 | 14490.24 | 190.84 | 0 | 0 | 2398.5 | 11070 | 11070 | 61.5 | 24569.25 | 281.96 | 10.98 | -63.09 | 5.03 | 20 | 33.29 | 0 | 0.5 | 0.5 | 1 | 0.5 | 0 | 0 | 0 | 0 | 0 | 0 | 0 | 0 | 0 | 0 | 0 | 0 | 0 | 0 | 0 | 0 | 0
1126 | 2.8 | 1411.34 | 660 | 131.35 | 2202.69 | 740.21 | 444.13 | 11547.34 | 3387.03 | 14490.24 | 190.84 | 0 | 0 | 2398.5 | 11070 | 11070 | 61.5 | 24569.25 | 281.59 | 10.61 | -63.48 | 4.63 | 20 | 34.64 | 0 | 0.5 | 0.5 | 1 | 0.5 | 0 | 0 | 0 | 0 | 0 | 0 | 0 | 0 | 0 | 0 | 0 | 0 | 0 | 0 | 0 | 0 | 0
1127 | 2.6 | 1411.34 | 660 | 131.35 | 2202.69 | 740.21 | 444.13 | 11547.34 | 3387.03 | 14490.24 | 190.84 | 0 | 0 | 2398.5 | 11070 | 11070 | 61.5 | 24569.25 | 281.41 | 10.43 | -63.68 | 4.43 | 20 | 35.32 | 0 | 0.5 | 0.5 | 1 | 0.5 | 0 | 0 | 0 | 0 | 0 | 0 | 0 | 0 | 0 | 0 | 0 | 0 | 0 | 0 | 0 | 0 | 0
1128 | 2.8 | 1411.34 | 660 | 131.35 | 2202.69 | 740.21 | 444.13 | 11547.34 | 3387.03 | 14490.24 | 190.84 | 0 | 0 | 2398.5 | 11070 | 11070 | 61.5 | 24569.25 | 281.59 | 10.61 | -63.48 | 4.63 | 20 | 34.64 | 0 | 0.5 | 0.5 | 1 | 0.5 | 0 | 0 | 0 | 0 | 0 | 0 | 0 | 0 | 0 | 0 | 0 | 0 | 0 | 0 | 0 | 0 | 0
1129 | 2.9 | 1411.34 | 660 | 131.35 | 2202.69 | 740.21 | 444.13 | 11547.34 | 3387.03 | 14490.24 | 190.84 | 0 | 0 | 2398.5 | 2214 | 2214 | 61.5 | 6857.25 | 276.88 | 5.91 | -64.59 | 3.52 | 20 | 52.02 | 0 | 0.5 | 0.1 | 0.5 | 0.5 | 0 | 0 | 0 | 0 | 0 | 0 | 0 | 0 | 0 | 0 | 0 | 0 | 0 | 0 | 0 | 0 | 0
1130 | 2.1 | 1411.34 | 660 | 131.35 | 2202.69 | 740.21 | 444.13 | 11547.34 | 3387.03 | 14490.24 | 190.84 | 0 | 0 | 2398.5 | 2214 | 2214 | 61.5 | 6857.25 | 276.15 | 5.17 | -65.38 | 2.73 | 20 | 54.72 | 0 | 0.5 | 0.1 | 0.5 | 0.5 | 0 | 0 | 0 | 0 | 0 | 0 | 0 | 0 | 0 | 0 | 0 | 0 | 0 | 0 | 0 | 0 | 0
1131 | 1.6 | 1411.34 | 660 | 131.35 | 2202.69 | 740.21 | 444.13 | 11547.34 | 3387.03 | 14490.24 | 190.84 | 0 | 0 | 2398.5 | 2214 | 2214 | 61.5 | 6857.25 | 275.69 | 4.71 | -65.87 | 2.24 | 20 | 56.42 | 0 | 0.5 | 0.1 | 0.5 | 0.5 | 0 | 0 | 0 | 0 | 0 | 0 | 0 | 0 | 0 | 0 | 0 | 0 | 0 | 0 | 0 | 0 | 0
1132 | 1.8 | 1411.34 | 660 | 131.35 | 2202.69 | 740.21 | 444.13 | 11547.34 | 3387.03 | 14490.24 | 190.84 | 0 | 0 | 2398.5 | 2214 | 2214 | 61.5 | 6857.25 | 275.87 | 4.9 | -65.68 | 2.44 | 20 | 55.74 | 0 | 0.5 | 0.1 | 0.5 | 0.5 | 0 | 0 | 0 | 0 | 0 | 0 | 0 | 0 | 0 | 0 | 0 | 0 | 0 | 0 | 0 | 0 | 0
1133 | 2.2 | 1411.34 | 660 | 131.35 | 2202.69 | 740.21 | 444.13 | 11547.34 | 3387.03 | 14490.24 | 190.84 | 0 | 0 | 2398.5 | 2214 | 2214 | 61.5 | 6857.25 | 276.24 | 5.26 | -65.28 | 2.83 | 20 | 54.39 | 0 | 0.5 | 0.1 | 0.5 | 0.5 | 0 | 0 | 0 | 0 | 0 | 0 | 0 | 0 | 0 | 0 | 0 | 0 | 0 | 0 | 0 | 0 | 0
1134 | 2.4 | 1411.34 | 660 | 131.35 | 2202.69 | 740.21 | 444.13 | 11547.34 | 3387.03 | 14490.24 | 190.84 | 0 | 0 | 2398.5 | 2214 | 2214 | 61.5 | 6857.25 | 276.42 | 5.45 | -65.08 | 3.03 | 20 | 53.71 | 0 | 0.5 | 0.1 | 0.5 | 0.5 | 0 | 0 | 0 | 0 | 0 | 0 | 0 | 0 | 0 | 0 | 0 | 0 | 0 | 0 | 0 | 0 | 0
1135 | 2.6 | 1411.34 | 660 | 131.35 | 2202.69 | 740.21 | 444.13 | 11547.34 | 3387.03 | 14490.24 | 190.84 | 0 | 0 | 2398.5 | 2214 | 2214 | 61.5 | 6857.25 | 276.61 | 5.63 | -64.89 | 3.23 | 20 | 53.03 | 0 | 0.5 | 0.1 | 0.5 | 0.5 | 0 | 0 | 0 | 0 | 0 | 0 | 0 | 0 | 0 | 0 | 0 | 0 | 0 | 0 | 0 | 0 | 0
1136 | 2.9 | 1411.34 | 660 | 131.35 | 2202.69 | 740.21 | 444.13 | 11547.34 | 3387.03 | 14490.24 | 190.84 | 0 | 0 | 2398.5 | 11070 | 11070 | 61.5 | 24569.25 | 281.68 | 10.7 | -63.38 | 4.73 | 20 | 34.3 | 0 | 0.5 | 0.5 | 1 | 0.5 | 0 | 0 | 0 | 0 | 0 | 0 | 0 | 0 | 0 | 0 | 0 | 0 | 0 | 0 | 0 | 0 | 0
1137 | 3.3 | 1411.34 | 660 | 131.35 | 2202.69 | 740.21 | 444.13 | 11547.34 | 3387.03 | 14490.24 | 190.84 | 1124.76 | 92.23 | 2398.5 | 11070 | 11070 | 61.5 | 24569.25 | 282.38 | 11.4 | -62.91 | 5.21 | 20 | 31.73 | 0 | 0.5 | 0.5 | 1 | 0.5 | 0 | 329.8 | 0 | 199.71 | 0 | 416.95 | 0 | 178.3 | 0 | 24.5 | 0 | 11.14 | 0 | 20.37 | 0 | 9.95 | 26.27
1138 | 3.8 | 1411.34 | 660 | 131.35 | 2202.69 | 740.21 | 444.13 | 11547.34 | 3387.03 | 14490.24 | 190.84 | 3990.09 | 329.7 | 2398.5 | 11070 | 11070 | 61.5 | 24569.25 | 283.68 | 12.7 | -62.2 | 5.91 | 20 | 26.94 | 0 | 0.5 | 0.5 | 1 | 0.5 | 0 | 1148.01 | 0 | 687.2 | 0 | 1509.4 | 0 | 645.47 | 0 | 85.29 | 0 | 38.34 | 0 | 73.74 | 0 | 36.01 | 96.32
1139 | 4.5 | 1411.34 | 660 | 131.35 | 2202.69 | 740.21 | 444.13 | 11547.34 | 3387.03 | 14490.24 | 190.84 | 10305.62 | 847.24 | 2398.5 | 11070 | 11070 | 61.5 | 24569.25 | 286.17 | 15.2 | -61.05 | 7.07 | 20 | 17.73 | 0 | 0.5 | 0.5 | 1 | 0.5 | 0 | 2931.56 | 0 | 1789.94 | 0 | 3912.62 | 0 | 1671.5 | 0 | 217.8 | 0 | 99.86 | 0 | 191.14 | 0 | 93.25 | 245.18
1140 | 5.5 | 1411.34 | 660 | 131.35 | 2202.69 | 740.21 | 444.13 | 11547.34 | 3387.03 | 14490.24 | 190.84 | 32382.73 | 2551.9 | 2398.5 | 11070 | 11070 | 61.5 | 24569.25 | 293.53 | 22.56 | -58.44 | 9.68 | 22.56 | 0 | 0 | 0.5 | 0.5 | 1 | 0.5 | 0 | 7558.08 | 0 | 8066.25 | 0 | 12448.97 | 0 | 4309.43 | 0 | 561.53 | 0 | 450.02 | 0 | 608.16 | 0 | 240.43 | 691.76
1141 | 6.6 | 1411.34 | 660 | 131.35 | 2202.69 | 740.21 | 444.13 | 11547.34 | 3387.03 | 14490.24 | 190.84 | 74173.69 | 5327.82 | 2398.5 | 11070 | 11070 | 61.5 | 24569.25 | 306.7 | 35.72 | -54.32 | 13.8 | 23.9 | 0 | 0 | 0.5 | 0.5 | 1 | 0.5 | 0 | 10721.98 | 0 | 21620.32 | 0 | 35717.98 | 0 | 6113.41 | 0 | 796.6 | 0 | 1206.22 | 0 | 1744.89 | 0 | 341.07 | 1239.04
1142 | 7 | 1411.34 | 660 | 131.35 | 2202.69 | 740.21 | 444.13 | 11547.34 | 3387.03 | 14490.24 | 190.84 | 16604.55 | 2605.75 | 2398.5 | 11070 | 11070 | 61.5 | 24569.25 | 290.77 | 19.79 | -58.03 | 10.09 | 20 | 0.77 | 0 | 0.5 | 0.5 | 1 | 0.5 | 0 | 4016.66 | 0 | 3051.29 | 0 | 7246.39 | 0 | 2290.2 | 0 | 596.84 | 0 | 340.47 | 0 | 708 | 0 | 255.55 | 704.89
1143 | 6.6 | 1411.34 | 660 | 131.35 | 2202.69 | 740.21 | 444.13 | 11547.34 | 3387.03 | 14490.24 | 190.84 | 16172.24 | 1317.92 | 2398.5 | 11070 | 11070 | 61.5 | 24569.25 | 289.82 | 18.84 | -58.54 | 9.57 | 20 | 4.28 | 0 | 0.5 | 0.5 | 1 | 0.5 | 0 | 4519.47 | 0 | 2662.1 | 0 | 6413.77 | 0 | 2576.89 | 0 | 335.78 | 0 | 148.52 | 0 | 313.32 | 0 | 143.77 | 376.53
1144 | 6.4 | 1411.34 | 660 | 131.35 | 2202.69 | 740.21 | 444.13 | 11547.34 | 3387.03 | 14490.24 | 190.84 | 5605.27 | 462.47 | 2398.5 | 11070 | 11070 | 61.5 | 24569.25 | 286.54 | 15.56 | -59.52 | 8.6 | 20 | 16.38 | 0 | 0.5 | 0.5 | 1 | 0.5 | 0 | 1584.51 | 0 | 911.85 | 0 | 2205.47 | 0 | 903.45 | 0 | 117.72 | 0 | 50.87 | 0 | 107.74 | 0 | 50.4 | 135.72
1145 | 6.5 | 1411.34 | 660 | 131.35 | 2202.69 | 740.21 | 444.13 | 11547.34 | 3387.03 | 14490.24 | 190.84 | 6780.34 | 550.62 | 2398.5 | 11070 | 11070 | 61.5 | 24569.25 | 286.97 | 16 | -59.33 | 8.78 | 20 | 14.78 | 0 | 0.5 | 0.5 | 1 | 0.5 | 0 | 1850.8 | 0 | 1055.28 | 0 | 2813.59 | 0 | 1060.67 | 0 | 137.51 | 0 | 58.88 | 0 | 137.45 | 0 | 59.18 | 157.62
1146 | 5.7 | 1411.34 | 660 | 131.35 | 2202.69 | 740.21 | 444.13 | 11547.34 | 3387.03 | 14490.24 | 190.84 | 561.36 | 45.58 | 2398.5 | 11070 | 11070 | 61.5 | 24569.25 | 284.42 | 13.44 | -60.58 | 7.54 | 20 | 24.21 | 0 | 0.5 | 0.5 | 1 | 0.5 | 0 | 149.52 | 0 | 85.25 | 0 | 237.04 | 0 | 89.56 | 0 | 11.11 | 0 | 4.76 | 0 | 11.58 | 0 | 5 | 13.13
1147 | 5.6 | 1411.34 | 660 | 131.35 | 2202.69 | 740.21 | 444.13 | 11547.34 | 3387.03 | 14490.24 | 190.84 | 0 | 0 | 2398.5 | 11070 | 11070 | 61.5 | 24569.25 | 284.16 | 13.18 | -60.72 | 7.4 | 20 | 25.16 | 0 | 0.5 | 0.5 | 1 | 0.5 | 0 | 0 | 0 | 0 | 0 | 0 | 0 | 0 | 0 | 0 | 0 | 0 | 0 | 0 | 0 | 0 | 0
1148 | 5.7 | 1411.34 | 660 | 131.35 | 2202.69 | 740.21 | 444.13 | 11547.34 | 3387.03 | 14490.24 | 190.84 | 0 | 0 | 2398.5 | 11070 | 11070 | 61.5 | 24569.25 | 284.25 | 13.27 | -60.62 | 7.49 | 20 | 24.82 | 0 | 0.5 | 0.5 | 1 | 0.5 | 0 | 0 | 0 | 0 | 0 | 0 | 0 | 0 | 0 | 0 | 0 | 0 | 0 | 0 | 0 | 0 | 0
1149 | 5.9 | 1411.34 | 660 | 131.35 | 2202.69 | 740.21 | 444.13 | 11547.34 | 3387.03 | 14490.24 | 190.84 | 0 | 0 | 2398.5 | 11070 | 11070 | 61.5 | 24569.25 | 284.43 | 13.46 | -60.42 | 7.69 | 20 | 24.14 | 0 | 0.5 | 0.5 | 1 | 0.5 | 0 | 0 | 0 | 0 | 0 | 0 | 0 | 0 | 0 | 0 | 0 | 0 | 0 | 0 | 0 | 0 | 0
1150 | 4.6 | 1411.34 | 660 | 131.35 | 2202.69 | 740.21 | 444.13 | 11547.34 | 3387.03 | 14490.24 | 190.84 | 0 | 0 | 2398.5 | 11070 | 11070 | 61.5 | 24569.25 | 283.24 | 12.26 | -61.71 | 6.41 | 20 | 28.55 | 0 | 0.5 | 0.5 | 1 | 0.5 | 0 | 0 | 0 | 0 | 0 | 0 | 0 | 0 | 0 | 0 | 0 | 0 | 0 | 0 | 0 | 0 | 0
1151 | 2.9 | 1411.34 | 660 | 131.35 | 2202.69 | 740.21 | 444.13 | 11547.34 | 3387.03 | 14490.24 | 190.84 | 0 | 0 | 2398.5 | 11070 | 11070 | 61.5 | 24569.25 | 281.68 | 10.7 | -63.38 | 4.73 | 20 | 34.3 | 0 | 0.5 | 0.5 | 1 | 0.5 | 0 | 0 | 0 | 0 | 0 | 0 | 0 | 0 | 0 | 0 | 0 | 0 | 0 | 0 | 0 | 0 | 0
1152 | 3 | 1411.34 | 660 | 131.35 | 2202.69 | 740.21 | 444.13 | 11547.34 | 3387.03 | 14490.24 | 190.84 | 0 | 0 | 2398.5 | 11070 | 11070 | 61.5 | 24569.25 | 281.77 | 10.8 | -63.29 | 4.83 | 20 | 33.96 | 0 | 0.5 | 0.5 | 1 | 0.5 | 0 | 0 | 0 | 0 | 0 | 0 | 0 | 0 | 0 | 0 | 0 | 0 | 0 | 0 | 0 | 0 | 0
1153 | 3.8 | 1411.34 | 660 | 131.35 | 2202.69 | 740.21 | 444.13 | 11547.34 | 3387.03 | 14490.24 | 190.84 | 0 | 0 | 2398.5 | 2214 | 2214 | 61.5 | 6857.25 | 277.71 | 6.73 | -63.7 | 4.41 | 20 | 48.97 | 0 | 0.5 | 0.1 | 0.5 | 0.5 | 0 | 0 | 0 | 0 | 0 | 0 | 0 | 0 | 0 | 0 | 0 | 0 | 0 | 0 | 0 | 0 | 0
1154 | 4.6 | 1411.34 | 660 | 131.35 | 2202.69 | 740.21 | 444.13 | 11547.34 | 3387.03 | 14490.24 | 190.84 | 0 | 0 | 2398.5 | 2214 | 2214 | 61.5 | 6857.25 | 278.44 | 7.47 | -62.91 | 5.2 | 20 | 46.26 | 0 | 0.5 | 0.1 | 0.5 | 0.5 | 0 | 0 | 0 | 0 | 0 | 0 | 0 | 0 | 0 | 0 | 0 | 0 | 0 | 0 | 0 | 0 | 0
1155 | 4.6 | 1411.34 | 660 | 131.35 | 2202.69 | 740.21 | 444.13 | 11547.34 | 3387.03 | 14490.24 | 190.84 | 0 | 0 | 2398.5 | 2214 | 2214 | 61.5 | 6857.25 | 278.44 | 7.47 | -62.91 | 5.2 | 20 | 46.26 | 0 | 0.5 | 0.1 | 0.5 | 0.5 | 0 | 0 | 0 | 0 | 0 | 0 | 0 | 0 | 0 | 0 | 0 | 0 | 0 | 0 | 0 | 0 | 0
1156 | 4.6 | 1411.34 | 660 | 131.35 | 2202.69 | 740.21 | 444.13 | 11547.34 | 3387.03 | 14490.24 | 190.84 | 0 | 0 | 2398.5 | 2214 | 2214 | 61.5 | 6857.25 | 278.44 | 7.47 | -62.91 | 5.2 | 20 | 46.26 | 0 | 0.5 | 0.1 | 0.5 | 0.5 | 0 | 0 | 0 | 0 | 0 | 0 | 0 | 0 | 0 | 0 | 0 | 0 | 0 | 0 | 0 | 0 | 0
1157 | 5.1 | 1411.34 | 660 | 131.35 | 2202.69 | 740.21 | 444.13 | 11547.34 | 3387.03 | 14490.24 | 190.84 | 0 | 0 | 2398.5 | 2214 | 2214 | 61.5 | 6857.25 | 278.9 | 7.92 | -62.42 | 5.7 | 20 | 44.56 | 0 | 0.5 | 0.1 | 0.5 | 0.5 | 0 | 0 | 0 | 0 | 0 | 0 | 0 | 0 | 0 | 0 | 0 | 0 | 0 | 0 | 0 | 0 | 0
1158 | 3.1 | 1411.34 | 660 | 131.35 | 2202.69 | 740.21 | 444.13 | 11547.34 | 3387.03 | 14490.24 | 190.84 | 0 | 0 | 2398.5 | 2214 | 2214 | 61.5 | 6857.25 | 277.07 | 6.09 | -64.39 | 3.72 | 20 | 51.34 | 0 | 0.5 | 0.1 | 0.5 | 0.5 | 0 | 0 | 0 | 0 | 0 | 0 | 0 | 0 | 0 | 0 | 0 | 0 | 0 | 0 | 0 | 0 | 0
1159 | 2.8 | 1411.34 | 660 | 131.35 | 2202.69 | 740.21 | 444.13 | 11547.34 | 3387.03 | 14490.24 | 190.84 | 0 | 0 | 2398.5 | 2214 | 2214 | 61.5 | 6857.25 | 276.79 | 5.81 | -64.69 | 3.43 | 20 | 52.35 | 0 | 0.5 | 0.1 | 0.5 | 0.5 | 0 | 0 | 0 | 0 | 0 | 0 | 0 | 0 | 0 | 0 | 0 | 0 | 0 | 0 | 0 | 0 | 0
1160 | 3.7 | 1411.34 | 660 | 131.35 | 2202.69 | 740.21 | 444.13 | 11547.34 | 3387.03 | 14490.24 | 190.84 | 0 | 0 | 2398.5 | 11070 | 11070 | 61.5 | 24569.25 | 282.42 | 11.44 | -62.59 | 5.52 | 20 | 31.59 | 0 | 0.5 | 0.5 | 1 | 0.5 | 0 | 0 | 0 | 0 | 0 | 0 | 0 | 0 | 0 | 0 | 0 | 0 | 0 | 0 | 0 | 0 | 0
1161 | 5.6 | 1411.34 | 660 | 131.35 | 2202.69 | 740.21 | 444.13 | 11547.34 | 3387.03 | 14490.24 | 190.84 | 25086.23 | 1828 | 2398.5 | 11070 | 11070 | 61.5 | 24569.25 | 291.45 | 20.48 | -58.89 | 9.23 | 20.48 | 0 | 0 | 0.5 | 0.5 | 1 | 0.5 | 0 | 10516.85 | 0 | 12228.02 | 0 | 1640.03 | 0 | 701.33 | 0 | 781.36 | 0 | 682.21 | 0 | 80.12 | 0 | 39.13 | 245.18
1162 | 6.3 | 1411.34 | 660 | 131.35 | 2202.69 | 740.21 | 444.13 | 11547.34 | 3387.03 | 14490.24 | 190.84 | 42373.95 | 3111.44 | 2398.5 | 11070 | 11070 | 61.5 | 24569.25 | 297.14 | 26.17 | -56.93 | 11.18 | 23.9 | 0 | 0 | 0.5 | 0.5 | 1 | 0.5 | 0 | 11997.31 | 0 | 20460.06 | 0 | 6946.18 | 0 | 2970.41 | 0 | 891.35 | 0 | 1141.49 | 0 | 339.33 | 0 | 165.72 | 573.55
1163 | 6.9 | 1411.34 | 660 | 131.35 | 2202.69 | 740.21 | 444.13 | 11547.34 | 3387.03 | 14490.24 | 190.84 | 12516.83 | 1997.99 | 2398.5 | 11070 | 11070 | 61.5 | 24569.25 | 289.4 | 18.43 | -58.45 | 9.67 | 20 | 5.8 | 0 | 0.5 | 0.5 | 1 | 0.5 | 0 | 2964.61 | 0 | 3851.18 | 0 | 4010.69 | 0 | 1690.35 | 0 | 440.51 | 0 | 429.72 | 0 | 391.86 | 0 | 188.61 | 547.28
1164 | 7.5 | 1411.34 | 660 | 131.35 | 2202.69 | 740.21 | 444.13 | 11547.34 | 3387.03 | 14490.24 | 190.84 | 40569.33 | 3113.52 | 2398.5 | 11070 | 11070 | 61.5 | 24569.25 | 297.74 | 26.76 | -55.87 | 12.25 | 23.9 | 0 | 0 | 0.5 | 0.5 | 1 | 0.5 | 0 | 8487.91 | 0 | 11653.67 | 0 | 15588.15 | 0 | 4839.6 | 0 | 630.61 | 0 | 650.17 | 0 | 761.51 | 0 | 270.01 | 801.21
1165 | 8 | 1411.34 | 660 | 131.35 | 2202.69 | 740.21 | 444.13 | 11547.34 | 3387.03 | 14490.24 | 190.84 | 24045.81 | 3621.39 | 2398.5 | 11070 | 11070 | 61.5 | 24569.25 | 293.98 | 23 | -56.47 | 11.65 | 23 | 0 | 0 | 0.5 | 0.5 | 1 | 0.5 | 0 | 4759.59 | 0 | 5871.6 | 0 | 10700.82 | 0 | 2713.8 | 0 | 707.23 | 0 | 655.17 | 0 | 1045.51 | 0 | 302.81 | 910.67
1166 | 7.6 | 1411.34 | 660 | 131.35 | 2202.69 | 740.21 | 444.13 | 11547.34 | 3387.03 | 14490.24 | 190.84 | 30940.06 | 2448.1 | 2398.5 | 11070 | 11070 | 61.5 | 24569.25 | 295.13 | 24.16 | -56.47 | 11.64 | 23.9 | 0 | 0 | 0.5 | 0.5 | 1 | 0.5 | 0 | 7758.92 | 0 | 5567.79 | 0 | 13189.41 | 0 | 4423.94 | 0 | 576.45 | 0 | 310.63 | 0 | 644.33 | 0 | 246.82 | 669.87
1167 | 7 | 1411.34 | 660 | 131.35 | 2202.69 | 740.21 | 444.13 | 11547.34 | 3387.03 | 14490.24 | 190.84 | 22912.63 | 3344.86 | 2398.5 | 11070 | 11070 | 61.5 | 24569.25 | 292.68 | 21.7 | -57.55 | 10.57 | 21.7 | 0 | 0 | 0.5 | 0.5 | 1 | 0.5 | 0 | 4269.91 | 0 | 3885.58 | 0 | 12322.53 | 0 | 2434.6 | 0 | 634.47 | 0 | 433.56 | 0 | 1203.96 | 0 | 271.66 | 801.21
1168 | 5.9 | 1411.34 | 660 | 131.35 | 2202.69 | 740.21 | 444.13 | 11547.34 | 3387.03 | 14490.24 | 190.84 | 11996.36 | 977.7 | 2398.5 | 11070 | 11070 | 61.5 | 24569.25 | 288 | 17.03 | -59.54 | 8.58 | 20 | 10.98 | 0 | 0.5 | 0.5 | 1 | 0.5 | 0 | 3333.92 | 0 | 1935.01 | 0 | 4826.52 | 0 | 1900.92 | 0 | 247.7 | 0 | 107.96 | 0 | 235.78 | 0 | 106.05 | 280.21
1169 | 6.3 | 1411.34 | 660 | 131.35 | 2202.69 | 740.21 | 444.13 | 11547.34 | 3387.03 | 14490.24 | 190.84 | 8399.67 | 678.93 | 2398.5 | 11070 | 11070 | 61.5 | 24569.25 | 287.26 | 16.29 | -59.41 | 8.71 | 20 | 13.71 | 0 | 0.5 | 0.5 | 1 | 0.5 | 0 | 2275.15 | 0 | 1297.23 | 0 | 3521.79 | 0 | 1305.5 | 0 | 169.03 | 0 | 72.37 | 0 | 172.05 | 0 | 72.84 | 192.64
1170 | 5.7 | 1411.34 | 660 | 131.35 | 2202.69 | 740.21 | 444.13 | 11547.34 | 3387.03 | 14490.24 | 190.84 | 1636.54 | 128.53 | 2398.5 | 11070 | 11070 | 61.5 | 24569.25 | 284.73 | 13.75 | -60.5 | 7.61 | 20 | 23.05 | 0 | 0.5 | 0.5 | 1 | 0.5 | 0 | 401.08 | 0 | 228.69 | 0 | 752.81 | 0 | 253.96 | 0 | 29.8 | 0 | 12.76 | 0 | 36.78 | 0 | 14.17 | 35.03
1171 | 5.9 | 1411.34 | 660 | 131.35 | 2202.69 | 740.21 | 444.13 | 11547.34 | 3387.03 | 14490.24 | 190.84 | 0 | 0 | 2398.5 | 11070 | 11070 | 61.5 | 24569.25 | 284.43 | 13.46 | -60.42 | 7.69 | 20 | 24.14 | 0 | 0.5 | 0.5 | 1 | 0.5 | 0 | 0 | 0 | 0 | 0 | 0 | 0 | 0 | 0 | 0 | 0 | 0 | 0 | 0 | 0 | 0 | 0
1172 | 4 | 1411.34 | 660 | 131.35 | 2202.69 | 740.21 | 444.13 | 11547.34 | 3387.03 | 14490.24 | 190.84 | 0 | 0 | 2398.5 | 11070 | 11070 | 61.5 | 24569.25 | 282.69 | 11.71 | -62.3 | 5.82 | 20 | 30.58 | 0 | 0.5 | 0.5 | 1 | 0.5 | 0 | 0 | 0 | 0 | 0 | 0 | 0 | 0 | 0 | 0 | 0 | 0 | 0 | 0 | 0 | 0 | 0
1173 | 4.7 | 1411.34 | 660 | 131.35 | 2202.69 | 740.21 | 444.13 | 11547.34 | 3387.03 | 14490.24 | 190.84 | 0 | 0 | 2398.5 | 11070 | 11070 | 61.5 | 24569.25 | 283.33 | 12.36 | -61.61 | 6.51 | 20 | 28.21 | 0 | 0.5 | 0.5 | 1 | 0.5 | 0 | 0 | 0 | 0 | 0 | 0 | 0 | 0 | 0 | 0 | 0 | 0 | 0 | 0 | 0 | 0 | 0
1174 | 4.4 | 1411.34 | 660 | 131.35 | 2202.69 | 740.21 | 444.13 | 11547.34 | 3387.03 | 14490.24 | 190.84 | 0 | 0 | 2398.5 | 11070 | 11070 | 61.5 | 24569.25 | 283.06 | 12.08 | -61.9 | 6.21 | 20 | 29.22 | 0 | 0.5 | 0.5 | 1 | 0.5 | 0 | 0 | 0 | 0 | 0 | 0 | 0 | 0 | 0 | 0 | 0 | 0 | 0 | 0 | 0 | 0 | 0
1175 | 3.5 | 1411.34 | 660 | 131.35 | 2202.69 | 740.21 | 444.13 | 11547.34 | 3387.03 | 14490.24 | 190.84 | 0 | 0 | 2398.5 | 11070 | 11070 | 61.5 | 24569.25 | 282.23 | 11.26 | -62.79 | 5.32 | 20 | 32.27 | 0 | 0.5 | 0.5 | 1 | 0.5 | 0 | 0 | 0 | 0 | 0 | 0 | 0 | 0 | 0 | 0 | 0 | 0 | 0 | 0 | 0 | 0 | 0
1176 | 3.1 | 1411.34 | 660 | 131.35 | 2202.69 | 740.21 | 444.13 | 11547.34 | 3387.03 | 14490.24 | 190.84 | 0 | 0 | 2398.5 | 11070 | 11070 | 61.5 | 24569.25 | 281.86 | 10.89 | -63.19 | 4.93 | 20 | 33.63 | 0 | 0.5 | 0.5 | 1 | 0.5 | 0 | 0 | 0 | 0 | 0 | 0 | 0 | 0 | 0 | 0 | 0 | 0 | 0 | 0 | 0 | 0 | 0
1177 | 2.5 | 1411.34 | 660 | 131.35 | 2202.69 | 740.21 | 444.13 | 11547.34 | 3387.03 | 14490.24 | 190.84 | 0 | 0 | 2398.5 | 2214 | 2214 | 61.5 | 6857.25 | 276.51 | 5.54 | -64.99 | 3.13 | 20 | 53.37 | 0 | 0.5 | 0.1 | 0.5 | 0.5 | 0 | 0 | 0 | 0 | 0 | 0 | 0 | 0 | 0 | 0 | 0 | 0 | 0 | 0 | 0 | 0 | 0
1178 | 2.1 | 1411.34 | 660 | 131.35 | 2202.69 | 740.21 | 444.13 | 11547.34 | 3387.03 | 14490.24 | 190.84 | 0 | 0 | 2398.5 | 2214 | 2214 | 61.5 | 6857.25 | 276.15 | 5.17 | -65.38 | 2.73 | 20 | 54.72 | 0 | 0.5 | 0.1 | 0.5 | 0.5 | 0 | 0 | 0 | 0 | 0 | 0 | 0 | 0 | 0 | 0 | 0 | 0 | 0 | 0 | 0 | 0 | 0
1179 | 1.6 | 1411.34 | 660 | 131.35 | 2202.69 | 740.21 | 444.13 | 11547.34 | 3387.03 | 14490.24 | 190.84 | 0 | 0 | 2398.5 | 2214 | 2214 | 61.5 | 6857.25 | 275.69 | 4.71 | -65.87 | 2.24 | 20 | 56.42 | 0 | 0.5 | 0.1 | 0.5 | 0.5 | 0 | 0 | 0 | 0 | 0 | 0 | 0 | 0 | 0 | 0 | 0 | 0 | 0 | 0 | 0 | 0 | 0
1180 | 1.2 | 1411.34 | 660 | 131.35 | 2202.69 | 740.21 | 444.13 | 11547.34 | 3387.03 | 14490.24 | 190.84 | 0 | 0 | 2398.5 | 2214 | 2214 | 61.5 | 6857.25 | 275.32 | 4.34 | -66.27 | 1.85 | 20 | 57.77 | 0 | 0.5 | 0.1 | 0.5 | 0.5 | 0 | 0 | 0 | 0 | 0 | 0 | 0 | 0 | 0 | 0 | 0 | 0 | 0 | 0 | 0 | 0 | 0
1181 | 0.8 | 1411.34 | 660 | 131.35 | 2202.69 | 740.21 | 444.13 | 11547.34 | 3387.03 | 14490.24 | 190.84 | 0 | 0 | 2398.5 | 2214 | 2214 | 61.5 | 6857.25 | 274.95 | 3.98 | -66.66 | 1.45 | 20 | 59.13 | 0 | 0.5 | 0.1 | 0.5 | 0.5 | 0 | 0 | 0 | 0 | 0 | 0 | 0 | 0 | 0 | 0 | 0 | 0 | 0 | 0 | 0 | 0 | 0
1182 | 0.4 | 1411.34 | 660 | 131.35 | 2202.69 | 740.21 | 444.13 | 11547.34 | 3387.03 | 14490.24 | 190.84 | 0 | 0 | 2398.5 | 2214 | 2214 | 61.5 | 6857.25 | 274.59 | 3.61 | -67.06 | 1.06 | 20 | 60.48 | 0 | 0.5 | 0.1 | 0.5 | 0.5 | 0 | 0 | 0 | 0 | 0 | 0 | 0 | 0 | 0 | 0 | 0 | 0 | 0 | 0 | 0 | 0 | 0
1183 | 0.4 | 1411.34 | 660 | 131.35 | 2202.69 | 740.21 | 444.13 | 11547.34 | 3387.03 | 14490.24 | 190.84 | 0 | 0 | 2398.5 | 2214 | 2214 | 61.5 | 6857.25 | 274.59 | 3.61 | -67.06 | 1.06 | 20 | 60.48 | 0 | 0.5 | 0.1 | 0.5 | 0.5 | 0 | 0 | 0 | 0 | 0 | 0 | 0 | 0 | 0 | 0 | 0 | 0 | 0 | 0 | 0 | 0 | 0
1184 | 0.5 | 1411.34 | 660 | 131.35 | 2202.69 | 740.21 | 177.65 | 11280.86 | 3120.55 | 14223.76 | 190.84 | 0 | 0 | 959.4 | 4428 | 4428 | 24.6 | 9827.7 | 294.97 | 4.92 | -68 | 1.37 | 20 | 51.98 | 0 | 0.2 | 0.2 | 1 | 0.2 | 0 | 0 | 0 | 0 | 0 | 0 | 0 | 0 | 0 | 0 | 0 | 0 | 0 | 0 | 0 | 0 | 0
1185 | 0.4 | 1411.34 | 660 | 131.35 | 2202.69 | 740.21 | 177.65 | 11280.86 | 3120.55 | 14223.76 | 190.84 | 28434.58 | 1996.08 | 959.4 | 4428 | 4428 | 24.6 | 9827.7 | 303.71 | 13.66 | -65.99 | 3.39 | 20 | 21.86 | 0 | 0.2 | 0.2 | 1 | 0.2 | 0 | 11837.49 | 0 | 13483.02 | 0 | 2181.28 | 0 | 932.78 | 0 | 879.47 | 0 | 752.23 | 0 | 106.56 | 0 | 52.04 | 205.78
1186 | 1.4 | 1411.34 | 660 | 131.35 | 2202.69 | 740.21 | 177.65 | 11280.86 | 3120.55 | 14223.76 | 190.84 | 57737.68 | 4239.47 | 959.4 | 4428 | 4428 | 24.6 | 9827.7 | 313.76 | 23.72 | -62.81 | 6.56 | 23.72 | 0 | 0 | 0.2 | 0.2 | 1 | 0.2 | 0 | 16414.33 | 0 | 30685.5 | 0 | 7451.39 | 0 | 3186.45 | 0 | 1219.51 | 0 | 1711.98 | 0 | 364.01 | 0 | 177.78 | 766.19
1187 | 2.6 | 1411.34 | 660 | 131.35 | 2202.69 | 740.21 | 177.65 | 11280.86 | 3120.55 | 14223.76 | 190.84 | 67843.83 | 5136.85 | 959.4 | 4428 | 4428 | 24.6 | 9827.7 | 318.19 | 28.14 | -60.87 | 8.51 | 23.9 | 0 | 0 | 0.2 | 0.2 | 1 | 0.2 | 0 | 7614.84 | 0 | 44887.1 | 0 | 11000.1 | 0 | 4341.79 | 0 | 565.75 | 0 | 2504.3 | 0 | 537.38 | 0 | 242.23 | 1287.2
1188 | 3.2 | 1411.34 | 660 | 131.35 | 2202.69 | 740.21 | 177.65 | 11280.86 | 3120.55 | 14223.76 | 190.84 | 47273.27 | 6773.67 | 959.4 | 4428 | 4428 | 24.6 | 9827.7 | 313.25 | 23.2 | -61.59 | 7.79 | 23.2 | 0 | 0 | 0.2 | 0.2 | 1 | 0.2 | 0 | 4593.73 | 0 | 21921.86 | 0 | 18138.44 | 0 | 2619.23 | 0 | 682.59 | 0 | 2446.09 | 0 | 1772.19 | 0 | 292.26 | 1580.54
1189 | 3.2 | 1411.34 | 660 | 131.35 | 2202.69 | 740.21 | 177.65 | 11280.86 | 3120.55 | 14223.76 | 190.84 | 79928.47 | 5733.39 | 959.4 | 4428 | 4428 | 24.6 | 9827.7 | 322.39 | 32.34 | -59.39 | 9.98 | 23.9 | 0 | 0 | 0.2 | 0.2 | 1 | 0.2 | 0 | 11011.95 | 0 | 23813.74 | 0 | 38824.03 | 0 | 6278.74 | 0 | 818.14 | 0 | 1328.59 | 0 | 1896.63 | 0 | 350.3 | 1339.74
1190 | 4.5 | 1411.34 | 660 | 131.35 | 2202.69 | 740.21 | 177.65 | 11280.86 | 3120.55 | 14223.76 | 190.84 | 67115.7 | 8857.61 | 959.4 | 4428 | 4428 | 24.6 | 9827.7 | 320.78 | 30.73 | -58.78 | 10.59 | 23.9 | 0 | 0 | 0.2 | 0.2 | 1 | 0.2 | 0 | 4667.03 | 0 | 17251.08 | 0 | 42536.57 | 0 | 2661.03 | 0 | 693.48 | 0 | 1924.91 | 0 | 4155.98 | 0 | 296.92 | 1786.31
1191 | 4.4 | 1411.34 | 660 | 131.35 | 2202.69 | 740.21 | 177.65 | 11280.86 | 3120.55 | 14223.76 | 190.84 | 70822.91 | 8966.53 | 959.4 | 4428 | 4428 | 24.6 | 9827.7 | 321.8 | 31.75 | -58.62 | 10.76 | 23.9 | 0 | 0 | 0.2 | 0.2 | 1 | 0.2 | 0 | 4170.61 | 0 | 12460.34 | 0 | 51813.99 | 0 | 2377.98 | 0 | 619.72 | 0 | 1390.35 | 0 | 5062.42 | 0 | 265.34 | 1628.7
1192 | 3.6 | 1411.34 | 660 | 131.35 | 2202.69 | 740.21 | 177.65 | 11280.86 | 3120.55 | 14223.76 | 190.84 | 41170.31 | 5282.63 | 959.4 | 4428 | 4428 | 24.6 | 9827.7 | 311.41 | 21.36 | -61.72 | 7.66 | 21.36 | 0 | 0 | 0.2 | 0.2 | 1 | 0.2 | 0 | 4059.77 | 0 | 4509.91 | 0 | 30285.86 | 0 | 2314.78 | 0 | 603.25 | 0 | 503.22 | 0 | 2959.04 | 0 | 258.29 | 958.83
1193 | 3.1 | 1411.34 | 660 | 131.35 | 2202.69 | 740.21 | 177.65 | 11280.86 | 3120.55 | 14223.76 | 190.84 | 63781.44 | 3882.08 | 959.4 | 4428 | 4428 | 24.6 | 9827.7 | 317.01 | 26.96 | -60.74 | 8.63 | 23.9 | 0 | 0 | 0.2 | 0.2 | 1 | 0.2 | 0 | 5344.91 | 0 | 3047.53 | 0 | 51528.1 | 0 | 3860.9 | 0 | 397.1 | 0 | 170.03 | 0 | 2517.24 | 0 | 215.4 | 582.3
1194 | 2.3 | 1411.34 | 660 | 131.35 | 2202.69 | 740.21 | 444.13 | 11547.34 | 3387.03 | 14490.24 | 190.84 | 20682.09 | 2260.15 | 2398.5 | 11070 | 11070 | 61.5 | 24569.25 | 287.47 | 16.49 | -62.41 | 5.7 | 20 | 12.95 | 0 | 0.5 | 0.5 | 1 | 0.5 | 0 | 837.23 | 0 | 477.37 | 0 | 17019.69 | 0 | 2347.8 | 0 | 124.41 | 0 | 53.27 | 0 | 1662.89 | 0 | 261.97 | 157.62
1195 | 1.4 | 1411.34 | 660 | 131.35 | 2202.69 | 740.21 | 444.13 | 11547.34 | 3387.03 | 14490.24 | 190.84 | 0 | 0 | 2398.5 | 11070 | 11070 | 61.5 | 24569.25 | 280.3 | 9.33 | -64.86 | 3.25 | 20 | 39.38 | 0 | 0.5 | 0.5 | 1 | 0.5 | 0 | 0 | 0 | 0 | 0 | 0 | 0 | 0 | 0 | 0 | 0 | 0 | 0 | 0 | 0 | 0 | 0
1196 | 0.8 | 1411.34 | 660 | 131.35 | 2202.69 | 740.21 | 444.13 | 11547.34 | 3387.03 | 14490.24 | 190.84 | 0 | 0 | 2398.5 | 11070 | 11070 | 61.5 | 24569.25 | 279.75 | 8.78 | -65.46 | 2.66 | 20 | 41.42 | 0 | 0.5 | 0.5 | 1 | 0.5 | 0 | 0 | 0 | 0 | 0 | 0 | 0 | 0 | 0 | 0 | 0 | 0 | 0 | 0 | 0 | 0 | 0
1197 | 0.5 | 1411.34 | 660 | 131.35 | 2202.69 | 740.21 | 444.13 | 11547.34 | 3387.03 | 14490.24 | 190.84 | 0 | 0 | 2398.5 | 11070 | 11070 | 61.5 | 24569.25 | 279.48 | 8.5 | -65.75 | 2.36 | 20 | 42.43 | 0 | 0.5 | 0.5 | 1 | 0.5 | 0 | 0 | 0 | 0 | 0 | 0 | 0 | 0 | 0 | 0 | 0 | 0 | 0 | 0 | 0 | 0 | 0
1198 | 0.2 | 1411.34 | 660 | 131.35 | 2202.69 | 740.21 | 444.13 | 11547.34 | 3387.03 | 14490.24 | 190.84 | 0 | 0 | 2398.5 | 11070 | 11070 | 61.5 | 24569.25 | 279.2 | 8.23 | -66.05 | 2.07 | 20 | 43.45 | 0 | 0.5 | 0.5 | 1 | 0.5 | 0 | 0 | 0 | 0 | 0 | 0 | 0 | 0 | 0 | 0 | 0 | 0 | 0 | 0 | 0 | 0 | 0
1199 | -0.4 | 1411.34 | 660 | 131.35 | 2202.69 | 740.21 | 444.13 | 11547.34 | 3387.03 | 14490.24 | 190.84 | 0 | 0 | 2398.5 | 11070 | 11070 | 61.5 | 24569.25 | 278.65 | 7.68 | -66.64 | 1.47 | 20 | 45.48 | 0 | 0.5 | 0.5 | 1 | 0.5 | 0 | 0 | 0 | 0 | 0 | 0 | 0 | 0 | 0 | 0 | 0 | 0 | 0 | 0 | 0 | 0 | 0
1200 | -0.5 | 1411.34 | 660 | 131.35 | 2202.69 | 740.21 | 444.13 | 11547.34 | 3387.03 | 14490.24 | 190.84 | 0 | 0 | 2398.5 | 11070 | 11070 | 61.5 | 24569.25 | 278.56 | 7.58 | -66.74 | 1.38 | 20 | 45.82 | 0 | 0.5 | 0.5 | 1 | 0.5 | 0 | 0 | 0 | 0 | 0 | 0 | 0 | 0 | 0 | 0 | 0 | 0 | 0 | 0 | 0 | 0 | 0
1201 | -1 | 1411.34 | 660 | 131.35 | 2202.69 | 740.21 | 444.13 | 11547.34 | 3387.03 | 14490.24 | 190.84 | 0 | 0 | 2398.5 | 2214 | 2214 | 61.5 | 6857.25 | 273.3 | 2.33 | -68.44 | -0.32 | 20 | 65.22 | 0 | 0.5 | 0.1 | 0.5 | 0.5 | 0 | 0 | 0 | 0 | 0 | 0 | 0 | 0 | 0 | 0 | 0 | 0 | 0 | 0 | 0 | 0 | 0
1202 | -1.1 | 1411.34 | 660 | 131.35 | 2202.69 | 740.21 | 444.13 | 11547.34 | 3387.03 | 14490.24 | 190.84 | 0 | 0 | 2398.5 | 2214 | 2214 | 61.5 | 6857.25 | 273.21 | 2.23 | -68.54 | -0.42 | 20 | 65.56 | 0 | 0.5 | 0.1 | 0.5 | 0.5 | 0 | 0 | 0 | 0 | 0 | 0 | 0 | 0 | 0 | 0 | 0 | 0 | 0 | 0 | 0 | 0 | 0
1203 | -1.3 | 1411.34 | 660 | 131.35 | 2202.69 | 740.21 | 444.13 | 11547.34 | 3387.03 | 14490.24 | 190.84 | 0 | 0 | 2398.5 | 2214 | 2214 | 61.5 | 6857.25 | 273.03 | 2.05 | -68.74 | -0.62 | 20 | 66.24 | 0 | 0.5 | 0.1 | 0.5 | 0.5 | 0 | 0 | 0 | 0 | 0 | 0 | 0 | 0 | 0 | 0 | 0 | 0 | 0 | 0 | 0 | 0 | 0
1204 | -1.6 | 1411.34 | 660 | 131.35 | 2202.69 | 740.21 | 444.13 | 11547.34 | 3387.03 | 14490.24 | 190.84 | 0 | 0 | 2398.5 | 2214 | 2214 | 61.5 | 6857.25 | 272.75 | 1.78 | -69.03 | -0.92 | 20 | 67.26 | 0 | 0.5 | 0.1 | 0.5 | 0.5 | 0 | 0 | 0 | 0 | 0 | 0 | 0 | 0 | 0 | 0 | 0 | 0 | 0 | 0 | 0 | 0 | 0
1205 | -2 | 1411.34 | 660 | 131.35 | 2202.69 | 740.21 | 444.13 | 11547.34 | 3387.03 | 14490.24 | 190.84 | 0 | 0 | 2398.5 | 2214 | 2214 | 61.5 | 6857.25 | 272.38 | 1.41 | -69.43 | -1.31 | 20 | 68.61 | 0 | 0.5 | 0.1 | 0.5 | 0.5 | 0 | 0 | 0 | 0 | 0 | 0 | 0 | 0 | 0 | 0 | 0 | 0 | 0 | 0 | 0 | 0 | 0
1206 | -2 | 1411.34 | 660 | 131.35 | 2202.69 | 740.21 | 444.13 | 11547.34 | 3387.03 | 14490.24 | 190.84 | 0 | 0 | 2398.5 | 2214 | 2214 | 61.5 | 6857.25 | 272.38 | 1.41 | -69.43 | -1.31 | 20 | 68.61 | 0 | 0.5 | 0.1 | 0.5 | 0.5 | 0 | 0 | 0 | 0 | 0 | 0 | 0 | 0 | 0 | 0 | 0 | 0 | 0 | 0 | 0 | 0 | 0
1207 | -2.3 | 1411.34 | 660 | 131.35 | 2202.69 | 740.21 | 444.13 | 11547.34 | 3387.03 | 14490.24 | 190.84 | 0 | 0 | 2398.5 | 2214 | 2214 | 61.5 | 6857.25 | 272.11 | 1.13 | -69.72 | -1.61 | 20 | 69.63 | 0 | 0.5 | 0.1 | 0.5 | 0.5 | 0 | 0 | 0 | 0 | 0 | 0 | 0 | 0 | 0 | 0 | 0 | 0 | 0 | 0 | 0 | 0 | 0
1208 | -2.4 | 1411.34 | 660 | 131.35 | 2202.69 | 740.21 | 177.65 | 11280.86 | 3120.55 | 14223.76 | 190.84 | 0 | 0 | 959.4 | 4428 | 4428 | 24.6 | 9827.7 | 292.35 | 2.3 | -70.86 | -1.49 | 20 | 61.03 | 0 | 0.2 | 0.2 | 1 | 0.2 | 0 | 0 | 0 | 0 | 0 | 0 | 0 | 0 | 0 | 0 | 0 | 0 | 0 | 0 | 0 | 0 | 0
1209 | -1.6 | 1411.34 | 660 | 131.35 | 2202.69 | 740.21 | 177.65 | 11280.86 | 3120.55 | 14223.76 | 190.84 | 28082.3 | 2049.85 | 959.4 | 4428 | 4428 | 24.6 | 9827.7 | 301.81 | 11.76 | -67.98 | 1.39 | 20 | 28.4 | 0 | 0.2 | 0.2 | 1 | 0.2 | 0 | 11757.4 | 0 | 13309.03 | 0 | 2112.5 | 0 | 903.37 | 0 | 873.52 | 0 | 742.53 | 0 | 103.2 | 0 | 50.4 | 280.21
1210 | -0.2 | 1411.34 | 660 | 131.35 | 2202.69 | 740.21 | 177.65 | 11280.86 | 3120.55 | 14223.76 | 190.84 | 70286.01 | 5105.64 | 959.4 | 4428 | 4428 | 24.6 | 9827.7 | 316.21 | 26.16 | -63.46 | 5.91 | 23.9 | 0 | 0 | 0.2 | 0.2 | 1 | 0.2 | 0 | 20102.72 | 0 | 39857.97 | 0 | 7232.48 | 0 | 3092.84 | 0 | 1493.54 | 0 | 2223.72 | 0 | 353.32 | 0 | 172.55 | 862.51
1211 | 1 | 1411.34 | 660 | 131.35 | 2202.69 | 740.21 | 177.65 | 11280.86 | 3120.55 | 14223.76 | 190.84 | 36949.12 | 5605.99 | 959.4 | 4428 | 4428 | 24.6 | 9827.7 | 307.92 | 17.87 | -64.55 | 4.82 | 20 | 7.33 | 0 | 0.2 | 0.2 | 1 | 0.2 | 0 | 3528.14 | 0 | 26339.38 | 0 | 5069.95 | 0 | 2011.66 | 0 | 524.25 | 0 | 2939 | 0 | 495.35 | 0 | 224.46 | 1422.92
1212 | 2.1 | 1411.34 | 660 | 131.35 | 2202.69 | 740.21 | 177.65 | 11280.86 | 3120.55 | 14223.76 | 190.84 | 108352.19 | 7738.67 | 959.4 | 4428 | 4428 | 24.6 | 9827.7 | 330.09 | 40.04 | -58.37 | 11.01 | 23.9 | 0 | 0 | 0.2 | 0.2 | 1 | 0.2 | 0 | 8399.89 | 0 | 53721.18 | 0 | 41441.7 | 0 | 4789.41 | 0 | 624.07 | 0 | 2997.16 | 0 | 2024.51 | 0 | 267.21 | 1825.72
1213 | 3.2 | 1411.34 | 660 | 131.35 | 2202.69 | 740.21 | 177.65 | 11280.86 | 3120.55 | 14223.76 | 190.84 | 67930.45 | 9274.01 | 959.4 | 4428 | 4428 | 24.6 | 9827.7 | 319.96 | 29.92 | -59.98 | 9.39 | 23.9 | 0 | 0 | 0.2 | 0.2 | 1 | 0.2 | 0 | 4491 | 0 | 24597.88 | 0 | 36280.9 | 0 | 2560.66 | 0 | 667.32 | 0 | 2744.68 | 0 | 3544.78 | 0 | 285.72 | 2031.5
1214 | 3.8 | 1411.34 | 660 | 131.35 | 2202.69 | 740.21 | 177.65 | 11280.86 | 3120.55 | 14223.76 | 190.84 | 76243.05 | 10005.64 | 959.4 | 4428 | 4428 | 24.6 | 9827.7 | 323.13 | 33.08 | -58.76 | 10.61 | 23.9 | 0 | 0 | 0.2 | 0.2 | 1 | 0.2 | 0 | 4441.93 | 0 | 19949.18 | 0 | 49319.26 | 0 | 2532.68 | 0 | 660.03 | 0 | 2225.97 | 0 | 4818.68 | 0 | 282.6 | 2018.36
1215 | 4.7 | 1411.34 | 660 | 131.35 | 2202.69 | 740.21 | 177.65 | 11280.86 | 3120.55 | 14223.76 | 190.84 | 76576.15 | 9673.06 | 959.4 | 4428 | 4428 | 24.6 | 9827.7 | 323.95 | 33.9 | -57.87 | 11.5 | 23.9 | 0 | 0 | 0.2 | 0.2 | 1 | 0.2 | 0 | 4083.66 | 0 | 13455.22 | 0 | 56708.86 | 0 | 2328.4 | 0 | 606.8 | 0 | 1501.36 | 0 | 5540.67 | 0 | 259.81 | 1764.42
1216 | 4.3 | 1411.34 | 660 | 131.35 | 2202.69 | 740.21 | 177.65 | 11280.86 | 3120.55 | 14223.76 | 190.84 | 65612.02 | 7981.08 | 959.4 | 4428 | 4428 | 24.6 | 9827.7 | 319.91 | 29.86 | -59.15 | 10.23 | 23.9 | 0 | 0 | 0.2 | 0.2 | 1 | 0.2 | 0 | 3486.95 | 0 | 6272.98 | 0 | 53863.91 | 0 | 1988.18 | 0 | 518.13 | 0 | 699.95 | 0 | 5262.71 | 0 | 221.84 | 1278.44
1217 | 3.8 | 1411.34 | 660 | 131.35 | 2202.69 | 740.21 | 177.65 | 11280.86 | 3120.55 | 14223.76 | 190.84 | 42378.43 | 5009.12 | 959.4 | 4428 | 4428 | 24.6 | 9827.7 | 311.86 | 21.81 | -61.46 | 7.92 | 21.81 | 0 | 0 | 0.2 | 0.2 | 1 | 0.2 | 0 | 2648.25 | 0 | 1509.97 | 0 | 36067.96 | 0 | 2152.25 | 0 | 393.51 | 0 | 168.49 | 0 | 3523.98 | 0 | 240.15 | 683
1218 | 2.6 | 1411.34 | 660 | 131.35 | 2202.69 | 740.21 | 444.13 | 11547.34 | 3387.03 | 14490.24 | 190.84 | 32676.77 | 1832.53 | 2398.5 | 11070 | 11070 | 61.5 | 24569.25 | 290.81 | 19.84 | -61.33 | 6.79 | 20 | 0.61 | 0 | 0.5 | 0.5 | 1 | 0.5 | 0 | 1767.49 | 0 | 1007.78 | 0 | 26064.61 | 0 | 3836.89 | 0 | 131.32 | 0 | 56.23 | 0 | 1273.31 | 0 | 214.06 | 157.62
1219 | 1.6 | 1411.34 | 660 | 131.35 | 2202.69 | 740.21 | 444.13 | 11547.34 | 3387.03 | 14490.24 | 190.84 | 0 | 0 | 2398.5 | 11070 | 11070 | 61.5 | 24569.25 | 280.49 | 9.51 | -64.67 | 3.45 | 20 | 38.71 | 0 | 0.5 | 0.5 | 1 | 0.5 | 0 | 0 | 0 | 0 | 0 | 0 | 0 | 0 | 0 | 0 | 0 | 0 | 0 | 0 | 0 | 0 | 0
1220 | 0.8 | 1411.34 | 660 | 131.35 | 2202.69 | 740.21 | 444.13 | 11547.34 | 3387.03 | 14490.24 | 190.84 | 0 | 0 | 2398.5 | 11070 | 11070 | 61.5 | 24569.25 | 279.75 | 8.78 | -65.46 | 2.66 | 20 | 41.42 | 0 | 0.5 | 0.5 | 1 | 0.5 | 0 | 0 | 0 | 0 | 0 | 0 | 0 | 0 | 0 | 0 | 0 | 0 | 0 | 0 | 0 | 0 | 0
1221 | 0.2 | 1411.34 | 660 | 131.35 | 2202.69 | 740.21 | 444.13 | 11547.34 | 3387.03 | 14490.24 | 190.84 | 0 | 0 | 2398.5 | 11070 | 11070 | 61.5 | 24569.25 | 279.2 | 8.23 | -66.05 | 2.07 | 20 | 43.45 | 0 | 0.5 | 0.5 | 1 | 0.5 | 0 | 0 | 0 | 0 | 0 | 0 | 0 | 0 | 0 | 0 | 0 | 0 | 0 | 0 | 0 | 0 | 0
1222 | -0.3 | 1411.34 | 660 | 131.35 | 2202.69 | 740.21 | 444.13 | 11547.34 | 3387.03 | 14490.24 | 190.84 | 0 | 0 | 2398.5 | 11070 | 11070 | 61.5 | 24569.25 | 278.74 | 7.77 | -66.54 | 1.57 | 20 | 45.14 | 0 | 0.5 | 0.5 | 1 | 0.5 | 0 | 0 | 0 | 0 | 0 | 0 | 0 | 0 | 0 | 0 | 0 | 0 | 0 | 0 | 0 | 0 | 0
1223 | -0.4 | 1411.34 | 660 | 131.35 | 2202.69 | 740.21 | 444.13 | 11547.34 | 3387.03 | 14490.24 | 190.84 | 0 | 0 | 2398.5 | 11070 | 11070 | 61.5 | 24569.25 | 278.65 | 7.68 | -66.64 | 1.47 | 20 | 45.48 | 0 | 0.5 | 0.5 | 1 | 0.5 | 0 | 0 | 0 | 0 | 0 | 0 | 0 | 0 | 0 | 0 | 0 | 0 | 0 | 0 | 0 | 0 | 0
1224 | -0.5 | 1411.34 | 660 | 131.35 | 2202.69 | 740.21 | 444.13 | 11547.34 | 3387.03 | 14490.24 | 190.84 | 0 | 0 | 2398.5 | 11070 | 11070 | 61.5 | 24569.25 | 278.56 | 7.58 | -66.74 | 1.38 | 20 | 45.82 | 0 | 0.5 | 0.5 | 1 | 0.5 | 0 | 0 | 0 | 0 | 0 | 0 | 0 | 0 | 0 | 0 | 0 | 0 | 0 | 0 | 0 | 0 | 0
1225 | -1.1 | 1411.34 | 660 | 131.35 | 2202.69 | 740.21 | 444.13 | 11547.34 | 3387.03 | 14490.24 | 190.84 | 0 | 0 | 2398.5 | 2214 | 2214 | 61.5 | 6857.25 | 273.21 | 2.23 | -68.54 | -0.42 | 20 | 65.56 | 0 | 0.5 | 0.1 | 0.5 | 0.5 | 0 | 0 | 0 | 0 | 0 | 0 | 0 | 0 | 0 | 0 | 0 | 0 | 0 | 0 | 0 | 0 | 0
1226 | -1.6 | 1411.34 | 660 | 131.35 | 2202.69 | 740.21 | 444.13 | 11547.34 | 3387.03 | 14490.24 | 190.84 | 0 | 0 | 2398.5 | 2214 | 2214 | 61.5 | 6857.25 | 272.75 | 1.78 | -69.03 | -0.92 | 20 | 67.26 | 0 | 0.5 | 0.1 | 0.5 | 0.5 | 0 | 0 | 0 | 0 | 0 | 0 | 0 | 0 | 0 | 0 | 0 | 0 | 0 | 0 | 0 | 0 | 0
1227 | -1.2 | 1411.34 | 660 | 131.35 | 2202.69 | 740.21 | 444.13 | 11547.34 | 3387.03 | 14490.24 | 190.84 | 0 | 0 | 2398.5 | 2214 | 2214 | 61.5 | 6857.25 | 273.12 | 2.14 | -68.64 | -0.52 | 20 | 65.9 | 0 | 0.5 | 0.1 | 0.5 | 0.5 | 0 | 0 | 0 | 0 | 0 | 0 | 0 | 0 | 0 | 0 | 0 | 0 | 0 | 0 | 0 | 0 | 0
1228 | -1.2 | 1411.34 | 660 | 131.35 | 2202.69 | 740.21 | 444.13 | 11547.34 | 3387.03 | 14490.24 | 190.84 | 0 | 0 | 2398.5 | 2214 | 2214 | 61.5 | 6857.25 | 273.12 | 2.14 | -68.64 | -0.52 | 20 | 65.9 | 0 | 0.5 | 0.1 | 0.5 | 0.5 | 0 | 0 | 0 | 0 | 0 | 0 | 0 | 0 | 0 | 0 | 0 | 0 | 0 | 0 | 0 | 0 | 0
1229 | -1.5 | 1411.34 | 660 | 131.35 | 2202.69 | 740.21 | 444.13 | 11547.34 | 3387.03 | 14490.24 | 190.84 | 0 | 0 | 2398.5 | 2214 | 2214 | 61.5 | 6857.25 | 272.84 | 1.87 | -68.93 | -0.82 | 20 | 66.92 | 0 | 0.5 | 0.1 | 0.5 | 0.5 | 0 | 0 | 0 | 0 | 0 | 0 | 0 | 0 | 0 | 0 | 0 | 0 | 0 | 0 | 0 | 0 | 0
1230 | -1.9 | 1411.34 | 660 | 131.35 | 2202.69 | 740.21 | 444.13 | 11547.34 | 3387.03 | 14490.24 | 190.84 | 0 | 0 | 2398.5 | 2214 | 2214 | 61.5 | 6857.25 | 272.48 | 1.5 | -69.33 | -1.21 | 20 | 68.27 | 0 | 0.5 | 0.1 | 0.5 | 0.5 | 0 | 0 | 0 | 0 | 0 | 0 | 0 | 0 | 0 | 0 | 0 | 0 | 0 | 0 | 0 | 0 | 0
1231 | -2.4 | 1411.34 | 660 | 131.35 | 2202.69 | 740.21 | 444.13 | 11547.34 | 3387.03 | 14490.24 | 190.84 | 0 | 0 | 2398.5 | 2214 | 2214 | 61.5 | 6857.25 | 272.02 | 1.04 | -69.82 | -1.71 | 20 | 69.97 | 0 | 0.5 | 0.1 | 0.5 | 0.5 | 0 | 0 | 0 | 0 | 0 | 0 | 0 | 0 | 0 | 0 | 0 | 0 | 0 | 0 | 0 | 0 | 0
1232 | -2.4 | 1411.34 | 660 | 131.35 | 2202.69 | 740.21 | 177.65 | 11280.86 | 3120.55 | 14223.76 | 190.84 | 0 | 0 | 959.4 | 4428 | 4428 | 24.6 | 9827.7 | 292.35 | 2.3 | -70.86 | -1.49 | 20 | 61.03 | 0 | 0.2 | 0.2 | 1 | 0.2 | 0 | 0 | 0 | 0 | 0 | 0 | 0 | 0 | 0 | 0 | 0 | 0 | 0 | 0 | 0 | 0 | 0
1233 | -1.7 | 1411.34 | 660 | 131.35 | 2202.69 | 740.21 | 177.65 | 11280.86 | 3120.55 | 14223.76 | 190.84 | 19261.41 | 1446.74 | 959.4 | 4428 | 4428 | 24.6 | 9827.7 | 298.99 | 8.94 | -68.73 | 0.64 | 20 | 38.13 | 0 | 0.2 | 0.2 | 1 | 0.2 | 0 | 7474.42 | 0 | 7646.4 | 0 | 2900.32 | 0 | 1240.27 | 0 | 555.32 | 0 | 426.6 | 0 | 141.69 | 0 | 69.2 | 253.94
1234 | -0.9 | 1411.34 | 660 | 131.35 | 2202.69 | 740.21 | 177.65 | 11280.86 | 3120.55 | 14223.76 | 190.84 | 33784.77 | 2538.2 | 959.4 | 4428 | 4428 | 24.6 | 9827.7 | 304.24 | 14.19 | -66.86 | 2.51 | 20 | 20.02 | 0 | 0.2 | 0.2 | 1 | 0.2 | 0 | 9730.31 | 0 | 14230.08 | 0 | 6881.6 | 0 | 2942.79 | 0 | 722.92 | 0 | 793.91 | 0 | 336.18 | 0 | 164.18 | 521.01
1235 | 0.2 | 1411.34 | 660 | 131.35 | 2202.69 | 740.21 | 177.65 | 11280.86 | 3120.55 | 14223.76 | 190.84 | 35482.42 | 2788.91 | 959.4 | 4428 | 4428 | 24.6 | 9827.7 | 305.8 | 15.75 | -65.64 | 3.73 | 20 | 14.64 | 0 | 0.2 | 0.2 | 1 | 0.2 | 0 | 7562.8 | 0 | 13439.6 | 0 | 10167.89 | 0 | 4312.13 | 0 | 561.88 | 0 | 749.81 | 0 | 496.72 | 0 | 240.58 | 739.92
1236 | 0.6 | 1411.34 | 660 | 131.35 | 2202.69 | 740.21 | 177.65 | 11280.86 | 3120.55 | 14223.76 | 190.84 | 43907.34 | 3376.8 | 959.4 | 4428 | 4428 | 24.6 | 9827.7 | 308.78 | 18.73 | -64.62 | 4.75 | 20 | 4.38 | 0 | 0.2 | 0.2 | 1 | 0.2 | 0 | 9088.15 | 0 | 12827.22 | 0 | 16810.12 | 0 | 5181.84 | 0 | 675.21 | 0 | 715.64 | 0 | 821.21 | 0 | 289.1 | 875.64
1237 | 0.7 | 1411.34 | 660 | 131.35 | 2202.69 | 740.21 | 177.65 | 11280.86 | 3120.55 | 14223.76 | 190.84 | 27719.08 | 2226.93 | 959.4 | 4428 | 4428 | 24.6 | 9827.7 | 303.84 | 13.79 | -65.73 | 3.65 | 20 | 21.41 | 0 | 0.2 | 0.2 | 1 | 0.2 | 0 | 7329.29 | 0 | 5131.27 | 0 | 11079.53 | 0 | 4178.98 | 0 | 544.53 | 0 | 286.28 | 0 | 541.26 | 0 | 233.15 | 621.71
1238 | 1.2 | 1411.34 | 660 | 131.35 | 2202.69 | 740.21 | 177.65 | 11280.86 | 3120.55 | 14223.76 | 190.84 | 22605.65 | 1837.82 | 959.4 | 4428 | 4428 | 24.6 | 9827.7 | 302.7 | 12.65 | -65.61 | 3.76 | 20 | 25.35 | 0 | 0.2 | 0.2 | 1 | 0.2 | 0 | 6334.28 | 0 | 3784.01 | 0 | 8875.71 | 0 | 3611.65 | 0 | 470.61 | 0 | 211.11 | 0 | 433.6 | 0 | 201.5 | 521.01
1239 | 1.5 | 1411.34 | 660 | 131.35 | 2202.69 | 740.21 | 177.65 | 11280.86 | 3120.55 | 14223.76 | 190.84 | 47519.26 | 3479.73 | 959.4 | 4428 | 4428 | 24.6 | 9827.7 | 310.67 | 20.62 | -63.48 | 5.9 | 20.62 | 0 | 0 | 0.2 | 0.2 | 1 | 0.2 | 0 | 8912.35 | 0 | 8024.14 | 0 | 25501.17 | 0 | 5081.6 | 0 | 662.15 | 0 | 447.68 | 0 | 1245.78 | 0 | 283.51 | 840.62
1240 | 1.6 | 1411.34 | 660 | 131.35 | 2202.69 | 740.21 | 177.65 | 11280.86 | 3120.55 | 14223.76 | 190.84 | 23204.78 | 1830.24 | 959.4 | 4428 | 4428 | 24.6 | 9827.7 | 303.26 | 13.21 | -65.18 | 4.2 | 20 | 23.42 | 0 | 0.2 | 0.2 | 1 | 0.2 | 0 | 5875.65 | 0 | 3571.07 | 0 | 10407.91 | 0 | 3350.15 | 0 | 436.53 | 0 | 199.23 | 0 | 508.45 | 0 | 186.91 | 499.12
1241 | 1.4 | 1411.34 | 660 | 131.35 | 2202.69 | 740.21 | 177.65 | 11280.86 | 3120.55 | 14223.76 | 190.84 | 7306 | 594.67 | 959.4 | 4428 | 4428 | 24.6 | 9827.7 | 298.08 | 8.03 | -66.56 | 2.81 | 20 | 41.27 | 0 | 0.2 | 0.2 | 1 | 0.2 | 0 | 2007.47 | 0 | 1144.61 | 0 | 3002.4 | 0 | 1151.52 | 0 | 149.15 | 0 | 63.86 | 0 | 146.67 | 0 | 64.24 | 170.75
1242 | 1.3 | 1411.34 | 660 | 131.35 | 2202.69 | 740.21 | 444.13 | 11547.34 | 3387.03 | 14490.24 | 190.84 | 1124.73 | 91.29 | 2398.5 | 11070 | 11070 | 61.5 | 24569.25 | 280.54 | 9.57 | -64.88 | 3.23 | 20 | 38.51 | 0 | 0.5 | 0.5 | 1 | 0.5 | 0 | 300.36 | 0 | 171.26 | 0 | 473.06 | 0 | 180.05 | 0 | 22.32 | 0 | 9.55 | 0 | 23.11 | 0 | 10.04 | 26.27
1243 | 1.2 | 1411.34 | 660 | 131.35 | 2202.69 | 740.21 | 444.13 | 11547.34 | 3387.03 | 14490.24 | 190.84 | 0 | 0 | 2398.5 | 11070 | 11070 | 61.5 | 24569.25 | 280.12 | 9.14 | -65.06 | 3.05 | 20 | 40.06 | 0 | 0.5 | 0.5 | 1 | 0.5 | 0 | 0 | 0 | 0 | 0 | 0 | 0 | 0 | 0 | 0 | 0 | 0 | 0 | 0 | 0 | 0 | 0
1244 | 1.1 | 1411.34 | 660 | 131.35 | 2202.69 | 740.21 | 444.13 | 11547.34 | 3387.03 | 14490.24 | 190.84 | 0 | 0 | 2398.5 | 11070 | 11070 | 61.5 | 24569.25 | 280.03 | 9.05 | -65.16 | 2.95 | 20 | 40.4 | 0 | 0.5 | 0.5 | 1 | 0.5 | 0 | 0 | 0 | 0 | 0 | 0 | 0 | 0 | 0 | 0 | 0 | 0 | 0 | 0 | 0 | 0 | 0
1245 | 1 | 1411.34 | 660 | 131.35 | 2202.69 | 740.21 | 444.13 | 11547.34 | 3387.03 | 14490.24 | 190.84 | 0 | 0 | 2398.5 | 11070 | 11070 | 61.5 | 24569.25 | 279.94 | 8.96 | -65.26 | 2.86 | 20 | 40.74 | 0 | 0.5 | 0.5 | 1 | 0.5 | 0 | 0 | 0 | 0 | 0 | 0 | 0 | 0 | 0 | 0 | 0 | 0 | 0 | 0 | 0 | 0 | 0
1246 | 1.1 | 1411.34 | 660 | 131.35 | 2202.69 | 740.21 | 444.13 | 11547.34 | 3387.03 | 14490.24 | 190.84 | 0 | 0 | 2398.5 | 11070 | 11070 | 61.5 | 24569.25 | 280.03 | 9.05 | -65.16 | 2.95 | 20 | 40.4 | 0 | 0.5 | 0.5 | 1 | 0.5 | 0 | 0 | 0 | 0 | 0 | 0 | 0 | 0 | 0 | 0 | 0 | 0 | 0 | 0 | 0 | 0 | 0
1247 | 1 | 1411.34 | 660 | 131.35 | 2202.69 | 740.21 | 444.13 | 11547.34 | 3387.03 | 14490.24 | 190.84 | 0 | 0 | 2398.5 | 11070 | 11070 | 61.5 | 24569.25 | 279.94 | 8.96 | -65.26 | 2.86 | 20 | 40.74 | 0 | 0.5 | 0.5 | 1 | 0.5 | 0 | 0 | 0 | 0 | 0 | 0 | 0 | 0 | 0 | 0 | 0 | 0 | 0 | 0 | 0 | 0 | 0
1248 | 1 | 1411.34 | 660 | 131.35 | 2202.69 | 740.21 | 444.13 | 11547.34 | 3387.03 | 14490.24 | 190.84 | 0 | 0 | 2398.5 | 11070 | 11070 | 61.5 | 24569.25 | 279.94 | 8.96 | -65.26 | 2.86 | 20 | 40.74 | 0 | 0.5 | 0.5 | 1 | 0.5 | 0 | 0 | 0 | 0 | 0 | 0 | 0 | 0 | 0 | 0 | 0 | 0 | 0 | 0 | 0 | 0 | 0
1249 | 1.1 | 1411.34 | 660 | 131.35 | 2202.69 | 740.21 | 444.13 | 11547.34 | 3387.03 | 14490.24 | 190.84 | 0 | 0 | 2398.5 | 2214 | 2214 | 61.5 | 6857.25 | 275.23 | 4.25 | -66.37 | 1.75 | 20 | 58.11 | 0 | 0.5 | 0.1 | 0.5 | 0.5 | 0 | 0 | 0 | 0 | 0 | 0 | 0 | 0 | 0 | 0 | 0 | 0 | 0 | 0 | 0 | 0 | 0
1250 | 1.1 | 1411.34 | 660 | 131.35 | 2202.69 | 740.21 | 444.13 | 11547.34 | 3387.03 | 14490.24 | 190.84 | 0 | 0 | 2398.5 | 2214 | 2214 | 61.5 | 6857.25 | 275.23 | 4.25 | -66.37 | 1.75 | 20 | 58.11 | 0 | 0.5 | 0.1 | 0.5 | 0.5 | 0 | 0 | 0 | 0 | 0 | 0 | 0 | 0 | 0 | 0 | 0 | 0 | 0 | 0 | 0 | 0 | 0
1251 | 1.2 | 1411.34 | 660 | 131.35 | 2202.69 | 740.21 | 444.13 | 11547.34 | 3387.03 | 14490.24 | 190.84 | 0 | 0 | 2398.5 | 2214 | 2214 | 61.5 | 6857.25 | 275.32 | 4.34 | -66.27 | 1.85 | 20 | 57.77 | 0 | 0.5 | 0.1 | 0.5 | 0.5 | 0 | 0 | 0 | 0 | 0 | 0 | 0 | 0 | 0 | 0 | 0 | 0 | 0 | 0 | 0 | 0 | 0
1252 | 1.2 | 1411.34 | 660 | 131.35 | 2202.69 | 740.21 | 444.13 | 11547.34 | 3387.03 | 14490.24 | 190.84 | 0 | 0 | 2398.5 | 2214 | 2214 | 61.5 | 6857.25 | 275.32 | 4.34 | -66.27 | 1.85 | 20 | 57.77 | 0 | 0.5 | 0.1 | 0.5 | 0.5 | 0 | 0 | 0 | 0 | 0 | 0 | 0 | 0 | 0 | 0 | 0 | 0 | 0 | 0 | 0 | 0 | 0
1253 | 1 | 1411.34 | 660 | 131.35 | 2202.69 | 740.21 | 444.13 | 11547.34 | 3387.03 | 14490.24 | 190.84 | 0 | 0 | 2398.5 | 2214 | 2214 | 61.5 | 6857.25 | 275.14 | 4.16 | -66.47 | 1.65 | 20 | 58.45 | 0 | 0.5 | 0.1 | 0.5 | 0.5 | 0 | 0 | 0 | 0 | 0 | 0 | 0 | 0 | 0 | 0 | 0 | 0 | 0 | 0 | 0 | 0 | 0
1254 | 1.7 | 1411.34 | 660 | 131.35 | 2202.69 | 740.21 | 444.13 | 11547.34 | 3387.03 | 14490.24 | 190.84 | 0 | 0 | 2398.5 | 2214 | 2214 | 61.5 | 6857.25 | 275.78 | 4.8 | -65.77 | 2.34 | 20 | 56.08 | 0 | 0.5 | 0.1 | 0.5 | 0.5 | 0 | 0 | 0 | 0 | 0 | 0 | 0 | 0 | 0 | 0 | 0 | 0 | 0 | 0 | 0 | 0 | 0
1255 | 2.2 | 1411.34 | 660 | 131.35 | 2202.69 | 740.21 | 444.13 | 11547.34 | 3387.03 | 14490.24 | 190.84 | 0 | 0 | 2398.5 | 2214 | 2214 | 61.5 | 6857.25 | 276.24 | 5.26 | -65.28 | 2.83 | 20 | 54.39 | 0 | 0.5 | 0.1 | 0.5 | 0.5 | 0 | 0 | 0 | 0 | 0 | 0 | 0 | 0 | 0 | 0 | 0 | 0 | 0 | 0 | 0 | 0 | 0
1256 | 2.7 | 1411.34 | 660 | 131.35 | 2202.69 | 740.21 | 177.65 | 11280.86 | 3120.55 | 14223.76 | 190.84 | 0 | 0 | 959.4 | 4428 | 4428 | 24.6 | 9827.7 | 296.96 | 6.92 | -65.83 | 3.54 | 20 | 45.11 | 0 | 0.2 | 0.2 | 1 | 0.2 | 0 | 0 | 0 | 0 | 0 | 0 | 0 | 0 | 0 | 0 | 0 | 0 | 0 | 0 | 0 | 0 | 0
1257 | 3 | 1411.34 | 660 | 131.35 | 2202.69 | 740.21 | 177.65 | 11280.86 | 3120.55 | 14223.76 | 190.84 | 5921.04 | 444.89 | 959.4 | 4428 | 4428 | 24.6 | 9827.7 | 299.08 | 9.03 | -65.09 | 4.28 | 20 | 37.81 | 0 | 0.2 | 0.2 | 1 | 0.2 | 0 | 2157.11 | 0 | 2004.55 | 0 | 1232.37 | 0 | 527 | 0 | 160.26 | 0 | 111.84 | 0 | 60.2 | 0 | 29.4 | 83.19
1258 | 3.8 | 1411.34 | 660 | 131.35 | 2202.69 | 740.21 | 177.65 | 11280.86 | 3120.55 | 14223.76 | 190.84 | 9605.19 | 781.7 | 959.4 | 4428 | 4428 | 24.6 | 9827.7 | 300.97 | 10.92 | -64.02 | 5.35 | 20 | 31.29 | 0 | 0.2 | 0.2 | 1 | 0.2 | 0 | 2766.62 | 0 | 1840.93 | 0 | 3500.65 | 0 | 1496.99 | 0 | 205.55 | 0 | 102.71 | 0 | 171.01 | 0 | 83.52 | 218.91
1259 | 5.1 | 1411.34 | 660 | 131.35 | 2202.69 | 740.21 | 177.65 | 11280.86 | 3120.55 | 14223.76 | 190.84 | 57333.88 | 4422.23 | 959.4 | 4428 | 4428 | 24.6 | 9827.7 | 317.05 | 27 | -59.18 | 10.2 | 23.9 | 0 | 0 | 0.2 | 0.2 | 1 | 0.2 | 0 | 8801.36 | 0 | 31687.23 | 0 | 11826.97 | 0 | 5018.32 | 0 | 653.9 | 0 | 1767.86 | 0 | 577.77 | 0 | 279.98 | 1142.72
1260 | 6.6 | 1411.34 | 660 | 131.35 | 2202.69 | 740.21 | 177.65 | 11280.86 | 3120.55 | 14223.76 | 190.84 | 39114.22 | 5749.02 | 959.4 | 4428 | 4428 | 24.6 | 9827.7 | 313.66 | 23.61 | -58.87 | 10.51 | 23.61 | 0 | 0 | 0.2 | 0.2 | 1 | 0.2 | 0 | 5263.63 | 0 | 15942.38 | 0 | 14907.02 | 0 | 3001.19 | 0 | 782.13 | 0 | 1778.88 | 0 | 1456.47 | 0 | 334.88 | 1396.65
1261 | 5.4 | 1411.34 | 660 | 131.35 | 2202.69 | 740.21 | 177.65 | 11280.86 | 3120.55 | 14223.76 | 190.84 | 49270.85 | 3731.5 | 959.4 | 4428 | 4428 | 24.6 | 9827.7 | 314.92 | 24.88 | -59.49 | 9.89 | 23.9 | 0 | 0 | 0.2 | 0.2 | 1 | 0.2 | 0 | 9928.72 | 0 | 11896.03 | 0 | 21785 | 0 | 5661.11 | 0 | 737.66 | 0 | 663.69 | 0 | 1064.24 | 0 | 315.84 | 950.07
1262 | 6.1 | 1411.34 | 660 | 131.35 | 2202.69 | 740.21 | 177.65 | 11280.86 | 3120.55 | 14223.76 | 190.84 | 17965.65 | 2822.63 | 959.4 | 4428 | 4428 | 24.6 | 9827.7 | 306.23 | 16.18 | -61.03 | 8.34 | 20 | 13.18 | 0 | 0.2 | 0.2 | 1 | 0.2 | 0 | 4342.31 | 0 | 3299.69 | 0 | 7847.77 | 0 | 2475.88 | 0 | 645.23 | 0 | 368.19 | 0 | 766.76 | 0 | 276.26 | 766.19
1263 | 5.8 | 1411.34 | 660 | 131.35 | 2202.69 | 740.21 | 177.65 | 11280.86 | 3120.55 | 14223.76 | 190.84 | 47759.22 | 3503.2 | 959.4 | 4428 | 4428 | 24.6 | 9827.7 | 314.64 | 24.59 | -59.21 | 10.16 | 23.9 | 0 | 0 | 0.2 | 0.2 | 1 | 0.2 | 0 | 9007.78 | 0 | 8051 | 0 | 25564.42 | 0 | 5136.02 | 0 | 669.24 | 0 | 449.17 | 0 | 1248.87 | 0 | 286.54 | 849.38
1264 | 5.1 | 1411.34 | 660 | 131.35 | 2202.69 | 740.21 | 177.65 | 11280.86 | 3120.55 | 14223.76 | 190.84 | 64002.41 | 7852.55 | 959.4 | 4428 | 4428 | 24.6 | 9827.7 | 320.13 | 30.08 | -58.48 | 10.9 | 23.9 | 0 | 0 | 0.2 | 0.2 | 1 | 0.2 | 0 | 3648.27 | 0 | 6082.84 | 0 | 52191.15 | 0 | 2080.15 | 0 | 542.1 | 0 | 678.74 | 0 | 5099.27 | 0 | 232.11 | 1300.33
1265 | 3.9 | 1411.34 | 660 | 131.35 | 2202.69 | 740.21 | 177.65 | 11280.86 | 3120.55 | 14223.76 | 190.84 | 14392.9 | 2007.89 | 959.4 | 4428 | 4428 | 24.6 | 9827.7 | 302.96 | 12.91 | -63.51 | 5.87 | 20 | 24.44 | 0 | 0.2 | 0.2 | 1 | 0.2 | 0 | 2428.17 | 0 | 1384.49 | 0 | 9063.56 | 0 | 1516.68 | 0 | 360.81 | 0 | 154.48 | 0 | 885.54 | 0 | 169.23 | 437.82
1266 | 2.7 | 1411.34 | 660 | 131.35 | 2202.69 | 740.21 | 444.13 | 11547.34 | 3387.03 | 14490.24 | 190.84 | 8984.65 | 614.71 | 2398.5 | 11070 | 11070 | 61.5 | 24569.25 | 284.1 | 13.12 | -62.93 | 5.19 | 20 | 25.38 | 0 | 0.5 | 0.5 | 1 | 0.5 | 0 | 1509.85 | 0 | 860.88 | 0 | 5343.75 | 0 | 1270.18 | 0 | 112.17 | 0 | 48.03 | 0 | 261.05 | 0 | 70.86 | 122.59
1267 | 0.7 | 1411.34 | 660 | 131.35 | 2202.69 | 740.21 | 444.13 | 11547.34 | 3387.03 | 14490.24 | 190.84 | 0 | 0 | 2398.5 | 11070 | 11070 | 61.5 | 24569.25 | 279.66 | 8.69 | -65.56 | 2.56 | 20 | 41.75 | 0 | 0.5 | 0.5 | 1 | 0.5 | 0 | 0 | 0 | 0 | 0 | 0 | 0 | 0 | 0 | 0 | 0 | 0 | 0 | 0 | 0 | 0 | 0
1268 | 0.3 | 1411.34 | 660 | 131.35 | 2202.69 | 740.21 | 444.13 | 11547.34 | 3387.03 | 14490.24 | 190.84 | 0 | 0 | 2398.5 | 11070 | 11070 | 61.5 | 24569.25 | 279.29 | 8.32 | -65.95 | 2.16 | 20 | 43.11 | 0 | 0.5 | 0.5 | 1 | 0.5 | 0 | 0 | 0 | 0 | 0 | 0 | 0 | 0 | 0 | 0 | 0 | 0 | 0 | 0 | 0 | 0 | 0
1269 | -0.5 | 1411.34 | 660 | 131.35 | 2202.69 | 740.21 | 444.13 | 11547.34 | 3387.03 | 14490.24 | 190.84 | 0 | 0 | 2398.5 | 11070 | 11070 | 61.5 | 24569.25 | 278.56 | 7.58 | -66.74 | 1.38 | 20 | 45.82 | 0 | 0.5 | 0.5 | 1 | 0.5 | 0 | 0 | 0 | 0 | 0 | 0 | 0 | 0 | 0 | 0 | 0 | 0 | 0 | 0 | 0 | 0 | 0
1270 | -1.5 | 1411.34 | 660 | 131.35 | 2202.69 | 740.21 | 444.13 | 11547.34 | 3387.03 | 14490.24 | 190.84 | 0 | 0 | 2398.5 | 11070 | 11070 | 61.5 | 24569.25 | 277.64 | 6.67 | -67.73 | 0.39 | 20 | 49.21 | 0 | 0.5 | 0.5 | 1 | 0.5 | 0 | 0 | 0 | 0 | 0 | 0 | 0 | 0 | 0 | 0 | 0 | 0 | 0 | 0 | 0 | 0 | 0
1271 | -0.4 | 1411.34 | 660 | 131.35 | 2202.69 | 740.21 | 444.13 | 11547.34 | 3387.03 | 14490.24 | 190.84 | 0 | 0 | 2398.5 | 11070 | 11070 | 61.5 | 24569.25 | 278.65 | 7.68 | -66.64 | 1.47 | 20 | 45.48 | 0 | 0.5 | 0.5 | 1 | 0.5 | 0 | 0 | 0 | 0 | 0 | 0 | 0 | 0 | 0 | 0 | 0 | 0 | 0 | 0 | 0 | 0 | 0
1272 | -1.6 | 1411.34 | 660 | 131.35 | 2202.69 | 740.21 | 444.13 | 11547.34 | 3387.03 | 14490.24 | 190.84 | 0 | 0 | 2398.5 | 11070 | 11070 | 61.5 | 24569.25 | 277.55 | 6.57 | -67.83 | 0.29 | 20 | 49.54 | 0 | 0.5 | 0.5 | 1 | 0.5 | 0 | 0 | 0 | 0 | 0 | 0 | 0 | 0 | 0 | 0 | 0 | 0 | 0 | 0 | 0 | 0 | 0
1273 | -0.2 | 1411.34 | 660 | 131.35 | 2202.69 | 740.21 | 444.13 | 11547.34 | 3387.03 | 14490.24 | 190.84 | 0 | 0 | 2398.5 | 2214 | 2214 | 61.5 | 6857.25 | 274.04 | 3.06 | -67.65 | 0.46 | 20 | 62.51 | 0 | 0.5 | 0.1 | 0.5 | 0.5 | 0 | 0 | 0 | 0 | 0 | 0 | 0 | 0 | 0 | 0 | 0 | 0 | 0 | 0 | 0 | 0 | 0
1274 | -0.6 | 1411.34 | 660 | 131.35 | 2202.69 | 740.21 | 444.13 | 11547.34 | 3387.03 | 14490.24 | 190.84 | 0 | 0 | 2398.5 | 2214 | 2214 | 61.5 | 6857.25 | 273.67 | 2.69 | -68.04 | 0.07 | 20 | 63.87 | 0 | 0.5 | 0.1 | 0.5 | 0.5 | 0 | 0 | 0 | 0 | 0 | 0 | 0 | 0 | 0 | 0 | 0 | 0 | 0 | 0 | 0 | 0 | 0
1275 | -0.7 | 1411.34 | 660 | 131.35 | 2202.69 | 740.21 | 444.13 | 11547.34 | 3387.03 | 14490.24 | 190.84 | 0 | 0 | 2398.5 | 2214 | 2214 | 61.5 | 6857.25 | 273.58 | 2.6 | -68.14 | -0.03 | 20 | 64.21 | 0 | 0.5 | 0.1 | 0.5 | 0.5 | 0 | 0 | 0 | 0 | 0 | 0 | 0 | 0 | 0 | 0 | 0 | 0 | 0 | 0 | 0 | 0 | 0
1276 | -0.9 | 1411.34 | 660 | 131.35 | 2202.69 | 740.21 | 444.13 | 11547.34 | 3387.03 | 14490.24 | 190.84 | 0 | 0 | 2398.5 | 2214 | 2214 | 61.5 | 6857.25 | 273.39 | 2.42 | -68.34 | -0.23 | 20 | 64.89 | 0 | 0.5 | 0.1 | 0.5 | 0.5 | 0 | 0 | 0 | 0 | 0 | 0 | 0 | 0 | 0 | 0 | 0 | 0 | 0 | 0 | 0 | 0 | 0
1277 | -1.7 | 1411.34 | 660 | 131.35 | 2202.69 | 740.21 | 444.13 | 11547.34 | 3387.03 | 14490.24 | 190.84 | 0 | 0 | 2398.5 | 2214 | 2214 | 61.5 | 6857.25 | 272.66 | 1.68 | -69.13 | -1.02 | 20 | 67.6 | 0 | 0.5 | 0.1 | 0.5 | 0.5 | 0 | 0 | 0 | 0 | 0 | 0 | 0 | 0 | 0 | 0 | 0 | 0 | 0 | 0 | 0 | 0 | 0
1278 | -1.2 | 1411.34 | 660 | 131.35 | 2202.69 | 740.21 | 444.13 | 11547.34 | 3387.03 | 14490.24 | 190.84 | 0 | 0 | 2398.5 | 2214 | 2214 | 61.5 | 6857.25 | 273.12 | 2.14 | -68.64 | -0.52 | 20 | 65.9 | 0 | 0.5 | 0.1 | 0.5 | 0.5 | 0 | 0 | 0 | 0 | 0 | 0 | 0 | 0 | 0 | 0 | 0 | 0 | 0 | 0 | 0 | 0 | 0
1279 | -2.3 | 1411.34 | 660 | 131.35 | 2202.69 | 740.21 | 444.13 | 11547.34 | 3387.03 | 14490.24 | 190.84 | 0 | 0 | 2398.5 | 2214 | 2214 | 61.5 | 6857.25 | 272.11 | 1.13 | -69.72 | -1.61 | 20 | 69.63 | 0 | 0.5 | 0.1 | 0.5 | 0.5 | 0 | 0 | 0 | 0 | 0 | 0 | 0 | 0 | 0 | 0 | 0 | 0 | 0 | 0 | 0 | 0 | 0
1280 | 0.2 | 1411.34 | 660 | 131.35 | 2202.69 | 740.21 | 177.65 | 11280.86 | 3120.55 | 14223.76 | 190.84 | 549.17 | 45.24 | 959.4 | 4428 | 4428 | 24.6 | 9827.7 | 294.87 | 4.82 | -68.26 | 1.12 | 20 | 52.32 | 0 | 0.2 | 0.2 | 1 | 0.2 | 0 | 158.09 | 0 | 90.14 | 0 | 210.79 | 0 | 90.14 | 0 | 11.75 | 0 | 5.03 | 0 | 10.3 | 0 | 5.03 | 13.13
1281 | 0.6 | 1411.34 | 660 | 131.35 | 2202.69 | 740.21 | 177.65 | 11280.86 | 3120.55 | 14223.76 | 190.84 | 20211.28 | 1445.74 | 959.4 | 4428 | 4428 | 24.6 | 9827.7 | 301.35 | 11.3 | -66.4 | 2.97 | 20 | 30.01 | 0 | 0.2 | 0.2 | 1 | 0.2 | 0 | 8165.81 | 0 | 8577.1 | 0 | 2429.46 | 0 | 1038.91 | 0 | 606.68 | 0 | 478.53 | 0 | 118.68 | 0 | 57.96 | 183.89
1282 | 2.5 | 1411.34 | 660 | 131.35 | 2202.69 | 740.21 | 177.65 | 11280.86 | 3120.55 | 14223.76 | 190.84 | 61956.53 | 4584.18 | 959.4 | 4428 | 4428 | 24.6 | 9827.7 | 316.08 | 26.03 | -61.41 | 7.96 | 23.9 | 0 | 0 | 0.2 | 0.2 | 1 | 0.2 | 0 | 18074.41 | 0 | 32305.57 | 0 | 8108.92 | 0 | 3467.63 | 0 | 1342.85 | 0 | 1802.36 | 0 | 396.14 | 0 | 193.46 | 849.38
1283 | 3.9 | 1411.34 | 660 | 131.35 | 2202.69 | 740.21 | 177.65 | 11280.86 | 3120.55 | 14223.76 | 190.84 | 36183.61 | 5566.4 | 959.4 | 4428 | 4428 | 24.6 | 9827.7 | 310.31 | 20.27 | -61.75 | 7.63 | 20.27 | 0 | 0 | 0.2 | 0.2 | 1 | 0.2 | 0 | 3797.37 | 0 | 25233.54 | 0 | 5010.19 | 0 | 2142.52 | 0 | 564.25 | 0 | 2815.61 | 0 | 489.51 | 0 | 239.07 | 1457.95
1284 | 5 | 1411.34 | 660 | 131.35 | 2202.69 | 740.21 | 177.65 | 11280.86 | 3120.55 | 14223.76 | 190.84 | 88467.05 | 6456.38 | 959.4 | 4428 | 4428 | 24.6 | 9827.7 | 326.59 | 36.54 | -56.97 | 12.4 | 23.9 | 0 | 0 | 0.2 | 0.2 | 1 | 0.2 | 0 | 10076.06 | 0 | 39047.38 | 0 | 33598.49 | 0 | 5745.12 | 0 | 748.61 | 0 | 2178.5 | 0 | 1641.35 | 0 | 320.53 | 1567.4
1285 | 5.8 | 1411.34 | 660 | 131.35 | 2202.69 | 740.21 | 177.65 | 11280.86 | 3120.55 | 14223.76 | 190.84 | 48990.42 | 6929.16 | 959.4 | 4428 | 4428 | 24.6 | 9827.7 | 316.14 | 26.09 | -58.89 | 10.48 | 23.9 | 0 | 0 | 0.2 | 0.2 | 1 | 0.2 | 0 | 5649.7 | 0 | 15616.54 | 0 | 24502.86 | 0 | 3221.32 | 0 | 839.5 | 0 | 1742.53 | 0 | 2394.02 | 0 | 359.44 | 1593.67
1286 | 6.4 | 1411.34 | 660 | 131.35 | 2202.69 | 740.21 | 177.65 | 11280.86 | 3120.55 | 14223.76 | 190.84 | 71807.98 | 9517.95 | 959.4 | 4428 | 4428 | 24.6 | 9827.7 | 324.06 | 34.01 | -56.54 | 12.84 | 23.9 | 0 | 0 | 0.2 | 0.2 | 1 | 0.2 | 0 | 4669.93 | 0 | 18535.89 | 0 | 45939.47 | 0 | 2662.68 | 0 | 693.91 | 0 | 2068.27 | 0 | 4488.46 | 0 | 297.11 | 1970.2
1287 | 5.5 | 1411.34 | 660 | 131.35 | 2202.69 | 740.21 | 177.65 | 11280.86 | 3120.55 | 14223.76 | 190.84 | 70097.99 | 8980.22 | 959.4 | 4428 | 4428 | 24.6 | 9827.7 | 322.59 | 32.54 | -57.58 | 11.79 | 23.9 | 0 | 0 | 0.2 | 0.2 | 1 | 0.2 | 0 | 4410.45 | 0 | 12171.18 | 0 | 51001.62 | 0 | 2514.73 | 0 | 655.35 | 0 | 1358.09 | 0 | 4983.05 | 0 | 280.6 | 1703.13
1288 | 3.6 | 1411.34 | 660 | 131.35 | 2202.69 | 740.21 | 177.65 | 11280.86 | 3120.55 | 14223.76 | 190.84 | 23625.79 | 3348 | 959.4 | 4428 | 4428 | 24.6 | 9827.7 | 305.76 | 15.71 | -63.07 | 6.3 | 20 | 14.8 | 0 | 0.2 | 0.2 | 1 | 0.2 | 0 | 3940.45 | 0 | 3010.74 | 0 | 14427.86 | 0 | 2246.75 | 0 | 585.52 | 0 | 335.94 | 0 | 1409.66 | 0 | 250.7 | 766.19
1289 | 4.4 | 1411.34 | 660 | 131.35 | 2202.69 | 740.21 | 177.65 | 11280.86 | 3120.55 | 14223.76 | 190.84 | 96623.91 | 5695.49 | 959.4 | 4428 | 4428 | 24.6 | 9827.7 | 328.18 | 38.13 | -57.05 | 12.32 | 23.9 | 0 | 0 | 0.2 | 0.2 | 1 | 0.2 | 0 | 5491.48 | 0 | 3131.11 | 0 | 83036.59 | 0 | 4964.74 | 0 | 407.99 | 0 | 174.69 | 0 | 4056.49 | 0 | 276.99 | 779.32
1290 | 2.4 | 1411.34 | 660 | 131.35 | 2202.69 | 740.21 | 444.13 | 11547.34 | 3387.03 | 14490.24 | 190.84 | 5830.95 | 776.53 | 2398.5 | 11070 | 11070 | 61.5 | 24569.25 | 283.13 | 12.16 | -63.43 | 4.69 | 20 | 28.95 | 0 | 0.5 | 0.5 | 1 | 0.5 | 0 | 869.68 | 0 | 495.87 | 0 | 3657.92 | 0 | 807.48 | 0 | 129.23 | 0 | 55.33 | 0 | 357.39 | 0 | 90.1 | 144.48
1291 | 0.3 | 1411.34 | 660 | 131.35 | 2202.69 | 740.21 | 444.13 | 11547.34 | 3387.03 | 14490.24 | 190.84 | 0 | 0 | 2398.5 | 11070 | 11070 | 61.5 | 24569.25 | 279.29 | 8.32 | -65.95 | 2.16 | 20 | 43.11 | 0 | 0.5 | 0.5 | 1 | 0.5 | 0 | 0 | 0 | 0 | 0 | 0 | 0 | 0 | 0 | 0 | 0 | 0 | 0 | 0 | 0 | 0 | 0
1292 | -1.5 | 1411.34 | 660 | 131.35 | 2202.69 | 740.21 | 444.13 | 11547.34 | 3387.03 | 14490.24 | 190.84 | 0 | 0 | 2398.5 | 11070 | 11070 | 61.5 | 24569.25 | 277.64 | 6.67 | -67.73 | 0.39 | 20 | 49.21 | 0 | 0.5 | 0.5 | 1 | 0.5 | 0 | 0 | 0 | 0 | 0 | 0 | 0 | 0 | 0 | 0 | 0 | 0 | 0 | 0 | 0 | 0 | 0
1293 | -2 | 1411.34 | 660 | 131.35 | 2202.69 | 740.21 | 444.13 | 11547.34 | 3387.03 | 14490.24 | 190.84 | 0 | 0 | 2398.5 | 11070 | 11070 | 61.5 | 24569.25 | 277.18 | 6.21 | -68.22 | -0.11 | 20 | 50.9 | 0 | 0.5 | 0.5 | 1 | 0.5 | 0 | 0 | 0 | 0 | 0 | 0 | 0 | 0 | 0 | 0 | 0 | 0 | 0 | 0 | 0 | 0 | 0
1294 | -2.5 | 1411.34 | 660 | 131.35 | 2202.69 | 740.21 | 444.13 | 11547.34 | 3387.03 | 14490.24 | 190.84 | 0 | 0 | 2398.5 | 11070 | 11070 | 61.5 | 24569.25 | 276.72 | 5.75 | -68.71 | -0.6 | 20 | 52.59 | 0 | 0.5 | 0.5 | 1 | 0.5 | 0 | 0 | 0 | 0 | 0 | 0 | 0 | 0 | 0 | 0 | 0 | 0 | 0 | 0 | 0 | 0 | 0
1295 | -2.4 | 1411.34 | 660 | 131.35 | 2202.69 | 740.21 | 444.13 | 11547.34 | 3387.03 | 14490.24 | 190.84 | 0 | 0 | 2398.5 | 11070 | 11070 | 61.5 | 24569.25 | 276.82 | 5.84 | -68.62 | -0.5 | 20 | 52.25 | 0 | 0.5 | 0.5 | 1 | 0.5 | 0 | 0 | 0 | 0 | 0 | 0 | 0 | 0 | 0 | 0 | 0 | 0 | 0 | 0 | 0 | 0 | 0
1296 | -2.4 | 1411.34 | 660 | 131.35 | 2202.69 | 740.21 | 444.13 | 11547.34 | 3387.03 | 14490.24 | 190.84 | 0 | 0 | 2398.5 | 11070 | 11070 | 61.5 | 24569.25 | 276.82 | 5.84 | -68.62 | -0.5 | 20 | 52.25 | 0 | 0.5 | 0.5 | 1 | 0.5 | 0 | 0 | 0 | 0 | 0 | 0 | 0 | 0 | 0 | 0 | 0 | 0 | 0 | 0 | 0 | 0 | 0
1297 | -2.4 | 1411.34 | 660 | 131.35 | 2202.69 | 740.21 | 444.13 | 11547.34 | 3387.03 | 14490.24 | 190.84 | 0 | 0 | 2398.5 | 2214 | 2214 | 61.5 | 6857.25 | 272.02 | 1.04 | -69.82 | -1.71 | 20 | 69.97 | 0 | 0.5 | 0.1 | 0.5 | 0.5 | 0 | 0 | 0 | 0 | 0 | 0 | 0 | 0 | 0 | 0 | 0 | 0 | 0 | 0 | 0 | 0 | 0
1298 | 0.6 | 1411.34 | 660 | 131.35 | 2202.69 | 740.21 | 444.13 | 11547.34 | 3387.03 | 14490.24 | 190.84 | 0 | 0 | 2398.5 | 2214 | 2214 | 61.5 | 6857.25 | 274.77 | 3.79 | -66.86 | 1.25 | 20 | 59.81 | 0 | 0.5 | 0.1 | 0.5 | 0.5 | 0 | 0 | 0 | 0 | 0 | 0 | 0 | 0 | 0 | 0 | 0 | 0 | 0 | 0 | 0 | 0 | 0
1299 | -0.1 | 1411.34 | 660 | 131.35 | 2202.69 | 740.21 | 444.13 | 11547.34 | 3387.03 | 14490.24 | 190.84 | 0 | 0 | 2398.5 | 2214 | 2214 | 61.5 | 6857.25 | 274.13 | 3.15 | -67.55 | 0.56 | 20 | 62.18 | 0 | 0.5 | 0.1 | 0.5 | 0.5 | 0 | 0 | 0 | 0 | 0 | 0 | 0 | 0 | 0 | 0 | 0 | 0 | 0 | 0 | 0 | 0 | 0
1300 | 0.3 | 1411.34 | 660 | 131.35 | 2202.69 | 740.21 | 444.13 | 11547.34 | 3387.03 | 14490.24 | 190.84 | 0 | 0 | 2398.5 | 2214 | 2214 | 61.5 | 6857.25 | 274.5 | 3.52 | -67.16 | 0.96 | 20 | 60.82 | 0 | 0.5 | 0.1 | 0.5 | 0.5 | 0 | 0 | 0 | 0 | 0 | 0 | 0 | 0 | 0 | 0 | 0 | 0 | 0 | 0 | 0 | 0 | 0
1301 | -1.6 | 1411.34 | 660 | 131.35 | 2202.69 | 740.21 | 444.13 | 11547.34 | 3387.03 | 14490.24 | 190.84 | 0 | 0 | 2398.5 | 2214 | 2214 | 61.5 | 6857.25 | 272.75 | 1.78 | -69.03 | -0.92 | 20 | 67.26 | 0 | 0.5 | 0.1 | 0.5 | 0.5 | 0 | 0 | 0 | 0 | 0 | 0 | 0 | 0 | 0 | 0 | 0 | 0 | 0 | 0 | 0 | 0 | 0
1302 | 0 | 1411.34 | 660 | 131.35 | 2202.69 | 740.21 | 444.13 | 11547.34 | 3387.03 | 14490.24 | 190.84 | 0 | 0 | 2398.5 | 2214 | 2214 | 61.5 | 6857.25 | 274.22 | 3.24 | -67.45 | 0.66 | 20 | 61.84 | 0 | 0.5 | 0.1 | 0.5 | 0.5 | 0 | 0 | 0 | 0 | 0 | 0 | 0 | 0 | 0 | 0 | 0 | 0 | 0 | 0 | 0 | 0 | 0
1303 | 0.4 | 1411.34 | 660 | 131.35 | 2202.69 | 740.21 | 444.13 | 11547.34 | 3387.03 | 14490.24 | 190.84 | 0 | 0 | 2398.5 | 2214 | 2214 | 61.5 | 6857.25 | 274.59 | 3.61 | -67.06 | 1.06 | 20 | 60.48 | 0 | 0.5 | 0.1 | 0.5 | 0.5 | 0 | 0 | 0 | 0 | 0 | 0 | 0 | 0 | 0 | 0 | 0 | 0 | 0 | 0 | 0 | 0 | 0
1304 | 1.2 | 1411.34 | 660 | 131.35 | 2202.69 | 740.21 | 444.13 | 11547.34 | 3387.03 | 14490.24 | 190.84 | 549.17 | 45.24 | 2398.5 | 11070 | 11070 | 61.5 | 24569.25 | 280.28 | 9.31 | -65.02 | 3.09 | 20 | 39.47 | 0 | 0.5 | 0.5 | 1 | 0.5 | 0 | 158.09 | 0 | 90.14 | 0 | 210.79 | 0 | 90.14 | 0 | 11.75 | 0 | 5.03 | 0 | 10.3 | 0 | 5.03 | 13.13
1305 | 2.2 | 1411.34 | 660 | 131.35 | 2202.69 | 740.21 | 444.13 | 11547.34 | 3387.03 | 14490.24 | 190.84 | 35987.89 | 2545.93 | 2398.5 | 11070 | 11070 | 61.5 | 24569.25 | 291.48 | 20.5 | -61.45 | 6.66 | 20.5 | 0 | 0 | 0.5 | 0.5 | 1 | 0.5 | 0 | 15118.02 | 0 | 16378.01 | 0 | 3146.38 | 0 | 1345.49 | 0 | 1123.2 | 0 | 913.75 | 0 | 153.71 | 0 | 75.07 | 280.21
1306 | 3.6 | 1411.34 | 660 | 131.35 | 2202.69 | 740.21 | 444.13 | 11547.34 | 3387.03 | 14490.24 | 190.84 | 54050.24 | 4028.21 | 2398.5 | 11070 | 11070 | 61.5 | 24569.25 | 298.08 | 27.1 | -58.74 | 9.38 | 23.9 | 0 | 0 | 0.5 | 0.5 | 1 | 0.5 | 0 | 15831.63 | 0 | 25958.3 | 0 | 8587.87 | 0 | 3672.44 | 0 | 1176.22 | 0 | 1448.24 | 0 | 419.53 | 0 | 204.89 | 779.32
1307 | 4.3 | 1411.34 | 660 | 131.35 | 2202.69 | 740.21 | 444.13 | 11547.34 | 3387.03 | 14490.24 | 190.84 | 19547.84 | 3085.64 | 2398.5 | 11070 | 11070 | 61.5 | 24569.25 | 289.22 | 18.24 | -60.46 | 7.65 | 20 | 6.49 | 0 | 0.5 | 0.5 | 1 | 0.5 | 0 | 4127.42 | 0 | 7624.18 | 0 | 5460.96 | 0 | 2335.28 | 0 | 613.3 | 0 | 850.72 | 0 | 533.56 | 0 | 260.58 | 827.48
1308 | 5.2 | 1411.34 | 660 | 131.35 | 2202.69 | 740.21 | 444.13 | 11547.34 | 3387.03 | 14490.24 | 190.84 | 78185.45 | 5778.67 | 2398.5 | 11070 | 11070 | 61.5 | 24569.25 | 306.54 | 35.57 | -55.39 | 12.72 | 23.9 | 0 | 0 | 0.5 | 0.5 | 1 | 0.5 | 0 | 10786.81 | 0 | 31574.79 | 0 | 29673.47 | 0 | 6150.37 | 0 | 801.41 | 0 | 1761.59 | 0 | 1449.61 | 0 | 343.14 | 1422.92
1309 | 5.8 | 1411.34 | 660 | 131.35 | 2202.69 | 740.21 | 444.13 | 11547.34 | 3387.03 | 14490.24 | 190.84 | 38808.25 | 5649.63 | 2398.5 | 11070 | 11070 | 61.5 | 24569.25 | 296.51 | 25.53 | -57.49 | 10.62 | 23.9 | 0 | 0 | 0.5 | 0.5 | 1 | 0.5 | 0 | 5799.15 | 0 | 11189.89 | 0 | 18512.67 | 0 | 3306.53 | 0 | 861.7 | 0 | 1248.59 | 0 | 1808.76 | 0 | 368.95 | 1361.63
1310 | 4.9 | 1411.34 | 660 | 131.35 | 2202.69 | 740.21 | 444.13 | 11547.34 | 3387.03 | 14490.24 | 190.84 | 21058.77 | 3270.36 | 2398.5 | 11070 | 11070 | 61.5 | 24569.25 | 290.23 | 19.25 | -59.75 | 8.36 | 20 | 2.76 | 0 | 0.5 | 0.5 | 1 | 0.5 | 0 | 4792.68 | 0 | 3990.69 | 0 | 9542.73 | 0 | 2732.67 | 0 | 712.15 | 0 | 445.29 | 0 | 932.36 | 0 | 304.92 | 875.64
1311 | 4.8 | 1411.34 | 660 | 131.35 | 2202.69 | 740.21 | 444.13 | 11547.34 | 3387.03 | 14490.24 | 190.84 | 21705.87 | 1762.28 | 2398.5 | 11070 | 11070 | 61.5 | 24569.25 | 289.78 | 18.81 | -59.91 | 8.2 | 20 | 4.4 | 0 | 0.5 | 0.5 | 1 | 0.5 | 0 | 6054.72 | 0 | 3570.51 | 0 | 8628.39 | 0 | 3452.25 | 0 | 449.84 | 0 | 199.2 | 0 | 421.51 | 0 | 192.6 | 499.12
1312 | 3.8 | 1411.34 | 660 | 131.35 | 2202.69 | 740.21 | 444.13 | 11547.34 | 3387.03 | 14490.24 | 190.84 | 10332.27 | 846.83 | 2398.5 | 11070 | 11070 | 61.5 | 24569.25 | 285.54 | 14.56 | -61.73 | 6.38 | 20 | 20.08 | 0 | 0.5 | 0.5 | 1 | 0.5 | 0 | 2900.89 | 0 | 1673.37 | 0 | 4104 | 0 | 1654.02 | 0 | 215.52 | 0 | 93.36 | 0 | 200.49 | 0 | 92.28 | 245.18
1313 | 3.3 | 1411.34 | 660 | 131.35 | 2202.69 | 740.21 | 444.13 | 11547.34 | 3387.03 | 14490.24 | 190.84 | 4541.02 | 373.79 | 2398.5 | 11070 | 11070 | 61.5 | 24569.25 | 283.38 | 12.4 | -62.65 | 5.46 | 20 | 28.03 | 0 | 0.5 | 0.5 | 1 | 0.5 | 0 | 1273.4 | 0 | 726.06 | 0 | 1812.54 | 0 | 729.02 | 0 | 94.61 | 0 | 40.51 | 0 | 88.55 | 0 | 40.67 | 109.46
1314 | 2.8 | 1411.34 | 660 | 131.35 | 2202.69 | 740.21 | 444.13 | 11547.34 | 3387.03 | 14490.24 | 190.84 | 1097.26 | 89.94 | 2398.5 | 11070 | 11070 | 61.5 | 24569.25 | 281.91 | 10.93 | -63.4 | 4.71 | 20 | 33.45 | 0 | 0.5 | 0.5 | 1 | 0.5 | 0 | 300.49 | 0 | 171.33 | 0 | 448.09 | 0 | 177.34 | 0 | 22.33 | 0 | 9.56 | 0 | 21.89 | 0 | 9.89 | 26.27
1315 | 2.8 | 1411.34 | 660 | 131.35 | 2202.69 | 740.21 | 444.13 | 11547.34 | 3387.03 | 14490.24 | 190.84 | 0 | 0 | 2398.5 | 11070 | 11070 | 61.5 | 24569.25 | 281.59 | 10.61 | -63.48 | 4.63 | 20 | 34.64 | 0 | 0.5 | 0.5 | 1 | 0.5 | 0 | 0 | 0 | 0 | 0 | 0 | 0 | 0 | 0 | 0 | 0 | 0 | 0 | 0 | 0 | 0 | 0
1316 | 2.5 | 1411.34 | 660 | 131.35 | 2202.69 | 740.21 | 444.13 | 11547.34 | 3387.03 | 14490.24 | 190.84 | 0 | 0 | 2398.5 | 11070 | 11070 | 61.5 | 24569.25 | 281.31 | 10.34 | -63.78 | 4.34 | 20 | 35.66 | 0 | 0.5 | 0.5 | 1 | 0.5 | 0 | 0 | 0 | 0 | 0 | 0 | 0 | 0 | 0 | 0 | 0 | 0 | 0 | 0 | 0 | 0 | 0
1317 | 1.6 | 1411.34 | 660 | 131.35 | 2202.69 | 740.21 | 444.13 | 11547.34 | 3387.03 | 14490.24 | 190.84 | 0 | 0 | 2398.5 | 11070 | 11070 | 61.5 | 24569.25 | 280.49 | 9.51 | -64.67 | 3.45 | 20 | 38.71 | 0 | 0.5 | 0.5 | 1 | 0.5 | 0 | 0 | 0 | 0 | 0 | 0 | 0 | 0 | 0 | 0 | 0 | 0 | 0 | 0 | 0 | 0 | 0
1318 | 0.9 | 1411.34 | 660 | 131.35 | 2202.69 | 740.21 | 444.13 | 11547.34 | 3387.03 | 14490.24 | 190.84 | 0 | 0 | 2398.5 | 11070 | 11070 | 61.5 | 24569.25 | 279.85 | 8.87 | -65.36 | 2.76 | 20 | 41.08 | 0 | 0.5 | 0.5 | 1 | 0.5 | 0 | 0 | 0 | 0 | 0 | 0 | 0 | 0 | 0 | 0 | 0 | 0 | 0 | 0 | 0 | 0 | 0
1319 | 0.9 | 1411.34 | 660 | 131.35 | 2202.69 | 740.21 | 444.13 | 11547.34 | 3387.03 | 14490.24 | 190.84 | 0 | 0 | 2398.5 | 11070 | 11070 | 61.5 | 24569.25 | 279.85 | 8.87 | -65.36 | 2.76 | 20 | 41.08 | 0 | 0.5 | 0.5 | 1 | 0.5 | 0 | 0 | 0 | 0 | 0 | 0 | 0 | 0 | 0 | 0 | 0 | 0 | 0 | 0 | 0 | 0 | 0
1320 | 1 | 1411.34 | 660 | 131.35 | 2202.69 | 740.21 | 444.13 | 11547.34 | 3387.03 | 14490.24 | 190.84 | 0 | 0 | 2398.5 | 11070 | 11070 | 61.5 | 24569.25 | 279.94 | 8.96 | -65.26 | 2.86 | 20 | 40.74 | 0 | 0.5 | 0.5 | 1 | 0.5 | 0 | 0 | 0 | 0 | 0 | 0 | 0 | 0 | 0 | 0 | 0 | 0 | 0 | 0 | 0 | 0 | 0
1321 | 1.3 | 1411.34 | 660 | 131.35 | 2202.69 | 740.21 | 444.13 | 11547.34 | 3387.03 | 14490.24 | 190.84 | 0 | 0 | 2398.5 | 2214 | 2214 | 61.5 | 6857.25 | 275.41 | 4.44 | -66.17 | 1.95 | 20 | 57.43 | 0 | 0.5 | 0.1 | 0.5 | 0.5 | 0 | 0 | 0 | 0 | 0 | 0 | 0 | 0 | 0 | 0 | 0 | 0 | 0 | 0 | 0 | 0 | 0
1322 | 1 | 1411.34 | 660 | 131.35 | 2202.69 | 740.21 | 444.13 | 11547.34 | 3387.03 | 14490.24 | 190.84 | 0 | 0 | 2398.5 | 2214 | 2214 | 61.5 | 6857.25 | 275.14 | 4.16 | -66.47 | 1.65 | 20 | 58.45 | 0 | 0.5 | 0.1 | 0.5 | 0.5 | 0 | 0 | 0 | 0 | 0 | 0 | 0 | 0 | 0 | 0 | 0 | 0 | 0 | 0 | 0 | 0 | 0
1323 | 0.5 | 1411.34 | 660 | 131.35 | 2202.69 | 740.21 | 444.13 | 11547.34 | 3387.03 | 14490.24 | 190.84 | 0 | 0 | 2398.5 | 2214 | 2214 | 61.5 | 6857.25 | 274.68 | 3.7 | -66.96 | 1.16 | 20 | 60.14 | 0 | 0.5 | 0.1 | 0.5 | 0.5 | 0 | 0 | 0 | 0 | 0 | 0 | 0 | 0 | 0 | 0 | 0 | 0 | 0 | 0 | 0 | 0 | 0
1324 | 0.1 | 1411.34 | 660 | 131.35 | 2202.69 | 740.21 | 444.13 | 11547.34 | 3387.03 | 14490.24 | 190.84 | 0 | 0 | 2398.5 | 2214 | 2214 | 61.5 | 6857.25 | 274.31 | 3.34 | -67.35 | 0.76 | 20 | 61.5 | 0 | 0.5 | 0.1 | 0.5 | 0.5 | 0 | 0 | 0 | 0 | 0 | 0 | 0 | 0 | 0 | 0 | 0 | 0 | 0 | 0 | 0 | 0 | 0
1325 | 0.6 | 1411.34 | 660 | 131.35 | 2202.69 | 740.21 | 444.13 | 11547.34 | 3387.03 | 14490.24 | 190.84 | 0 | 0 | 2398.5 | 2214 | 2214 | 61.5 | 6857.25 | 274.77 | 3.79 | -66.86 | 1.25 | 20 | 59.81 | 0 | 0.5 | 0.1 | 0.5 | 0.5 | 0 | 0 | 0 | 0 | 0 | 0 | 0 | 0 | 0 | 0 | 0 | 0 | 0 | 0 | 0 | 0 | 0
1326 | -0.8 | 1411.34 | 660 | 131.35 | 2202.69 | 740.21 | 444.13 | 11547.34 | 3387.03 | 14490.24 | 190.84 | 0 | 0 | 2398.5 | 2214 | 2214 | 61.5 | 6857.25 | 273.49 | 2.51 | -68.24 | -0.13 | 20 | 64.55 | 0 | 0.5 | 0.1 | 0.5 | 0.5 | 0 | 0 | 0 | 0 | 0 | 0 | 0 | 0 | 0 | 0 | 0 | 0 | 0 | 0 | 0 | 0 | 0
1327 | 0.1 | 1411.34 | 660 | 131.35 | 2202.69 | 740.21 | 444.13 | 11547.34 | 3387.03 | 14490.24 | 190.84 | 0 | 0 | 2398.5 | 2214 | 2214 | 61.5 | 6857.25 | 274.31 | 3.34 | -67.35 | 0.76 | 20 | 61.5 | 0 | 0.5 | 0.1 | 0.5 | 0.5 | 0 | 0 | 0 | 0 | 0 | 0 | 0 | 0 | 0 | 0 | 0 | 0 | 0 | 0 | 0 | 0 | 0
1328 | -0.3 | 1411.34 | 660 | 131.35 | 2202.69 | 740.21 | 444.13 | 11547.34 | 3387.03 | 14490.24 | 190.84 | 1099.21 | 90.52 | 2398.5 | 11070 | 11070 | 61.5 | 24569.25 | 279.07 | 8.09 | -66.46 | 1.65 | 20 | 43.95 | 0 | 0.5 | 0.5 | 1 | 0.5 | 0 | 316.44 | 0 | 180.43 | 0 | 421.92 | 0 | 180.43 | 0 | 23.51 | 0 | 10.07 | 0 | 20.61 | 0 | 10.07 | 26.27
1329 | 0.4 | 1411.34 | 660 | 131.35 | 2202.69 | 740.21 | 444.13 | 11547.34 | 3387.03 | 14490.24 | 190.84 | 26768.62 | 1908.74 | 2398.5 | 11070 | 11070 | 61.5 | 24569.25 | 287.16 | 16.18 | -63.9 | 4.22 | 20 | 14.09 | 0 | 0.5 | 0.5 | 1 | 0.5 | 0 | 11010.81 | 0 | 11539.29 | 0 | 2954.91 | 0 | 1263.61 | 0 | 818.05 | 0 | 643.79 | 0 | 144.35 | 0 | 70.5 | 232.05
1330 | 1.2 | 1411.34 | 660 | 131.35 | 2202.69 | 740.21 | 444.13 | 11547.34 | 3387.03 | 14490.24 | 190.84 | 46151.03 | 3451.76 | 2398.5 | 11070 | 11070 | 61.5 | 24569.25 | 293.56 | 22.59 | -61.68 | 6.43 | 22.59 | 0 | 0 | 0.5 | 0.5 | 1 | 0.5 | 0 | 13564.97 | 0 | 20844.46 | 0 | 8224.53 | 0 | 3517.07 | 0 | 1007.82 | 0 | 1162.93 | 0 | 401.78 | 0 | 196.22 | 683
1331 | 0.5 | 1411.34 | 660 | 131.35 | 2202.69 | 740.21 | 444.13 | 11547.34 | 3387.03 | 14490.24 | 190.84 | 20574.59 | 1671.85 | 2398.5 | 11070 | 11070 | 61.5 | 24569.25 | 285.59 | 14.61 | -64.24 | 3.88 | 20 | 19.89 | 0 | 0.5 | 0.5 | 1 | 0.5 | 0 | 5510.97 | 0 | 4602.06 | 0 | 7327.92 | 0 | 3133.65 | 0 | 409.44 | 0 | 256.75 | 0 | 357.98 | 0 | 174.83 | 472.85
1332 | 2.6 | 1411.34 | 660 | 131.35 | 2202.69 | 740.21 | 444.13 | 11547.34 | 3387.03 | 14490.24 | 190.84 | 69197.68 | 5192.94 | 2398.5 | 11070 | 11070 | 61.5 | 24569.25 | 301.56 | 30.59 | -58.61 | 9.5 | 23.9 | 0 | 0 | 0.5 | 0.5 | 1 | 0.5 | 0 | 10863.6 | 0 | 25888.55 | 0 | 26251.36 | 0 | 6194.16 | 0 | 807.12 | 0 | 1444.35 | 0 | 1282.43 | 0 | 345.58 | 1313.47
1333 | 3.5 | 1411.34 | 660 | 131.35 | 2202.69 | 740.21 | 444.13 | 11547.34 | 3387.03 | 14490.24 | 190.84 | 38895.86 | 5674.7 | 2398.5 | 11070 | 11070 | 61.5 | 24569.25 | 294.43 | 23.45 | -59.76 | 8.36 | 23.45 | 0 | 0 | 0.5 | 0.5 | 1 | 0.5 | 0 | 5859.47 | 0 | 11177.54 | 0 | 18517.93 | 0 | 3340.92 | 0 | 870.66 | 0 | 1247.21 | 0 | 1809.27 | 0 | 372.79 | 1374.76
1334 | 3.3 | 1411.34 | 660 | 131.35 | 2202.69 | 740.21 | 444.13 | 11547.34 | 3387.03 | 14490.24 | 190.84 | 82771.94 | 5877.72 | 2398.5 | 11070 | 11070 | 61.5 | 24569.25 | 306.18 | 35.2 | -56.95 | 11.16 | 23.9 | 0 | 0 | 0.5 | 0.5 | 1 | 0.5 | 0 | 11661.03 | 0 | 18689.27 | 0 | 45772.81 | 0 | 6648.83 | 0 | 866.36 | 0 | 1042.69 | 0 | 2236.09 | 0 | 370.95 | 1361.63
1335 | 0.9 | 1411.34 | 660 | 131.35 | 2202.69 | 740.21 | 444.13 | 11547.34 | 3387.03 | 14490.24 | 190.84 | 23794.21 | 3513.28 | 2398.5 | 11070 | 11070 | 61.5 | 24569.25 | 287.36 | 16.39 | -63.5 | 4.62 | 20 | 13.33 | 0 | 0.5 | 0.5 | 1 | 0.5 | 0 | 4602.44 | 0 | 3988.64 | 0 | 12578.94 | 0 | 2624.2 | 0 | 683.88 | 0 | 445.06 | 0 | 1229.01 | 0 | 292.81 | 862.51
1336 | 2.3 | 1411.34 | 660 | 131.35 | 2202.69 | 740.21 | 444.13 | 11547.34 | 3387.03 | 14490.24 | 190.84 | 42028.05 | 3035.75 | 2398.5 | 11070 | 11070 | 61.5 | 24569.25 | 293.34 | 22.37 | -60.91 | 7.21 | 22.37 | 0 | 0 | 0.5 | 0.5 | 1 | 0.5 | 0 | 7694.27 | 0 | 5528.08 | 0 | 24418.63 | 0 | 4387.08 | 0 | 571.65 | 0 | 308.42 | 0 | 1192.9 | 0 | 244.76 | 718.03
1337 | 1.5 | 1411.34 | 660 | 131.35 | 2202.69 | 740.21 | 444.13 | 11547.34 | 3387.03 | 14490.24 | 190.84 | 27098.54 | 1928.77 | 2398.5 | 11070 | 11070 | 61.5 | 24569.25 | 288.33 | 17.36 | -62.79 | 5.33 | 20 | 9.75 | 0 | 0.5 | 0.5 | 1 | 0.5 | 0 | 4955.6 | 0 | 2825.56 | 0 | 16228.43 | 0 | 3088.95 | 0 | 368.18 | 0 | 157.64 | 0 | 792.79 | 0 | 172.34 | 437.82
1338 | 0.6 | 1411.34 | 660 | 131.35 | 2202.69 | 740.21 | 444.13 | 11547.34 | 3387.03 | 14490.24 | 190.84 | 5257.28 | 409.55 | 2398.5 | 11070 | 11070 | 61.5 | 24569.25 | 281.11 | 10.13 | -65.27 | 2.85 | 20 | 36.43 | 0 | 0.5 | 0.5 | 1 | 0.5 | 0 | 1277.54 | 0 | 728.42 | 0 | 2429.56 | 0 | 821.75 | 0 | 94.92 | 0 | 40.64 | 0 | 118.69 | 0 | 45.85 | 109.46
1339 | 0 | 1411.34 | 660 | 131.35 | 2202.69 | 740.21 | 444.13 | 11547.34 | 3387.03 | 14490.24 | 190.84 | 0 | 0 | 2398.5 | 11070 | 11070 | 61.5 | 24569.25 | 279.02 | 8.04 | -66.25 | 1.87 | 20 | 44.13 | 0 | 0.5 | 0.5 | 1 | 0.5 | 0 | 0 | 0 | 0 | 0 | 0 | 0 | 0 | 0 | 0 | 0 | 0 | 0 | 0 | 0 | 0 | 0
1340 | -0.4 | 1411.34 | 660 | 131.35 | 2202.69 | 740.21 | 444.13 | 11547.34 | 3387.03 | 14490.24 | 190.84 | 0 | 0 | 2398.5 | 11070 | 11070 | 61.5 | 24569.25 | 278.65 | 7.68 | -66.64 | 1.47 | 20 | 45.48 | 0 | 0.5 | 0.5 | 1 | 0.5 | 0 | 0 | 0 | 0 | 0 | 0 | 0 | 0 | 0 | 0 | 0 | 0 | 0 | 0 | 0 | 0 | 0
1341 | -0.9 | 1411.34 | 660 | 131.35 | 2202.69 | 740.21 | 444.13 | 11547.34 | 3387.03 | 14490.24 | 190.84 | 0 | 0 | 2398.5 | 11070 | 11070 | 61.5 | 24569.25 | 278.19 | 7.22 | -67.13 | 0.98 | 20 | 47.17 | 0 | 0.5 | 0.5 | 1 | 0.5 | 0 | 0 | 0 | 0 | 0 | 0 | 0 | 0 | 0 | 0 | 0 | 0 | 0 | 0 | 0 | 0 | 0
1342 | -0.9 | 1411.34 | 660 | 131.35 | 2202.69 | 740.21 | 444.13 | 11547.34 | 3387.03 | 14490.24 | 190.84 | 0 | 0 | 2398.5 | 11070 | 11070 | 61.5 | 24569.25 | 278.19 | 7.22 | -67.13 | 0.98 | 20 | 47.17 | 0 | 0.5 | 0.5 | 1 | 0.5 | 0 | 0 | 0 | 0 | 0 | 0 | 0 | 0 | 0 | 0 | 0 | 0 | 0 | 0 | 0 | 0 | 0
1343 | -1.7 | 1411.34 | 660 | 131.35 | 2202.69 | 740.21 | 444.13 | 11547.34 | 3387.03 | 14490.24 | 190.84 | 0 | 0 | 2398.5 | 11070 | 11070 | 61.5 | 24569.25 | 277.46 | 6.48 | -67.92 | 0.19 | 20 | 49.88 | 0 | 0.5 | 0.5 | 1 | 0.5 | 0 | 0 | 0 | 0 | 0 | 0 | 0 | 0 | 0 | 0 | 0 | 0 | 0 | 0 | 0 | 0 | 0
1344 | -1.5 | 1411.34 | 660 | 131.35 | 2202.69 | 740.21 | 444.13 | 11547.34 | 3387.03 | 14490.24 | 190.84 | 0 | 0 | 2398.5 | 11070 | 11070 | 61.5 | 24569.25 | 277.64 | 6.67 | -67.73 | 0.39 | 20 | 49.21 | 0 | 0.5 | 0.5 | 1 | 0.5 | 0 | 0 | 0 | 0 | 0 | 0 | 0 | 0 | 0 | 0 | 0 | 0 | 0 | 0 | 0 | 0 | 0
1345 | -0.9 | 1411.34 | 660 | 131.35 | 2202.69 | 740.21 | 444.13 | 11547.34 | 3387.03 | 14490.24 | 190.84 | 0 | 0 | 2398.5 | 2214 | 2214 | 61.5 | 6857.25 | 273.39 | 2.42 | -68.34 | -0.23 | 20 | 64.89 | 0 | 0.5 | 0.1 | 0.5 | 0.5 | 0 | 0 | 0 | 0 | 0 | 0 | 0 | 0 | 0 | 0 | 0 | 0 | 0 | 0 | 0 | 0 | 0
1346 | -0.6 | 1411.34 | 660 | 131.35 | 2202.69 | 740.21 | 444.13 | 11547.34 | 3387.03 | 14490.24 | 190.84 | 0 | 0 | 2398.5 | 2214 | 2214 | 61.5 | 6857.25 | 273.67 | 2.69 | -68.04 | 0.07 | 20 | 63.87 | 0 | 0.5 | 0.1 | 0.5 | 0.5 | 0 | 0 | 0 | 0 | 0 | 0 | 0 | 0 | 0 | 0 | 0 | 0 | 0 | 0 | 0 | 0 | 0
1347 | -1.2 | 1411.34 | 660 | 131.35 | 2202.69 | 740.21 | 444.13 | 11547.34 | 3387.03 | 14490.24 | 190.84 | 0 | 0 | 2398.5 | 2214 | 2214 | 61.5 | 6857.25 | 273.12 | 2.14 | -68.64 | -0.52 | 20 | 65.9 | 0 | 0.5 | 0.1 | 0.5 | 0.5 | 0 | 0 | 0 | 0 | 0 | 0 | 0 | 0 | 0 | 0 | 0 | 0 | 0 | 0 | 0 | 0 | 0
1348 | -1.5 | 1411.34 | 660 | 131.35 | 2202.69 | 740.21 | 444.13 | 11547.34 | 3387.03 | 14490.24 | 190.84 | 0 | 0 | 2398.5 | 2214 | 2214 | 61.5 | 6857.25 | 272.84 | 1.87 | -68.93 | -0.82 | 20 | 66.92 | 0 | 0.5 | 0.1 | 0.5 | 0.5 | 0 | 0 | 0 | 0 | 0 | 0 | 0 | 0 | 0 | 0 | 0 | 0 | 0 | 0 | 0 | 0 | 0
1349 | -1 | 1411.34 | 660 | 131.35 | 2202.69 | 740.21 | 444.13 | 11547.34 | 3387.03 | 14490.24 | 190.84 | 0 | 0 | 2398.5 | 2214 | 2214 | 61.5 | 6857.25 | 273.3 | 2.33 | -68.44 | -0.32 | 20 | 65.22 | 0 | 0.5 | 0.1 | 0.5 | 0.5 | 0 | 0 | 0 | 0 | 0 | 0 | 0 | 0 | 0 | 0 | 0 | 0 | 0 | 0 | 0 | 0 | 0
1350 | -1.3 | 1411.34 | 660 | 131.35 | 2202.69 | 740.21 | 444.13 | 11547.34 | 3387.03 | 14490.24 | 190.84 | 0 | 0 | 2398.5 | 2214 | 2214 | 61.5 | 6857.25 | 273.03 | 2.05 | -68.74 | -0.62 | 20 | 66.24 | 0 | 0.5 | 0.1 | 0.5 | 0.5 | 0 | 0 | 0 | 0 | 0 | 0 | 0 | 0 | 0 | 0 | 0 | 0 | 0 | 0 | 0 | 0 | 0
1351 | -1.4 | 1411.34 | 660 | 131.35 | 2202.69 | 740.21 | 444.13 | 11547.34 | 3387.03 | 14490.24 | 190.84 | 0 | 0 | 2398.5 | 2214 | 2214 | 61.5 | 6857.25 | 272.93 | 1.96 | -68.83 | -0.72 | 20 | 66.58 | 0 | 0.5 | 0.1 | 0.5 | 0.5 | 0 | 0 | 0 | 0 | 0 | 0 | 0 | 0 | 0 | 0 | 0 | 0 | 0 | 0 | 0 | 0 | 0
1352 | -0.4 | 1411.34 | 660 | 131.35 | 2202.69 | 740.21 | 177.65 | 11280.86 | 3120.55 | 14223.76 | 190.84 | 549.17 | 45.24 | 959.4 | 4428 | 4428 | 24.6 | 9827.7 | 294.33 | 4.28 | -68.85 | 0.53 | 20 | 54.19 | 0 | 0.2 | 0.2 | 1 | 0.2 | 0 | 158.09 | 0 | 90.14 | 0 | 210.79 | 0 | 90.14 | 0 | 11.75 | 0 | 5.03 | 0 | 10.3 | 0 | 5.03 | 13.13
1353 | 0.7 | 1411.34 | 660 | 131.35 | 2202.69 | 740.21 | 177.65 | 11280.86 | 3120.55 | 14223.76 | 190.84 | 11474.12 | 844.59 | 959.4 | 4428 | 4428 | 24.6 | 9827.7 | 298.73 | 8.68 | -66.95 | 2.43 | 20 | 39.03 | 0 | 0.2 | 0.2 | 1 | 0.2 | 0 | 4435.52 | 0 | 4289.52 | 0 | 1925.62 | 0 | 823.46 | 0 | 329.54 | 0 | 239.32 | 0 | 94.07 | 0 | 45.94 | 135.72
1354 | 2.8 | 1411.34 | 660 | 131.35 | 2202.69 | 740.21 | 177.65 | 11280.86 | 3120.55 | 14223.76 | 190.84 | 37630.59 | 2858.18 | 959.4 | 4428 | 4428 | 24.6 | 9827.7 | 308.8 | 18.75 | -62.92 | 6.45 | 20 | 4.31 | 0 | 0.2 | 0.2 | 1 | 0.2 | 0 | 11071.72 | 0 | 15300.83 | 0 | 7885.82 | 0 | 3372.22 | 0 | 822.58 | 0 | 853.65 | 0 | 385.24 | 0 | 188.14 | 608.57
1355 | 4.3 | 1411.34 | 660 | 131.35 | 2202.69 | 740.21 | 177.65 | 11280.86 | 3120.55 | 14223.76 | 190.84 | 75949.69 | 5888.61 | 959.4 | 4428 | 4428 | 24.6 | 9827.7 | 322.15 | 32.1 | -58.57 | 10.8 | 23.9 | 0 | 0 | 0.2 | 0.2 | 1 | 0.2 | 0 | 8364.54 | 0 | 53001.31 | 0 | 10215.41 | 0 | 4368.43 | 0 | 621.45 | 0 | 2957 | 0 | 499.04 | 0 | 243.72 | 1567.4
1356 | 5.3 | 1411.34 | 660 | 131.35 | 2202.69 | 740.21 | 177.65 | 11280.86 | 3120.55 | 14223.76 | 190.84 | 48983.25 | 7172.57 | 959.4 | 4428 | 4428 | 24.6 | 9827.7 | 315.76 | 25.71 | -59.37 | 10.01 | 23.9 | 0 | 0 | 0.2 | 0.2 | 1 | 0.2 | 0 | 4766.91 | 0 | 23065.3 | 0 | 18433.06 | 0 | 2717.98 | 0 | 708.32 | 0 | 2573.68 | 0 | 1800.98 | 0 | 303.28 | 1786.31
1357 | 2.1 | 1411.34 | 660 | 131.35 | 2202.69 | 740.21 | 177.65 | 11280.86 | 3120.55 | 14223.76 | 190.84 | 26839.51 | 4073.69 | 959.4 | 4428 | 4428 | 24.6 | 9827.7 | 305.54 | 15.49 | -64.28 | 5.1 | 20 | 15.54 | 0 | 0.2 | 0.2 | 1 | 0.2 | 0 | 5341.44 | 0 | 6549.09 | 0 | 11903.41 | 0 | 3045.56 | 0 | 793.69 | 0 | 730.76 | 0 | 1163.01 | 0 | 339.83 | 1046.4
1358 | 2.6 | 1411.34 | 660 | 131.35 | 2202.69 | 740.21 | 177.65 | 11280.86 | 3120.55 | 14223.76 | 190.84 | 16520.99 | 1353.15 | 959.4 | 4428 | 4428 | 24.6 | 9827.7 | 302.06 | 12.01 | -64.69 | 4.69 | 20 | 27.55 | 0 | 0.2 | 0.2 | 1 | 0.2 | 0 | 4671.38 | 0 | 2747.18 | 0 | 6438.93 | 0 | 2663.5 | 0 | 347.06 | 0 | 153.27 | 0 | 314.55 | 0 | 148.6 | 389.66
1359 | 3.8 | 1411.34 | 660 | 131.35 | 2202.69 | 740.21 | 177.65 | 11280.86 | 3120.55 | 14223.76 | 190.84 | 141206.37 | 9111.55 | 959.4 | 4428 | 4428 | 24.6 | 9827.7 | 341.56 | 51.51 | -54.32 | 15.06 | 23.9 | 0 | 0 | 0.2 | 0.2 | 1 | 0.2 | 0 | 9097.61 | 0 | 24256.27 | 0 | 102665.25 | 0 | 5187.24 | 0 | 675.91 | 0 | 1353.28 | 0 | 5015.39 | 0 | 289.4 | 1777.56
1360 | 2.7 | 1411.34 | 660 | 131.35 | 2202.69 | 740.21 | 177.65 | 11280.86 | 3120.55 | 14223.76 | 190.84 | 20283.15 | 2948.7 | 959.4 | 4428 | 4428 | 24.6 | 9827.7 | 303.86 | 13.81 | -64.22 | 5.16 | 20 | 21.35 | 0 | 0.2 | 0.2 | 1 | 0.2 | 0 | 3821.32 | 0 | 2693.09 | 0 | 11589.92 | 0 | 2178.82 | 0 | 567.81 | 0 | 300.5 | 0 | 1132.38 | 0 | 243.12 | 704.89
1361 | 3.2 | 1411.34 | 660 | 131.35 | 2202.69 | 740.21 | 177.65 | 11280.86 | 3120.55 | 14223.76 | 190.84 | 101012.28 | 5993.31 | 959.4 | 4428 | 4428 | 24.6 | 9827.7 | 328.45 | 38.4 | -57.91 | 11.46 | 23.9 | 0 | 0 | 0.2 | 0.2 | 1 | 0.2 | 0 | 5800.19 | 0 | 3307.12 | 0 | 86318.38 | 0 | 5586.59 | 0 | 430.93 | 0 | 184.51 | 0 | 4216.82 | 0 | 311.68 | 849.38
1362 | 2 | 1411.34 | 660 | 131.35 | 2202.69 | 740.21 | 444.13 | 11547.34 | 3387.03 | 14490.24 | 190.84 | 34573 | 3815.62 | 2398.5 | 11070 | 11070 | 61.5 | 24569.25 | 291.38 | 20.4 | -61.66 | 6.46 | 20.4 | 0 | 0 | 0.5 | 0.5 | 1 | 0.5 | 0 | 1312.11 | 0 | 748.13 | 0 | 28300.56 | 0 | 4212.2 | 0 | 194.97 | 0 | 83.48 | 0 | 2765.07 | 0 | 470.01 | 302.1
1363 | 1.1 | 1411.34 | 660 | 131.35 | 2202.69 | 740.21 | 444.13 | 11547.34 | 3387.03 | 14490.24 | 190.84 | 0 | 0 | 2398.5 | 11070 | 11070 | 61.5 | 24569.25 | 280.04 | 9.06 | -65.16 | 2.95 | 20 | 40.35 | 0 | 0.5 | 0.5 | 1 | 0.5 | 0 | 0 | 0 | 0 | 0 | 0 | 0 | 0 | 0 | 0 | 0 | 0 | 0 | 0 | 0 | 0 | 0
1364 | 0.5 | 1411.34 | 660 | 131.35 | 2202.69 | 740.21 | 444.13 | 11547.34 | 3387.03 | 14490.24 | 190.84 | 0 | 0 | 2398.5 | 11070 | 11070 | 61.5 | 24569.25 | 279.48 | 8.5 | -65.75 | 2.36 | 20 | 42.43 | 0 | 0.5 | 0.5 | 1 | 0.5 | 0 | 0 | 0 | 0 | 0 | 0 | 0 | 0 | 0 | 0 | 0 | 0 | 0 | 0 | 0 | 0 | 0
1365 | 0.4 | 1411.34 | 660 | 131.35 | 2202.69 | 740.21 | 444.13 | 11547.34 | 3387.03 | 14490.24 | 190.84 | 0 | 0 | 2398.5 | 11070 | 11070 | 61.5 | 24569.25 | 279.39 | 8.41 | -65.85 | 2.26 | 20 | 42.77 | 0 | 0.5 | 0.5 | 1 | 0.5 | 0 | 0 | 0 | 0 | 0 | 0 | 0 | 0 | 0 | 0 | 0 | 0 | 0 | 0 | 0 | 0 | 0
1366 | -0.3 | 1411.34 | 660 | 131.35 | 2202.69 | 740.21 | 444.13 | 11547.34 | 3387.03 | 14490.24 | 190.84 | 0 | 0 | 2398.5 | 11070 | 11070 | 61.5 | 24569.25 | 278.74 | 7.77 | -66.54 | 1.57 | 20 | 45.14 | 0 | 0.5 | 0.5 | 1 | 0.5 | 0 | 0 | 0 | 0 | 0 | 0 | 0 | 0 | 0 | 0 | 0 | 0 | 0 | 0 | 0 | 0 | 0
1367 | -0.4 | 1411.34 | 660 | 131.35 | 2202.69 | 740.21 | 444.13 | 11547.34 | 3387.03 | 14490.24 | 190.84 | 0 | 0 | 2398.5 | 11070 | 11070 | 61.5 | 24569.25 | 278.65 | 7.68 | -66.64 | 1.47 | 20 | 45.48 | 0 | 0.5 | 0.5 | 1 | 0.5 | 0 | 0 | 0 | 0 | 0 | 0 | 0 | 0 | 0 | 0 | 0 | 0 | 0 | 0 | 0 | 0 | 0
1368 | -0.6 | 1411.34 | 660 | 131.35 | 2202.69 | 740.21 | 444.13 | 11547.34 | 3387.03 | 14490.24 | 190.84 | 0 | 0 | 2398.5 | 11070 | 11070 | 61.5 | 24569.25 | 278.47 | 7.49 | -66.84 | 1.28 | 20 | 46.16 | 0 | 0.5 | 0.5 | 1 | 0.5 | 0 | 0 | 0 | 0 | 0 | 0 | 0 | 0 | 0 | 0 | 0 | 0 | 0 | 0 | 0 | 0 | 0
1369 | -0.4 | 1411.34 | 660 | 131.35 | 2202.69 | 740.21 | 444.13 | 11547.34 | 3387.03 | 14490.24 | 190.84 | 0 | 0 | 2398.5 | 2214 | 2214 | 61.5 | 6857.25 | 273.85 | 2.88 | -67.85 | 0.27 | 20 | 63.19 | 0 | 0.5 | 0.1 | 0.5 | 0.5 | 0 | 0 | 0 | 0 | 0 | 0 | 0 | 0 | 0 | 0 | 0 | 0 | 0 | 0 | 0 | 0 | 0
1370 | -0.2 | 1411.34 | 660 | 131.35 | 2202.69 | 740.21 | 444.13 | 11547.34 | 3387.03 | 14490.24 | 190.84 | 0 | 0 | 2398.5 | 2214 | 2214 | 61.5 | 6857.25 | 274.04 | 3.06 | -67.65 | 0.46 | 20 | 62.51 | 0 | 0.5 | 0.1 | 0.5 | 0.5 | 0 | 0 | 0 | 0 | 0 | 0 | 0 | 0 | 0 | 0 | 0 | 0 | 0 | 0 | 0 | 0 | 0
1371 | -1.1 | 1411.34 | 660 | 131.35 | 2202.69 | 740.21 | 444.13 | 11547.34 | 3387.03 | 14490.24 | 190.84 | 0 | 0 | 2398.5 | 2214 | 2214 | 61.5 | 6857.25 | 273.21 | 2.23 | -68.54 | -0.42 | 20 | 65.56 | 0 | 0.5 | 0.1 | 0.5 | 0.5 | 0 | 0 | 0 | 0 | 0 | 0 | 0 | 0 | 0 | 0 | 0 | 0 | 0 | 0 | 0 | 0 | 0
1372 | -1.8 | 1411.34 | 660 | 131.35 | 2202.69 | 740.21 | 444.13 | 11547.34 | 3387.03 | 14490.24 | 190.84 | 0 | 0 | 2398.5 | 2214 | 2214 | 61.5 | 6857.25 | 272.57 | 1.59 | -69.23 | -1.11 | 20 | 67.93 | 0 | 0.5 | 0.1 | 0.5 | 0.5 | 0 | 0 | 0 | 0 | 0 | 0 | 0 | 0 | 0 | 0 | 0 | 0 | 0 | 0 | 0 | 0 | 0
1373 | -2.2 | 1411.34 | 660 | 131.35 | 2202.69 | 740.21 | 444.13 | 11547.34 | 3387.03 | 14490.24 | 190.84 | 0 | 0 | 2398.5 | 2214 | 2214 | 61.5 | 6857.25 | 272.2 | 1.22 | -69.62 | -1.51 | 20 | 69.29 | 0 | 0.5 | 0.1 | 0.5 | 0.5 | 0 | 0 | 0 | 0 | 0 | 0 | 0 | 0 | 0 | 0 | 0 | 0 | 0 | 0 | 0 | 0 | 0
1374 | -2.1 | 1411.34 | 660 | 131.35 | 2202.69 | 740.21 | 444.13 | 11547.34 | 3387.03 | 14490.24 | 190.84 | 0 | 0 | 2398.5 | 2214 | 2214 | 61.5 | 6857.25 | 272.29 | 1.32 | -69.53 | -1.41 | 20 | 68.95 | 0 | 0.5 | 0.1 | 0.5 | 0.5 | 0 | 0 | 0 | 0 | 0 | 0 | 0 | 0 | 0 | 0 | 0 | 0 | 0 | 0 | 0 | 0 | 0
1375 | -1.6 | 1411.34 | 660 | 131.35 | 2202.69 | 740.21 | 444.13 | 11547.34 | 3387.03 | 14490.24 | 190.84 | 0 | 0 | 2398.5 | 2214 | 2214 | 61.5 | 6857.25 | 272.75 | 1.78 | -69.03 | -0.92 | 20 | 67.26 | 0 | 0.5 | 0.1 | 0.5 | 0.5 | 0 | 0 | 0 | 0 | 0 | 0 | 0 | 0 | 0 | 0 | 0 | 0 | 0 | 0 | 0 | 0 | 0
1376 | -1.8 | 1411.34 | 660 | 131.35 | 2202.69 | 740.21 | 177.65 | 11280.86 | 3120.55 | 14223.76 | 190.84 | 549.17 | 45.24 | 959.4 | 4428 | 4428 | 24.6 | 9827.7 | 293.06 | 3.01 | -70.23 | -0.85 | 20 | 58.56 | 0 | 0.2 | 0.2 | 1 | 0.2 | 0 | 158.09 | 0 | 90.14 | 0 | 210.79 | 0 | 90.14 | 0 | 11.75 | 0 | 5.03 | 0 | 10.3 | 0 | 5.03 | 13.13
1377 | -1.6 | 1411.34 | 660 | 131.35 | 2202.69 | 740.21 | 177.65 | 11280.86 | 3120.55 | 14223.76 | 190.84 | 24703.48 | 1756.89 | 959.4 | 4428 | 4428 | 24.6 | 9827.7 | 300.75 | 10.7 | -68.24 | 1.14 | 20 | 32.07 | 0 | 0.2 | 0.2 | 1 | 0.2 | 0 | 10306.26 | 0 | 10727.64 | 0 | 2570.4 | 0 | 1099.18 | 0 | 765.71 | 0 | 598.51 | 0 | 125.57 | 0 | 61.32 | 205.78
1378 | -1.1 | 1411.34 | 660 | 131.35 | 2202.69 | 740.21 | 177.65 | 11280.86 | 3120.55 | 14223.76 | 190.84 | 22657.06 | 1769.45 | 959.4 | 4428 | 4428 | 24.6 | 9827.7 | 300.61 | 10.56 | -67.88 | 1.49 | 20 | 32.54 | 0 | 0.2 | 0.2 | 1 | 0.2 | 0 | 6636.36 | 0 | 7358.9 | 0 | 6067.25 | 0 | 2594.55 | 0 | 493.05 | 0 | 410.56 | 0 | 296.4 | 0 | 144.75 | 424.69
1379 | -1.1 | 1411.34 | 660 | 131.35 | 2202.69 | 740.21 | 177.65 | 11280.86 | 3120.55 | 14223.76 | 190.84 | 19469.19 | 1586.75 | 959.4 | 4428 | 4428 | 24.6 | 9827.7 | 299.63 | 9.58 | -68.12 | 1.26 | 20 | 35.91 | 0 | 0.2 | 0.2 | 1 | 0.2 | 0 | 5341.74 | 0 | 3993.41 | 0 | 7098.51 | 0 | 3035.55 | 0 | 396.87 | 0 | 222.8 | 0 | 346.78 | 0 | 169.36 | 450.96
1380 | -0.7 | 1411.34 | 660 | 131.35 | 2202.69 | 740.21 | 177.65 | 11280.86 | 3120.55 | 14223.76 | 190.84 | 19878.22 | 1624.43 | 959.4 | 4428 | 4428 | 24.6 | 9827.7 | 300.12 | 10.07 | -67.69 | 1.68 | 20 | 34.22 | 0 | 0.2 | 0.2 | 1 | 0.2 | 0 | 5632.51 | 0 | 3408.19 | 0 | 7626 | 0 | 3211.52 | 0 | 418.47 | 0 | 190.15 | 0 | 372.54 | 0 | 179.17 | 464.09
1381 | -0.2 | 1411.34 | 660 | 131.35 | 2202.69 | 740.21 | 177.65 | 11280.86 | 3120.55 | 14223.76 | 190.84 | 22024.02 | 1796.87 | 959.4 | 4428 | 4428 | 24.6 | 9827.7 | 301.25 | 11.2 | -67.04 | 2.34 | 20 | 30.34 | 0 | 0.2 | 0.2 | 1 | 0.2 | 0 | 6219.86 | 0 | 3723.34 | 0 | 8534.4 | 0 | 3546.41 | 0 | 462.11 | 0 | 207.73 | 0 | 416.92 | 0 | 197.86 | 512.25
1382 | 0.1 | 1411.34 | 660 | 131.35 | 2202.69 | 740.21 | 177.65 | 11280.86 | 3120.55 | 14223.76 | 190.84 | 22473.29 | 1830.77 | 959.4 | 4428 | 4428 | 24.6 | 9827.7 | 301.66 | 11.61 | -66.71 | 2.67 | 20 | 28.92 | 0 | 0.2 | 0.2 | 1 | 0.2 | 0 | 6322.2 | 0 | 3750.21 | 0 | 8796.11 | 0 | 3604.76 | 0 | 469.71 | 0 | 209.23 | 0 | 429.71 | 0 | 201.11 | 521.01
1383 | 0.4 | 1411.34 | 660 | 131.35 | 2202.69 | 740.21 | 177.65 | 11280.86 | 3120.55 | 14223.76 | 190.84 | 22652.84 | 1839.52 | 959.4 | 4428 | 4428 | 24.6 | 9827.7 | 301.99 | 11.94 | -66.4 | 2.97 | 20 | 27.8 | 0 | 0.2 | 0.2 | 1 | 0.2 | 0 | 6327.57 | 0 | 3724.34 | 0 | 8993.11 | 0 | 3607.83 | 0 | 470.11 | 0 | 207.78 | 0 | 439.33 | 0 | 201.28 | 521.01
1384 | 0.5 | 1411.34 | 660 | 131.35 | 2202.69 | 740.21 | 177.65 | 11280.86 | 3120.55 | 14223.76 | 190.84 | 17467.15 | 1418.18 | 959.4 | 4428 | 4428 | 24.6 | 9827.7 | 300.45 | 10.4 | -66.69 | 2.68 | 20 | 33.09 | 0 | 0.2 | 0.2 | 1 | 0.2 | 0 | 4849.7 | 0 | 2809.97 | 0 | 7042.31 | 0 | 2765.18 | 0 | 360.31 | 0 | 156.77 | 0 | 344.03 | 0 | 154.27 | 402.8
1385 | 0.8 | 1411.34 | 660 | 131.35 | 2202.69 | 740.21 | 177.65 | 11280.86 | 3120.55 | 14223.76 | 190.84 | 26260.83 | 1889.59 | 959.4 | 4428 | 4428 | 24.6 | 9827.7 | 303.41 | 13.36 | -65.75 | 3.62 | 20 | 22.89 | 0 | 0.2 | 0.2 | 1 | 0.2 | 0 | 5007.81 | 0 | 2855.33 | 0 | 15278.55 | 0 | 3119.14 | 0 | 372.06 | 0 | 159.3 | 0 | 746.39 | 0 | 174.02 | 437.82
1386 | 0.4 | 1411.34 | 660 | 131.35 | 2202.69 | 740.21 | 444.13 | 11547.34 | 3387.03 | 14490.24 | 190.84 | 1461.97 | 119.9 | 2398.5 | 11070 | 11070 | 61.5 | 24569.25 | 279.82 | 8.84 | -65.74 | 2.37 | 20 | 41.19 | 0 | 0.5 | 0.5 | 1 | 0.5 | 0 | 401.66 | 0 | 229.02 | 0 | 594.47 | 0 | 236.82 | 0 | 29.84 | 0 | 12.78 | 0 | 29.04 | 0 | 13.21 | 35.03
1387 | 0 | 1411.34 | 660 | 131.35 | 2202.69 | 740.21 | 444.13 | 11547.34 | 3387.03 | 14490.24 | 190.84 | 0 | 0 | 2398.5 | 11070 | 11070 | 61.5 | 24569.25 | 279.02 | 8.04 | -66.25 | 1.87 | 20 | 44.13 | 0 | 0.5 | 0.5 | 1 | 0.5 | 0 | 0 | 0 | 0 | 0 | 0 | 0 | 0 | 0 | 0 | 0 | 0 | 0 | 0 | 0 | 0 | 0
1388 | -0.9 | 1411.34 | 660 | 131.35 | 2202.69 | 740.21 | 444.13 | 11547.34 | 3387.03 | 14490.24 | 190.84 | 0 | 0 | 2398.5 | 11070 | 11070 | 61.5 | 24569.25 | 278.19 | 7.22 | -67.13 | 0.98 | 20 | 47.17 | 0 | 0.5 | 0.5 | 1 | 0.5 | 0 | 0 | 0 | 0 | 0 | 0 | 0 | 0 | 0 | 0 | 0 | 0 | 0 | 0 | 0 | 0 | 0
1389 | -1.9 | 1411.34 | 660 | 131.35 | 2202.69 | 740.21 | 444.13 | 11547.34 | 3387.03 | 14490.24 | 190.84 | 0 | 0 | 2398.5 | 11070 | 11070 | 61.5 | 24569.25 | 277.28 | 6.3 | -68.12 | -0.01 | 20 | 50.56 | 0 | 0.5 | 0.5 | 1 | 0.5 | 0 | 0 | 0 | 0 | 0 | 0 | 0 | 0 | 0 | 0 | 0 | 0 | 0 | 0 | 0 | 0 | 0
1390 | -2.6 | 1411.34 | 660 | 131.35 | 2202.69 | 740.21 | 444.13 | 11547.34 | 3387.03 | 14490.24 | 190.84 | 0 | 0 | 2398.5 | 11070 | 11070 | 61.5 | 24569.25 | 276.63 | 5.66 | -68.81 | -0.7 | 20 | 52.93 | 0 | 0.5 | 0.5 | 1 | 0.5 | 0 | 0 | 0 | 0 | 0 | 0 | 0 | 0 | 0 | 0 | 0 | 0 | 0 | 0 | 0 | 0 | 0
1391 | -4.1 | 1411.34 | 660 | 131.35 | 2202.69 | 740.21 | 444.13 | 11547.34 | 3387.03 | 14490.24 | 190.84 | 0 | 0 | 2398.5 | 11070 | 11070 | 61.5 | 24569.25 | 275.26 | 4.28 | -70.29 | -2.18 | 20 | 58.01 | 0 | 0.5 | 0.5 | 1 | 0.5 | 0 | 0 | 0 | 0 | 0 | 0 | 0 | 0 | 0 | 0 | 0 | 0 | 0 | 0 | 0 | 0 | 0
1392 | -3.6 | 1411.34 | 660 | 131.35 | 2202.69 | 740.21 | 444.13 | 11547.34 | 3387.03 | 14490.24 | 190.84 | 0 | 0 | 2398.5 | 11070 | 11070 | 61.5 | 24569.25 | 275.72 | 4.74 | -69.8 | -1.68 | 20 | 56.32 | 0 | 0.5 | 0.5 | 1 | 0.5 | 0 | 0 | 0 | 0 | 0 | 0 | 0 | 0 | 0 | 0 | 0 | 0 | 0 | 0 | 0 | 0 | 0
1393 | -3.9 | 1411.34 | 660 | 131.35 | 2202.69 | 740.21 | 444.13 | 11547.34 | 3387.03 | 14490.24 | 190.84 | 0 | 0 | 2398.5 | 2214 | 2214 | 61.5 | 6857.25 | 270.64 | -0.34 | -71.3 | -3.19 | 20 | 75.05 | 0 | 0.5 | 0.1 | 0.5 | 0.5 | 0 | 0 | 0 | 0 | 0 | 0 | 0 | 0 | 0 | 0 | 0 | 0 | 0 | 0 | 0 | 0 | 0
1394 | -4.5 | 1411.34 | 660 | 131.35 | 2202.69 | 740.21 | 444.13 | 11547.34 | 3387.03 | 14490.24 | 190.84 | 0 | 0 | 2398.5 | 2214 | 2214 | 61.5 | 6857.25 | 270.09 | -0.89 | -71.89 | -3.78 | 20 | 77.08 | 0 | 0.5 | 0.1 | 0.5 | 0.5 | 0 | 0 | 0 | 0 | 0 | 0 | 0 | 0 | 0 | 0 | 0 | 0 | 0 | 0 | 0 | 0 | 0
1395 | -4.9 | 1411.34 | 660 | 131.35 | 2202.69 | 740.21 | 444.13 | 11547.34 | 3387.03 | 14490.24 | 190.84 | 0 | 0 | 2398.5 | 2214 | 2214 | 61.5 | 6857.25 | 269.72 | -1.25 | -72.29 | -4.17 | 20 | 78.43 | 0 | 0.5 | 0.1 | 0.5 | 0.5 | 0 | 0 | 0 | 0 | 0 | 0 | 0 | 0 | 0 | 0 | 0 | 0 | 0 | 0 | 0 | 0 | 0
1396 | -5.4 | 1411.34 | 660 | 131.35 | 2202.69 | 740.21 | 444.13 | 11547.34 | 3387.03 | 14490.24 | 190.84 | 0 | 0 | 2398.5 | 2214 | 2214 | 61.5 | 6857.25 | 269.26 | -1.71 | -72.78 | -4.67 | 20 | 80.13 | 0 | 0.5 | 0.1 | 0.5 | 0.5 | 0 | 0 | 0 | 0 | 0 | 0 | 0 | 0 | 0 | 0 | 0 | 0 | 0 | 0 | 0 | 0 | 0
1397 | -6.5 | 1411.34 | 660 | 131.35 | 2202.69 | 740.21 | 444.13 | 11547.34 | 3387.03 | 14490.24 | 190.84 | 0 | 0 | 2398.5 | 2214 | 2214 | 61.5 | 6857.25 | 268.25 | -2.72 | -73.87 | -5.75 | 20 | 83.85 | 0 | 0.5 | 0.1 | 0.5 | 0.5 | 0 | 0 | 0 | 0 | 0 | 0 | 0 | 0 | 0 | 0 | 0 | 0 | 0 | 0 | 0 | 0 | 0
1398 | -6.9 | 1411.34 | 660 | 131.35 | 2202.69 | 740.21 | 444.13 | 11547.34 | 3387.03 | 14490.24 | 190.84 | 0 | 0 | 2398.5 | 2214 | 2214 | 61.5 | 6857.25 | 267.89 | -3.09 | -74.26 | -6.15 | 20 | 85.21 | 0 | 0.5 | 0.1 | 0.5 | 0.5 | 0 | 0 | 0 | 0 | 0 | 0 | 0 | 0 | 0 | 0 | 0 | 0 | 0 | 0 | 0 | 0 | 0
1399 | -7.4 | 1411.34 | 660 | 131.35 | 2202.69 | 740.21 | 444.13 | 11547.34 | 3387.03 | 14490.24 | 190.84 | 0 | 0 | 2398.5 | 2214 | 2214 | 61.5 | 6857.25 | 267.43 | -3.55 | -74.76 | -6.64 | 20 | 86.9 | 0 | 0.5 | 0.1 | 0.5 | 0.5 | 0 | 0 | 0 | 0 | 0 | 0 | 0 | 0 | 0 | 0 | 0 | 0 | 0 | 0 | 0 | 0 | 0
1400 | -7.1 | 1411.34 | 660 | 131.35 | 2202.69 | 740.21 | 177.65 | 11280.86 | 3120.55 | 14223.76 | 190.84 | 2017.89 | 166.12 | 959.4 | 4428 | 4428 | 24.6 | 9827.7 | 288.73 | -1.32 | -75.35 | -5.97 | 20 | 73.51 | 0 | 0.2 | 0.2 | 1 | 0.2 | 0 | 580.91 | 0 | 331.22 | 0 | 774.54 | 0 | 331.22 | 0 | 43.16 | 0 | 18.48 | 0 | 37.84 | 0 | 18.48 | 48.16
1401 | -3.7 | 1411.34 | 660 | 131.35 | 2202.69 | 740.21 | 177.65 | 11280.86 | 3120.55 | 14223.76 | 190.84 | 106860.81 | 7488.71 | 959.4 | 4428 | 4428 | 24.6 | 9827.7 | 324.34 | 34.29 | -64.21 | 5.16 | 23.9 | 0 | 0 | 0.2 | 0.2 | 1 | 0.2 | 0 | 48319.79 | 0 | 53596.74 | 0 | 3463.27 | 0 | 1481 | 0 | 3589.95 | 0 | 2990.22 | 0 | 169.19 | 0 | 82.63 | 656.73
1402 | -0.3 | 1411.34 | 660 | 131.35 | 2202.69 | 740.21 | 177.65 | 11280.86 | 3120.55 | 14223.76 | 190.84 | 45593.29 | 6723.7 | 959.4 | 4428 | 4428 | 24.6 | 9827.7 | 309.58 | 19.53 | -65.16 | 4.21 | 20 | 1.63 | 0 | 0.2 | 0.2 | 1 | 0.2 | 0 | 13812.79 | 0 | 26365.66 | 0 | 3792.88 | 0 | 1621.96 | 0 | 2052.46 | 0 | 2941.94 | 0 | 370.58 | 0 | 180.98 | 1177.74
1403 | 1.4 | 1411.34 | 660 | 131.35 | 2202.69 | 740.21 | 177.65 | 11280.86 | 3120.55 | 14223.76 | 190.84 | 90745.27 | 7099.54 | 959.4 | 4428 | 4428 | 24.6 | 9827.7 | 324.17 | 34.12 | -60.32 | 9.05 | 23.9 | 0 | 0 | 0.2 | 0.2 | 1 | 0.2 | 0 | 9592.15 | 0 | 65536.16 | 0 | 10939.06 | 0 | 4677.89 | 0 | 712.65 | 0 | 3656.33 | 0 | 534.39 | 0 | 260.98 | 1935.17
1404 | 1.9 | 1411.34 | 660 | 131.35 | 2202.69 | 740.21 | 177.65 | 11280.86 | 3120.55 | 14223.76 | 190.84 | 39731.72 | 5931.42 | 959.4 | 4428 | 4428 | 24.6 | 9827.7 | 309.64 | 19.59 | -63.45 | 5.92 | 20 | 1.41 | 0 | 0.2 | 0.2 | 1 | 0.2 | 0 | 5629.5 | 0 | 15931.97 | 0 | 14960.45 | 0 | 3209.8 | 0 | 836.49 | 0 | 1777.72 | 0 | 1461.69 | 0 | 358.16 | 1497.35
1405 | 2.6 | 1411.34 | 660 | 131.35 | 2202.69 | 740.21 | 177.65 | 11280.86 | 3120.55 | 14223.76 | 190.84 | 63628.58 | 4795.57 | 959.4 | 4428 | 4428 | 24.6 | 9827.7 | 316.72 | 26.67 | -61.18 | 8.19 | 23.9 | 0 | 0 | 0.2 | 0.2 | 1 | 0.2 | 0 | 11662.38 | 0 | 16434.39 | 0 | 28882.21 | 0 | 6649.6 | 0 | 866.46 | 0 | 916.89 | 0 | 1410.95 | 0 | 370.99 | 1230.28
1406 | 3.8 | 1411.34 | 660 | 131.35 | 2202.69 | 740.21 | 177.65 | 11280.86 | 3120.55 | 14223.76 | 190.84 | 54817.36 | 7572.18 | 959.4 | 4428 | 4428 | 24.6 | 9827.7 | 316.21 | 26.16 | -60.42 | 8.96 | 23.9 | 0 | 0 | 0.2 | 0.2 | 1 | 0.2 | 0 | 5854.58 | 0 | 13119.1 | 0 | 32505.55 | 0 | 3338.14 | 0 | 869.94 | 0 | 1463.86 | 0 | 3175.91 | 0 | 372.48 | 1689.99
1407 | 3.4 | 1411.34 | 660 | 131.35 | 2202.69 | 740.21 | 177.65 | 11280.86 | 3120.55 | 14223.76 | 190.84 | 30453.11 | 4422.96 | 959.4 | 4428 | 4428 | 24.6 | 9827.7 | 307.87 | 17.82 | -62.72 | 6.65 | 20 | 7.52 | 0 | 0.2 | 0.2 | 1 | 0.2 | 0 | 5247.12 | 0 | 5098.49 | 0 | 17115.72 | 0 | 2991.78 | 0 | 779.68 | 0 | 568.9 | 0 | 1672.27 | 0 | 333.83 | 1068.29
1408 | 4.2 | 1411.34 | 660 | 131.35 | 2202.69 | 740.21 | 177.65 | 11280.86 | 3120.55 | 14223.76 | 190.84 | 119837.13 | 7539.28 | 959.4 | 4428 | 4428 | 24.6 | 9827.7 | 335.27 | 45.22 | -55.51 | 13.86 | 23.9 | 0 | 0 | 0.2 | 0.2 | 1 | 0.2 | 0 | 8355.66 | 0 | 11200.69 | 0 | 95516.59 | 0 | 4764.19 | 0 | 620.79 | 0 | 624.9 | 0 | 4666.17 | 0 | 265.8 | 1361.63
1409 | 3.4 | 1411.34 | 660 | 131.35 | 2202.69 | 740.21 | 177.65 | 11280.86 | 3120.55 | 14223.76 | 190.84 | 38224.14 | 4729.04 | 959.4 | 4428 | 4428 | 24.6 | 9827.7 | 310.21 | 20.16 | -62.16 | 7.22 | 20.16 | 0 | 0 | 0.2 | 0.2 | 1 | 0.2 | 0 | 3244.94 | 0 | 1850.18 | 0 | 30433.86 | 0 | 2695.16 | 0 | 482.17 | 0 | 206.45 | 0 | 2973.5 | 0 | 300.73 | 766.19
1410 | 0.9 | 1411.34 | 660 | 131.35 | 2202.69 | 740.21 | 444.13 | 11547.34 | 3387.03 | 14490.24 | 190.84 | 6960.57 | 542.02 | 2398.5 | 11070 | 11070 | 61.5 | 24569.25 | 281.88 | 10.91 | -64.85 | 3.27 | 20 | 33.56 | 0 | 0.5 | 0.5 | 1 | 0.5 | 0 | 1697.48 | 0 | 967.86 | 0 | 3201.24 | 0 | 1093.99 | 0 | 126.11 | 0 | 54 | 0 | 156.39 | 0 | 61.04 | 144.48
1411 | -1.4 | 1411.34 | 660 | 131.35 | 2202.69 | 740.21 | 444.13 | 11547.34 | 3387.03 | 14490.24 | 190.84 | 0 | 0 | 2398.5 | 11070 | 11070 | 61.5 | 24569.25 | 277.73 | 6.76 | -67.63 | 0.49 | 20 | 48.87 | 0 | 0.5 | 0.5 | 1 | 0.5 | 0 | 0 | 0 | 0 | 0 | 0 | 0 | 0 | 0 | 0 | 0 | 0 | 0 | 0 | 0 | 0 | 0
1412 | -3 | 1411.34 | 660 | 131.35 | 2202.69 | 740.21 | 444.13 | 11547.34 | 3387.03 | 14490.24 | 190.84 | 0 | 0 | 2398.5 | 11070 | 11070 | 61.5 | 24569.25 | 276.27 | 5.29 | -69.21 | -1.09 | 20 | 54.29 | 0 | 0.5 | 0.5 | 1 | 0.5 | 0 | 0 | 0 | 0 | 0 | 0 | 0 | 0 | 0 | 0 | 0 | 0 | 0 | 0 | 0 | 0 | 0
1413 | -4.1 | 1411.34 | 660 | 131.35 | 2202.69 | 740.21 | 444.13 | 11547.34 | 3387.03 | 14490.24 | 190.84 | 0 | 0 | 2398.5 | 11070 | 11070 | 61.5 | 24569.25 | 275.26 | 4.28 | -70.29 | -2.18 | 20 | 58.01 | 0 | 0.5 | 0.5 | 1 | 0.5 | 0 | 0 | 0 | 0 | 0 | 0 | 0 | 0 | 0 | 0 | 0 | 0 | 0 | 0 | 0 | 0 | 0
1414 | -4.6 | 1411.34 | 660 | 131.35 | 2202.69 | 740.21 | 444.13 | 11547.34 | 3387.03 | 14490.24 | 190.84 | 0 | 0 | 2398.5 | 11070 | 11070 | 61.5 | 24569.25 | 274.8 | 3.82 | -70.79 | -2.67 | 20 | 59.71 | 0 | 0.5 | 0.5 | 1 | 0.5 | 0 | 0 | 0 | 0 | 0 | 0 | 0 | 0 | 0 | 0 | 0 | 0 | 0 | 0 | 0 | 0 | 0
1415 | -4.7 | 1411.34 | 660 | 131.35 | 2202.69 | 740.21 | 444.13 | 11547.34 | 3387.03 | 14490.24 | 190.84 | 0 | 0 | 2398.5 | 11070 | 11070 | 61.5 | 24569.25 | 274.71 | 3.73 | -70.89 | -2.77 | 20 | 60.04 | 0 | 0.5 | 0.5 | 1 | 0.5 | 0 | 0 | 0 | 0 | 0 | 0 | 0 | 0 | 0 | 0 | 0 | 0 | 0 | 0 | 0 | 0 | 0
1416 | -5.3 | 1411.34 | 660 | 131.35 | 2202.69 | 740.21 | 444.13 | 11547.34 | 3387.03 | 14490.24 | 190.84 | 0 | 0 | 2398.5 | 11070 | 11070 | 61.5 | 24569.25 | 274.16 | 3.18 | -71.48 | -3.36 | 20 | 62.08 | 0 | 0.5 | 0.5 | 1 | 0.5 | 0 | 0 | 0 | 0 | 0 | 0 | 0 | 0 | 0 | 0 | 0 | 0 | 0 | 0 | 0 | 0 | 0
1417 | -5.1 | 1411.34 | 660 | 131.35 | 2202.69 | 740.21 | 444.13 | 11547.34 | 3387.03 | 14490.24 | 190.84 | 0 | 0 | 2398.5 | 2214 | 2214 | 61.5 | 6857.25 | 269.54 | -1.44 | -72.49 | -4.37 | 20 | 79.11 | 0 | 0.5 | 0.1 | 0.5 | 0.5 | 0 | 0 | 0 | 0 | 0 | 0 | 0 | 0 | 0 | 0 | 0 | 0 | 0 | 0 | 0 | 0 | 0
1418 | -3.5 | 1411.34 | 660 | 131.35 | 2202.69 | 740.21 | 444.13 | 11547.34 | 3387.03 | 14490.24 | 190.84 | 0 | 0 | 2398.5 | 2214 | 2214 | 61.5 | 6857.25 | 271.01 | 0.03 | -70.91 | -2.79 | 20 | 73.69 | 0 | 0.5 | 0.1 | 0.5 | 0.5 | 0 | 0 | 0 | 0 | 0 | 0 | 0 | 0 | 0 | 0 | 0 | 0 | 0 | 0 | 0 | 0 | 0
1419 | -2.6 | 1411.34 | 660 | 131.35 | 2202.69 | 740.21 | 444.13 | 11547.34 | 3387.03 | 14490.24 | 190.84 | 0 | 0 | 2398.5 | 2214 | 2214 | 61.5 | 6857.25 | 271.83 | 0.86 | -70.02 | -1.9 | 20 | 70.64 | 0 | 0.5 | 0.1 | 0.5 | 0.5 | 0 | 0 | 0 | 0 | 0 | 0 | 0 | 0 | 0 | 0 | 0 | 0 | 0 | 0 | 0 | 0 | 0
1420 | -2.9 | 1411.34 | 660 | 131.35 | 2202.69 | 740.21 | 444.13 | 11547.34 | 3387.03 | 14490.24 | 190.84 | 0 | 0 | 2398.5 | 2214 | 2214 | 61.5 | 6857.25 | 271.56 | 0.58 | -70.32 | -2.2 | 20 | 71.66 | 0 | 0.5 | 0.1 | 0.5 | 0.5 | 0 | 0 | 0 | 0 | 0 | 0 | 0 | 0 | 0 | 0 | 0 | 0 | 0 | 0 | 0 | 0 | 0
1421 | -4.9 | 1411.34 | 660 | 131.35 | 2202.69 | 740.21 | 444.13 | 11547.34 | 3387.03 | 14490.24 | 190.84 | 0 | 0 | 2398.5 | 2214 | 2214 | 61.5 | 6857.25 | 269.72 | -1.25 | -72.29 | -4.17 | 20 | 78.43 | 0 | 0.5 | 0.1 | 0.5 | 0.5 | 0 | 0 | 0 | 0 | 0 | 0 | 0 | 0 | 0 | 0 | 0 | 0 | 0 | 0 | 0 | 0 | 0
1422 | -5.5 | 1411.34 | 660 | 131.35 | 2202.69 | 740.21 | 444.13 | 11547.34 | 3387.03 | 14490.24 | 190.84 | 0 | 0 | 2398.5 | 2214 | 2214 | 61.5 | 6857.25 | 269.17 | -1.8 | -72.88 | -4.77 | 20 | 80.47 | 0 | 0.5 | 0.1 | 0.5 | 0.5 | 0 | 0 | 0 | 0 | 0 | 0 | 0 | 0 | 0 | 0 | 0 | 0 | 0 | 0 | 0 | 0 | 0
1423 | -4.6 | 1411.34 | 660 | 131.35 | 2202.69 | 740.21 | 444.13 | 11547.34 | 3387.03 | 14490.24 | 190.84 | 0 | 0 | 2398.5 | 2214 | 2214 | 61.5 | 6857.25 | 270 | -0.98 | -71.99 | -3.88 | 20 | 77.42 | 0 | 0.5 | 0.1 | 0.5 | 0.5 | 0 | 0 | 0 | 0 | 0 | 0 | 0 | 0 | 0 | 0 | 0 | 0 | 0 | 0 | 0 | 0 | 0
1424 | -4.9 | 1411.34 | 660 | 131.35 | 2202.69 | 740.21 | 177.65 | 11280.86 | 3120.55 | 14223.76 | 190.84 | 3123.52 | 257.01 | 959.4 | 4428 | 4428 | 24.6 | 9827.7 | 291.07 | 1.02 | -73.09 | -3.72 | 20 | 65.45 | 0 | 0.2 | 0.2 | 1 | 0.2 | 0 | 899.2 | 0 | 512.7 | 0 | 1198.93 | 0 | 512.7 | 0 | 66.81 | 0 | 28.6 | 0 | 58.57 | 0 | 28.6 | 74.43
1425 | -1.2 | 1411.34 | 660 | 131.35 | 2202.69 | 740.21 | 177.65 | 11280.86 | 3120.55 | 14223.76 | 190.84 | 89489.9 | 6304.23 | 959.4 | 4428 | 4428 | 24.6 | 9827.7 | 321.22 | 31.17 | -63.03 | 6.34 | 23.9 | 0 | 0 | 0.2 | 0.2 | 1 | 0.2 | 0 | 40158.36 | 0 | 43765.23 | 0 | 3898.98 | 0 | 1667.33 | 0 | 2983.59 | 0 | 2441.71 | 0 | 190.47 | 0 | 93.02 | 595.44
1426 | 1.1 | 1411.34 | 660 | 131.35 | 2202.69 | 740.21 | 177.65 | 11280.86 | 3120.55 | 14223.76 | 190.84 | 48411.52 | 7148.57 | 959.4 | 4428 | 4428 | 24.6 | 9827.7 | 311.79 | 21.74 | -63.55 | 5.82 | 21.74 | 0 | 0 | 0.2 | 0.2 | 1 | 0.2 | 0 | 14779.4 | 0 | 28238.57 | 0 | 3777.97 | 0 | 1615.58 | 0 | 2196.09 | 0 | 3150.92 | 0 | 369.12 | 0 | 180.27 | 1252.17
1427 | 2.7 | 1411.34 | 660 | 131.35 | 2202.69 | 740.21 | 177.65 | 11280.86 | 3120.55 | 14223.76 | 190.84 | 75943.64 | 5941.97 | 959.4 | 4428 | 4428 | 24.6 | 9827.7 | 320.78 | 30.73 | -60.15 | 9.23 | 23.9 | 0 | 0 | 0.2 | 0.2 | 1 | 0.2 | 0 | 9357.8 | 0 | 51159.7 | 0 | 10805.41 | 0 | 4620.73 | 0 | 695.24 | 0 | 2854.25 | 0 | 527.86 | 0 | 257.8 | 1606.81
1428 | 4 | 1411.34 | 660 | 131.35 | 2202.69 | 740.21 | 177.65 | 11280.86 | 3120.55 | 14223.76 | 190.84 | 42478.59 | 6331.56 | 959.4 | 4428 | 4428 | 24.6 | 9827.7 | 312.45 | 22.4 | -61.16 | 8.21 | 22.4 | 0 | 0 | 0.2 | 0.2 | 1 | 0.2 | 0 | 5568.88 | 0 | 17796.36 | 0 | 15938.11 | 0 | 3175.24 | 0 | 827.49 | 0 | 1985.76 | 0 | 1557.21 | 0 | 354.3 | 1606.81
1429 | 4.2 | 1411.34 | 660 | 131.35 | 2202.69 | 740.21 | 177.65 | 11280.86 | 3120.55 | 14223.76 | 190.84 | 81198.72 | 5959.68 | 959.4 | 4428 | 4428 | 24.6 | 9827.7 | 323.7 | 33.65 | -58.3 | 11.07 | 23.9 | 0 | 0 | 0.2 | 0.2 | 1 | 0.2 | 0 | 12237.53 | 0 | 23359.84 | 0 | 38623.81 | 0 | 6977.54 | 0 | 909.19 | 0 | 1303.27 | 0 | 1886.85 | 0 | 389.28 | 1471.08
1430 | 4.8 | 1411.34 | 660 | 131.35 | 2202.69 | 740.21 | 177.65 | 11280.86 | 3120.55 | 14223.76 | 190.84 | 61145.75 | 8359.16 | 959.4 | 4428 | 4428 | 24.6 | 9827.7 | 319.18 | 29.13 | -58.94 | 10.44 | 23.9 | 0 | 0 | 0.2 | 0.2 | 1 | 0.2 | 0 | 5598.19 | 0 | 15001.84 | 0 | 37353.76 | 0 | 3191.95 | 0 | 831.84 | 0 | 1673.94 | 0 | 3649.6 | 0 | 356.16 | 1847.61
1431 | 5.1 | 1411.34 | 660 | 131.35 | 2202.69 | 740.21 | 177.65 | 11280.86 | 3120.55 | 14223.76 | 190.84 | 65507.05 | 8586.04 | 959.4 | 4428 | 4428 | 24.6 | 9827.7 | 320.78 | 30.73 | -58.32 | 11.05 | 23.9 | 0 | 0 | 0.2 | 0.2 | 1 | 0.2 | 0 | 4991.4 | 0 | 11103.72 | 0 | 46565.95 | 0 | 2845.97 | 0 | 741.68 | 0 | 1238.98 | 0 | 4549.67 | 0 | 317.56 | 1738.15
1432 | 5.4 | 1411.34 | 660 | 131.35 | 2202.69 | 740.21 | 177.65 | 11280.86 | 3120.55 | 14223.76 | 190.84 | 43381.56 | 5706.31 | 959.4 | 4428 | 4428 | 24.6 | 9827.7 | 313.8 | 23.75 | -59.76 | 9.61 | 23.75 | 0 | 0 | 0.2 | 0.2 | 1 | 0.2 | 0 | 4676.47 | 0 | 4554.67 | 0 | 31484.02 | 0 | 2666.41 | 0 | 694.88 | 0 | 508.22 | 0 | 3076.11 | 0 | 297.52 | 1129.58
1433 | 4.5 | 1411.34 | 660 | 131.35 | 2202.69 | 740.21 | 177.65 | 11280.86 | 3120.55 | 14223.76 | 190.84 | 28493.41 | 2045.42 | 959.4 | 4428 | 4428 | 24.6 | 9827.7 | 307.6 | 17.55 | -61.93 | 7.44 | 20 | 8.44 | 0 | 0.2 | 0.2 | 1 | 0.2 | 0 | 5346.48 | 0 | 3048.43 | 0 | 16722.96 | 0 | 3375.54 | 0 | 397.22 | 0 | 170.08 | 0 | 816.95 | 0 | 188.32 | 472.85
1434 | 4 | 1411.34 | 660 | 131.35 | 2202.69 | 740.21 | 444.13 | 11547.34 | 3387.03 | 14490.24 | 190.84 | 6345.89 | 499.53 | 2398.5 | 11070 | 11070 | 61.5 | 24569.25 | 284.55 | 13.57 | -61.83 | 6.28 | 20 | 23.73 | 0 | 0.5 | 0.5 | 1 | 0.5 | 0 | 1592.46 | 0 | 907.98 | 0 | 2839.65 | 0 | 1005.8 | 0 | 118.31 | 0 | 50.66 | 0 | 138.72 | 0 | 56.11 | 135.72
1435 | 3 | 1411.34 | 660 | 131.35 | 2202.69 | 740.21 | 444.13 | 11547.34 | 3387.03 | 14490.24 | 190.84 | 0 | 0 | 2398.5 | 11070 | 11070 | 61.5 | 24569.25 | 281.77 | 10.8 | -63.29 | 4.83 | 20 | 33.96 | 0 | 0.5 | 0.5 | 1 | 0.5 | 0 | 0 | 0 | 0 | 0 | 0 | 0 | 0 | 0 | 0 | 0 | 0 | 0 | 0 | 0 | 0 | 0
1436 | 3.1 | 1411.34 | 660 | 131.35 | 2202.69 | 740.21 | 444.13 | 11547.34 | 3387.03 | 14490.24 | 190.84 | 0 | 0 | 2398.5 | 11070 | 11070 | 61.5 | 24569.25 | 281.86 | 10.89 | -63.19 | 4.93 | 20 | 33.63 | 0 | 0.5 | 0.5 | 1 | 0.5 | 0 | 0 | 0 | 0 | 0 | 0 | 0 | 0 | 0 | 0 | 0 | 0 | 0 | 0 | 0 | 0 | 0
1437 | 3 | 1411.34 | 660 | 131.35 | 2202.69 | 740.21 | 444.13 | 11547.34 | 3387.03 | 14490.24 | 190.84 | 0 | 0 | 2398.5 | 11070 | 11070 | 61.5 | 24569.25 | 281.77 | 10.8 | -63.29 | 4.83 | 20 | 33.96 | 0 | 0.5 | 0.5 | 1 | 0.5 | 0 | 0 | 0 | 0 | 0 | 0 | 0 | 0 | 0 | 0 | 0 | 0 | 0 | 0 | 0 | 0 | 0
1438 | 3 | 1411.34 | 660 | 131.35 | 2202.69 | 740.21 | 444.13 | 11547.34 | 3387.03 | 14490.24 | 190.84 | 0 | 0 | 2398.5 | 11070 | 11070 | 61.5 | 24569.25 | 281.77 | 10.8 | -63.29 | 4.83 | 20 | 33.96 | 0 | 0.5 | 0.5 | 1 | 0.5 | 0 | 0 | 0 | 0 | 0 | 0 | 0 | 0 | 0 | 0 | 0 | 0 | 0 | 0 | 0 | 0 | 0
1439 | 2.5 | 1411.34 | 660 | 131.35 | 2202.69 | 740.21 | 444.13 | 11547.34 | 3387.03 | 14490.24 | 190.84 | 0 | 0 | 2398.5 | 11070 | 11070 | 61.5 | 24569.25 | 281.31 | 10.34 | -63.78 | 4.34 | 20 | 35.66 | 0 | 0.5 | 0.5 | 1 | 0.5 | 0 | 0 | 0 | 0 | 0 | 0 | 0 | 0 | 0 | 0 | 0 | 0 | 0 | 0 | 0 | 0 | 0
1440 | 1.9 | 1411.34 | 660 | 131.35 | 2202.69 | 740.21 | 444.13 | 11547.34 | 3387.03 | 14490.24 | 190.84 | 0 | 0 | 2398.5 | 11070 | 11070 | 61.5 | 24569.25 | 280.76 | 9.79 | -64.37 | 3.74 | 20 | 37.69 | 0 | 0.5 | 0.5 | 1 | 0.5 | 0 | 0 | 0 | 0 | 0 | 0 | 0 | 0 | 0 | 0 | 0 | 0 | 0 | 0 | 0 | 0 | 0
1441 | 1.6 | 1411.34 | 660 | 131.35 | 2202.69 | 740.21 | 444.13 | 11547.34 | 3387.03 | 14490.24 | 190.84 | 0 | 0 | 2398.5 | 2214 | 2214 | 61.5 | 6857.25 | 275.69 | 4.71 | -65.87 | 2.24 | 20 | 56.42 | 0 | 0.5 | 0.1 | 0.5 | 0.5 | 0 | 0 | 0 | 0 | 0 | 0 | 0 | 0 | 0 | 0 | 0 | 0 | 0 | 0 | 0 | 0 | 0
1442 | 1.4 | 1411.34 | 660 | 131.35 | 2202.69 | 740.21 | 444.13 | 11547.34 | 3387.03 | 14490.24 | 190.84 | 0 | 0 | 2398.5 | 2214 | 2214 | 61.5 | 6857.25 | 275.5 | 4.53 | -66.07 | 2.04 | 20 | 57.1 | 0 | 0.5 | 0.1 | 0.5 | 0.5 | 0 | 0 | 0 | 0 | 0 | 0 | 0 | 0 | 0 | 0 | 0 | 0 | 0 | 0 | 0 | 0 | 0
1443 | 1.3 | 1411.34 | 660 | 131.35 | 2202.69 | 740.21 | 444.13 | 11547.34 | 3387.03 | 14490.24 | 190.84 | 0 | 0 | 2398.5 | 2214 | 2214 | 61.5 | 6857.25 | 275.41 | 4.44 | -66.17 | 1.95 | 20 | 57.43 | 0 | 0.5 | 0.1 | 0.5 | 0.5 | 0 | 0 | 0 | 0 | 0 | 0 | 0 | 0 | 0 | 0 | 0 | 0 | 0 | 0 | 0 | 0 | 0
1444 | 1.3 | 1411.34 | 660 | 131.35 | 2202.69 | 740.21 | 444.13 | 11547.34 | 3387.03 | 14490.24 | 190.84 | 0 | 0 | 2398.5 | 2214 | 2214 | 61.5 | 6857.25 | 275.41 | 4.44 | -66.17 | 1.95 | 20 | 57.43 | 0 | 0.5 | 0.1 | 0.5 | 0.5 | 0 | 0 | 0 | 0 | 0 | 0 | 0 | 0 | 0 | 0 | 0 | 0 | 0 | 0 | 0 | 0 | 0
1445 | 0.2 | 1411.34 | 660 | 131.35 | 2202.69 | 740.21 | 444.13 | 11547.34 | 3387.03 | 14490.24 | 190.84 | 0 | 0 | 2398.5 | 2214 | 2214 | 61.5 | 6857.25 | 274.4 | 3.43 | -67.26 | 0.86 | 20 | 61.16 | 0 | 0.5 | 0.1 | 0.5 | 0.5 | 0 | 0 | 0 | 0 | 0 | 0 | 0 | 0 | 0 | 0 | 0 | 0 | 0 | 0 | 0 | 0 | 0
1446 | 1.1 | 1411.34 | 660 | 131.35 | 2202.69 | 740.21 | 444.13 | 11547.34 | 3387.03 | 14490.24 | 190.84 | 0 | 0 | 2398.5 | 2214 | 2214 | 61.5 | 6857.25 | 275.23 | 4.25 | -66.37 | 1.75 | 20 | 58.11 | 0 | 0.5 | 0.1 | 0.5 | 0.5 | 0 | 0 | 0 | 0 | 0 | 0 | 0 | 0 | 0 | 0 | 0 | 0 | 0 | 0 | 0 | 0 | 0
1447 | 1.6 | 1411.34 | 660 | 131.35 | 2202.69 | 740.21 | 444.13 | 11547.34 | 3387.03 | 14490.24 | 190.84 | 0 | 0 | 2398.5 | 2214 | 2214 | 61.5 | 6857.25 | 275.69 | 4.71 | -65.87 | 2.24 | 20 | 56.42 | 0 | 0.5 | 0.1 | 0.5 | 0.5 | 0 | 0 | 0 | 0 | 0 | 0 | 0 | 0 | 0 | 0 | 0 | 0 | 0 | 0 | 0 | 0 | 0
1448 | 1.8 | 1411.34 | 660 | 131.35 | 2202.69 | 740.21 | 177.65 | 11280.86 | 3120.55 | 14223.76 | 190.84 | 1099.21 | 90.52 | 959.4 | 4428 | 4428 | 24.6 | 9827.7 | 296.5 | 6.45 | -66.63 | 2.74 | 20 | 46.73 | 0 | 0.2 | 0.2 | 1 | 0.2 | 0 | 316.44 | 0 | 180.43 | 0 | 421.92 | 0 | 180.43 | 0 | 23.51 | 0 | 10.07 | 0 | 20.61 | 0 | 10.07 | 26.27
1449 | 3.5 | 1411.34 | 660 | 131.35 | 2202.69 | 740.21 | 177.65 | 11280.86 | 3120.55 | 14223.76 | 190.84 | 20118.03 | 1459.61 | 959.4 | 4428 | 4428 | 24.6 | 9827.7 | 303.95 | 13.9 | -63.54 | 5.83 | 20 | 21.04 | 0 | 0.2 | 0.2 | 1 | 0.2 | 0 | 8148.86 | 0 | 7985.64 | 0 | 2790.31 | 0 | 1193.23 | 0 | 605.42 | 0 | 445.53 | 0 | 136.31 | 0 | 66.57 | 205.78
1450 | 5.4 | 1411.34 | 660 | 131.35 | 2202.69 | 740.21 | 177.65 | 11280.86 | 3120.55 | 14223.76 | 190.84 | 36983.68 | 2839.49 | 959.4 | 4428 | 4428 | 24.6 | 9827.7 | 310.96 | 20.91 | -60.4 | 8.97 | 20.91 | 0 | 0 | 0.2 | 0.2 | 1 | 0.2 | 0 | 11016.51 | 0 | 13994.93 | 0 | 8386.09 | 0 | 3586.16 | 0 | 818.48 | 0 | 780.79 | 0 | 409.68 | 0 | 200.08 | 630.46
1451 | 6.7 | 1411.34 | 660 | 131.35 | 2202.69 | 740.21 | 177.65 | 11280.86 | 3120.55 | 14223.76 | 190.84 | 55587.7 | 4380.88 | 959.4 | 4428 | 4428 | 24.6 | 9827.7 | 318.02 | 27.97 | -57.72 | 11.65 | 23.9 | 0 | 0 | 0.2 | 0.2 | 1 | 0.2 | 0 | 10346.75 | 0 | 26803.56 | 0 | 12914.67 | 0 | 5522.72 | 0 | 768.72 | 0 | 1495.4 | 0 | 630.91 | 0 | 308.12 | 1177.74
1452 | 7.6 | 1411.34 | 660 | 131.35 | 2202.69 | 740.21 | 177.65 | 11280.86 | 3120.55 | 14223.76 | 190.84 | 40708.57 | 6100.87 | 959.4 | 4428 | 4428 | 24.6 | 9827.7 | 315.13 | 25.08 | -57.75 | 11.63 | 23.9 | 0 | 0 | 0.2 | 0.2 | 1 | 0.2 | 0 | 5720.8 | 0 | 16461.16 | 0 | 15264.74 | 0 | 3261.86 | 0 | 850.06 | 0 | 1836.77 | 0 | 1491.42 | 0 | 363.97 | 1558.65
1453 | 7.5 | 1411.34 | 660 | 131.35 | 2202.69 | 740.21 | 177.65 | 11280.86 | 3120.55 | 14223.76 | 190.84 | 55982.78 | 7957.67 | 959.4 | 4428 | 4428 | 24.6 | 9827.7 | 320.01 | 29.96 | -56.66 | 12.72 | 23.9 | 0 | 0 | 0.2 | 0.2 | 1 | 0.2 | 0 | 5682.74 | 0 | 18591.5 | 0 | 28468.37 | 0 | 3240.16 | 0 | 844.41 | 0 | 2074.48 | 0 | 2781.47 | 0 | 361.54 | 1895.77
1454 | 7.6 | 1411.34 | 660 | 131.35 | 2202.69 | 740.21 | 177.65 | 11280.86 | 3120.55 | 14223.76 | 190.84 | 60908.8 | 8351.61 | 959.4 | 4428 | 4428 | 24.6 | 9827.7 | 321.64 | 31.59 | -56.19 | 13.18 | 23.9 | 0 | 0 | 0.2 | 0.2 | 1 | 0.2 | 0 | 5667.33 | 0 | 14886.49 | 0 | 37123.6 | 0 | 3231.37 | 0 | 842.11 | 0 | 1661.07 | 0 | 3627.12 | 0 | 360.56 | 1860.74
1455 | 6.7 | 1411.34 | 660 | 131.35 | 2202.69 | 740.21 | 177.65 | 11280.86 | 3120.55 | 14223.76 | 190.84 | 27477.88 | 4047.89 | 959.4 | 4428 | 4428 | 24.6 | 9827.7 | 309.88 | 19.83 | -59.7 | 9.68 | 20 | 0.57 | 0 | 0.2 | 0.2 | 1 | 0.2 | 0 | 5127.59 | 0 | 4572.04 | 0 | 14854.62 | 0 | 2923.63 | 0 | 761.91 | 0 | 510.16 | 0 | 1451.35 | 0 | 326.22 | 998.23
1456 | 6.1 | 1411.34 | 660 | 131.35 | 2202.69 | 740.21 | 177.65 | 11280.86 | 3120.55 | 14223.76 | 190.84 | 20678.12 | 1674.53 | 959.4 | 4428 | 4428 | 24.6 | 9827.7 | 306.53 | 16.48 | -60.92 | 8.45 | 20 | 12.15 | 0 | 0.2 | 0.2 | 1 | 0.2 | 0 | 5730.38 | 0 | 3320.06 | 0 | 8360.36 | 0 | 3267.32 | 0 | 425.74 | 0 | 185.23 | 0 | 408.42 | 0 | 182.29 | 472.85
1457 | 5.5 | 1411.34 | 660 | 131.35 | 2202.69 | 740.21 | 177.65 | 11280.86 | 3120.55 | 14223.76 | 190.84 | 8747.76 | 714.17 | 959.4 | 4428 | 4428 | 24.6 | 9827.7 | 302.24 | 12.19 | -62.41 | 6.96 | 20 | 26.91 | 0 | 0.2 | 0.2 | 1 | 0.2 | 0 | 2427.47 | 0 | 1384.08 | 0 | 3541.2 | 0 | 1395 | 0 | 180.35 | 0 | 77.22 | 0 | 172.99 | 0 | 77.83 | 205.78
1458 | 5 | 1411.34 | 660 | 131.35 | 2202.69 | 740.21 | 444.13 | 11547.34 | 3387.03 | 14490.24 | 190.84 | 2607.81 | 212.41 | 2398.5 | 11070 | 11070 | 61.5 | 24569.25 | 284.37 | 13.4 | -61.12 | 7 | 20 | 24.37 | 0 | 0.5 | 0.5 | 1 | 0.5 | 0 | 707.35 | 0 | 403.31 | 0 | 1075.5 | 0 | 421.66 | 0 | 52.55 | 0 | 22.5 | 0 | 52.54 | 0 | 23.52 | 61.3
1459 | 3.9 | 1411.34 | 660 | 131.35 | 2202.69 | 740.21 | 444.13 | 11547.34 | 3387.03 | 14490.24 | 190.84 | 0 | 0 | 2398.5 | 11070 | 11070 | 61.5 | 24569.25 | 282.6 | 11.62 | -62.4 | 5.72 | 20 | 30.92 | 0 | 0.5 | 0.5 | 1 | 0.5 | 0 | 0 | 0 | 0 | 0 | 0 | 0 | 0 | 0 | 0 | 0 | 0 | 0 | 0 | 0 | 0 | 0
1460 | 3.4 | 1411.34 | 660 | 131.35 | 2202.69 | 740.21 | 444.13 | 11547.34 | 3387.03 | 14490.24 | 190.84 | 0 | 0 | 2398.5 | 11070 | 11070 | 61.5 | 24569.25 | 282.14 | 11.16 | -62.89 | 5.22 | 20 | 32.61 | 0 | 0.5 | 0.5 | 1 | 0.5 | 0 | 0 | 0 | 0 | 0 | 0 | 0 | 0 | 0 | 0 | 0 | 0 | 0 | 0 | 0 | 0 | 0
1461 | 3.1 | 1411.34 | 660 | 131.35 | 2202.69 | 740.21 | 444.13 | 11547.34 | 3387.03 | 14490.24 | 190.84 | 0 | 0 | 2398.5 | 11070 | 11070 | 61.5 | 24569.25 | 281.86 | 10.89 | -63.19 | 4.93 | 20 | 33.63 | 0 | 0.5 | 0.5 | 1 | 0.5 | 0 | 0 | 0 | 0 | 0 | 0 | 0 | 0 | 0 | 0 | 0 | 0 | 0 | 0 | 0 | 0 | 0
1462 | 2.8 | 1411.34 | 660 | 131.35 | 2202.69 | 740.21 | 444.13 | 11547.34 | 3387.03 | 14490.24 | 190.84 | 0 | 0 | 2398.5 | 11070 | 11070 | 61.5 | 24569.25 | 281.59 | 10.61 | -63.48 | 4.63 | 20 | 34.64 | 0 | 0.5 | 0.5 | 1 | 0.5 | 0 | 0 | 0 | 0 | 0 | 0 | 0 | 0 | 0 | 0 | 0 | 0 | 0 | 0 | 0 | 0 | 0
1463 | 1.1 | 1411.34 | 660 | 131.35 | 2202.69 | 740.21 | 444.13 | 11547.34 | 3387.03 | 14490.24 | 190.84 | 0 | 0 | 2398.5 | 11070 | 11070 | 61.5 | 24569.25 | 280.03 | 9.05 | -65.16 | 2.95 | 20 | 40.4 | 0 | 0.5 | 0.5 | 1 | 0.5 | 0 | 0 | 0 | 0 | 0 | 0 | 0 | 0 | 0 | 0 | 0 | 0 | 0 | 0 | 0 | 0 | 0
1464 | -1.4 | 1411.34 | 660 | 131.35 | 2202.69 | 740.21 | 444.13 | 11547.34 | 3387.03 | 14490.24 | 190.84 | 0 | 0 | 2398.5 | 11070 | 11070 | 61.5 | 24569.25 | 277.73 | 6.76 | -67.63 | 0.49 | 20 | 48.87 | 0 | 0.5 | 0.5 | 1 | 0.5 | 0 | 0 | 0 | 0 | 0 | 0 | 0 | 0 | 0 | 0 | 0 | 0 | 0 | 0 | 0 | 0 | 0
1465 | -1.9 | 1411.34 | 660 | 131.35 | 2202.69 | 740.21 | 444.13 | 11547.34 | 3387.03 | 14490.24 | 190.84 | 0 | 0 | 2398.5 | 2214 | 2214 | 61.5 | 6857.25 | 272.48 | 1.5 | -69.33 | -1.21 | 20 | 68.27 | 0 | 0.5 | 0.1 | 0.5 | 0.5 | 0 | 0 | 0 | 0 | 0 | 0 | 0 | 0 | 0 | 0 | 0 | 0 | 0 | 0 | 0 | 0 | 0
1466 | -2.4 | 1411.34 | 660 | 131.35 | 2202.69 | 740.21 | 444.13 | 11547.34 | 3387.03 | 14490.24 | 190.84 | 0 | 0 | 2398.5 | 2214 | 2214 | 61.5 | 6857.25 | 272.02 | 1.04 | -69.82 | -1.71 | 20 | 69.97 | 0 | 0.5 | 0.1 | 0.5 | 0.5 | 0 | 0 | 0 | 0 | 0 | 0 | 0 | 0 | 0 | 0 | 0 | 0 | 0 | 0 | 0 | 0 | 0
1467 | -2.5 | 1411.34 | 660 | 131.35 | 2202.69 | 740.21 | 444.13 | 11547.34 | 3387.03 | 14490.24 | 190.84 | 0 | 0 | 2398.5 | 2214 | 2214 | 61.5 | 6857.25 | 271.93 | 0.95 | -69.92 | -1.81 | 20 | 70.31 | 0 | 0.5 | 0.1 | 0.5 | 0.5 | 0 | 0 | 0 | 0 | 0 | 0 | 0 | 0 | 0 | 0 | 0 | 0 | 0 | 0 | 0 | 0 | 0
1468 | -1.5 | 1411.34 | 660 | 131.35 | 2202.69 | 740.21 | 444.13 | 11547.34 | 3387.03 | 14490.24 | 190.84 | 0 | 0 | 2398.5 | 2214 | 2214 | 61.5 | 6857.25 | 272.84 | 1.87 | -68.93 | -0.82 | 20 | 66.92 | 0 | 0.5 | 0.1 | 0.5 | 0.5 | 0 | 0 | 0 | 0 | 0 | 0 | 0 | 0 | 0 | 0 | 0 | 0 | 0 | 0 | 0 | 0 | 0
1469 | -0.7 | 1411.34 | 660 | 131.35 | 2202.69 | 740.21 | 444.13 | 11547.34 | 3387.03 | 14490.24 | 190.84 | 0 | 0 | 2398.5 | 2214 | 2214 | 61.5 | 6857.25 | 273.58 | 2.6 | -68.14 | -0.03 | 20 | 64.21 | 0 | 0.5 | 0.1 | 0.5 | 0.5 | 0 | 0 | 0 | 0 | 0 | 0 | 0 | 0 | 0 | 0 | 0 | 0 | 0 | 0 | 0 | 0 | 0
1470 | -0.8 | 1411.34 | 660 | 131.35 | 2202.69 | 740.21 | 444.13 | 11547.34 | 3387.03 | 14490.24 | 190.84 | 0 | 0 | 2398.5 | 2214 | 2214 | 61.5 | 6857.25 | 273.49 | 2.51 | -68.24 | -0.13 | 20 | 64.55 | 0 | 0.5 | 0.1 | 0.5 | 0.5 | 0 | 0 | 0 | 0 | 0 | 0 | 0 | 0 | 0 | 0 | 0 | 0 | 0 | 0 | 0 | 0 | 0
1471 | -0.4 | 1411.34 | 660 | 131.35 | 2202.69 | 740.21 | 444.13 | 11547.34 | 3387.03 | 14490.24 | 190.84 | 0 | 0 | 2398.5 | 2214 | 2214 | 61.5 | 6857.25 | 273.85 | 2.88 | -67.85 | 0.27 | 20 | 63.19 | 0 | 0.5 | 0.1 | 0.5 | 0.5 | 0 | 0 | 0 | 0 | 0 | 0 | 0 | 0 | 0 | 0 | 0 | 0 | 0 | 0 | 0 | 0 | 0
1472 | -0.3 | 1411.34 | 660 | 131.35 | 2202.69 | 740.21 | 444.13 | 11547.34 | 3387.03 | 14490.24 | 190.84 | 1466.4 | 120.74 | 2398.5 | 11070 | 11070 | 61.5 | 24569.25 | 279.17 | 8.2 | -66.43 | 1.68 | 20 | 43.55 | 0 | 0.5 | 0.5 | 1 | 0.5 | 0 | 422.14 | 0 | 240.7 | 0 | 562.86 | 0 | 240.7 | 0 | 31.36 | 0 | 13.43 | 0 | 27.5 | 0 | 13.43 | 35.03
1473 | 0.4 | 1411.34 | 660 | 131.35 | 2202.69 | 740.21 | 444.13 | 11547.34 | 3387.03 | 14490.24 | 190.84 | 30409.04 | 2193.74 | 2398.5 | 11070 | 11070 | 61.5 | 24569.25 | 288.22 | 17.24 | -63.63 | 4.48 | 20 | 10.17 | 0 | 0.5 | 0.5 | 1 | 0.5 | 0 | 12492.13 | 0 | 12298.4 | 0 | 3935.55 | 0 | 1682.97 | 0 | 928.11 | 0 | 686.14 | 0 | 192.26 | 0 | 93.89 | 293.34
1474 | 1.1 | 1411.34 | 660 | 131.35 | 2202.69 | 740.21 | 444.13 | 11547.34 | 3387.03 | 14490.24 | 190.84 | 30092.98 | 2340.64 | 2398.5 | 11070 | 11070 | 61.5 | 24569.25 | 288.82 | 17.84 | -62.95 | 5.16 | 20 | 7.97 | 0 | 0.5 | 0.5 | 1 | 0.5 | 0 | 8955.61 | 0 | 10588.54 | 0 | 7389.04 | 0 | 3159.79 | 0 | 665.36 | 0 | 590.75 | 0 | 360.97 | 0 | 176.29 | 547.28
1475 | 1.4 | 1411.34 | 660 | 131.35 | 2202.69 | 740.21 | 444.13 | 11547.34 | 3387.03 | 14490.24 | 190.84 | 32718.48 | 2641.12 | 2398.5 | 11070 | 11070 | 61.5 | 24569.25 | 289.89 | 18.91 | -62.46 | 5.66 | 20 | 4.02 | 0 | 0.5 | 0.5 | 1 | 0.5 | 0 | 8003.66 | 0 | 9839.85 | 0 | 10419.33 | 0 | 4455.63 | 0 | 594.64 | 0 | 548.98 | 0 | 509 | 0 | 248.58 | 739.92
1476 | 3.6 | 1411.34 | 660 | 131.35 | 2202.69 | 740.21 | 444.13 | 11547.34 | 3387.03 | 14490.24 | 190.84 | 38832.83 | 3099.39 | 2398.5 | 11070 | 11070 | 61.5 | 24569.25 | 293.69 | 22.71 | -59.84 | 8.28 | 22.71 | 0 | 0 | 0.5 | 0.5 | 1 | 0.5 | 0 | 9346.95 | 0 | 9370.32 | 0 | 14786.16 | 0 | 5329.4 | 0 | 694.44 | 0 | 522.78 | 0 | 722.33 | 0 | 297.33 | 862.51
1477 | 6.4 | 1411.34 | 660 | 131.35 | 2202.69 | 740.21 | 444.13 | 11547.34 | 3387.03 | 14490.24 | 190.84 | 96395.02 | 6968.17 | 2398.5 | 11070 | 11070 | 61.5 | 24569.25 | 312.98 | 42.01 | -52.89 | 15.23 | 23.9 | 0 | 0 | 0.5 | 0.5 | 1 | 0.5 | 0 | 12344.19 | 0 | 29712.05 | 0 | 47300.42 | 0 | 7038.35 | 0 | 917.12 | 0 | 1657.67 | 0 | 2310.71 | 0 | 392.68 | 1689.99
1478 | 8.1 | 1411.34 | 660 | 131.35 | 2202.69 | 740.21 | 444.13 | 11547.34 | 3387.03 | 14490.24 | 190.84 | 64137.06 | 8769.31 | 2398.5 | 11070 | 11070 | 61.5 | 24569.25 | 306.33 | 35.35 | -53.29 | 14.83 | 23.9 | 0 | 0 | 0.5 | 0.5 | 1 | 0.5 | 0 | 5546.99 | 0 | 15826.39 | 0 | 39600.91 | 0 | 3162.76 | 0 | 824.23 | 0 | 1765.94 | 0 | 3869.16 | 0 | 352.91 | 1957.07
1479 | 8.4 | 1411.34 | 660 | 131.35 | 2202.69 | 740.21 | 444.13 | 11547.34 | 3387.03 | 14490.24 | 190.84 | 67779.69 | 8904.74 | 2398.5 | 11070 | 11070 | 61.5 | 24569.25 | 307.63 | 36.65 | -52.73 | 15.38 | 23.9 | 0 | 0 | 0.5 | 0.5 | 1 | 0.5 | 0 | 4926.64 | 0 | 11402.34 | 0 | 48641.67 | 0 | 2809.05 | 0 | 732.05 | 0 | 1272.3 | 0 | 4752.47 | 0 | 313.44 | 1834.48
1480 | 7.9 | 1411.34 | 660 | 131.35 | 2202.69 | 740.21 | 444.13 | 11547.34 | 3387.03 | 14490.24 | 190.84 | 52165.64 | 6738.56 | 2398.5 | 11070 | 11070 | 61.5 | 24569.25 | 302.35 | 31.37 | -54.44 | 13.68 | 23.9 | 0 | 0 | 0.5 | 0.5 | 1 | 0.5 | 0 | 4615.3 | 0 | 5048.92 | 0 | 39869.89 | 0 | 2631.53 | 0 | 685.79 | 0 | 563.37 | 0 | 3895.44 | 0 | 293.63 | 1300.33
1481 | 6.3 | 1411.34 | 660 | 131.35 | 2202.69 | 740.21 | 444.13 | 11547.34 | 3387.03 | 14490.24 | 190.84 | 35926.37 | 4532.3 | 2398.5 | 11070 | 11070 | 61.5 | 24569.25 | 295.88 | 24.91 | -57.27 | 10.84 | 23.9 | 0 | 0 | 0.5 | 0.5 | 1 | 0.5 | 0 | 3459.57 | 0 | 1972.56 | 0 | 27654.3 | 0 | 2839.95 | 0 | 514.06 | 0 | 220.1 | 0 | 2701.93 | 0 | 316.89 | 779.32
1482 | 4.9 | 1411.34 | 660 | 131.35 | 2202.69 | 740.21 | 444.13 | 11547.34 | 3387.03 | 14490.24 | 190.84 | 7744.37 | 1067.71 | 2398.5 | 11070 | 11070 | 61.5 | 24569.25 | 286.02 | 15.05 | -60.81 | 7.31 | 20 | 18.28 | 0 | 0.5 | 0.5 | 1 | 0.5 | 0 | 1298.18 | 0 | 740.19 | 0 | 4566.62 | 0 | 1139.38 | 0 | 192.9 | 0 | 82.59 | 0 | 446.18 | 0 | 127.13 | 218.91
1483 | 2 | 1411.34 | 660 | 131.35 | 2202.69 | 740.21 | 444.13 | 11547.34 | 3387.03 | 14490.24 | 190.84 | 524.23 | 43.78 | 2398.5 | 11070 | 11070 | 61.5 | 24569.25 | 281.01 | 10.03 | -64.23 | 3.88 | 20 | 36.78 | 0 | 0.5 | 0.5 | 1 | 0.5 | 0 | 150.92 | 0 | 86.05 | 0 | 201.22 | 0 | 86.05 | 0 | 11.21 | 0 | 4.8 | 0 | 9.83 | 0 | 4.8 | 13.13
1484 | 1 | 1411.34 | 660 | 131.35 | 2202.69 | 740.21 | 444.13 | 11547.34 | 3387.03 | 14490.24 | 190.84 | 0 | 0 | 2398.5 | 11070 | 11070 | 61.5 | 24569.25 | 279.94 | 8.96 | -65.26 | 2.86 | 20 | 40.74 | 0 | 0.5 | 0.5 | 1 | 0.5 | 0 | 0 | 0 | 0 | 0 | 0 | 0 | 0 | 0 | 0 | 0 | 0 | 0 | 0 | 0 | 0 | 0
1485 | -0.1 | 1411.34 | 660 | 131.35 | 2202.69 | 740.21 | 444.13 | 11547.34 | 3387.03 | 14490.24 | 190.84 | 0 | 0 | 2398.5 | 11070 | 11070 | 61.5 | 24569.25 | 278.93 | 7.95 | -66.35 | 1.77 | 20 | 44.46 | 0 | 0.5 | 0.5 | 1 | 0.5 | 0 | 0 | 0 | 0 | 0 | 0 | 0 | 0 | 0 | 0 | 0 | 0 | 0 | 0 | 0 | 0 | 0
1486 | -1.2 | 1411.34 | 660 | 131.35 | 2202.69 | 740.21 | 444.13 | 11547.34 | 3387.03 | 14490.24 | 190.84 | 0 | 0 | 2398.5 | 11070 | 11070 | 61.5 | 24569.25 | 277.92 | 6.94 | -67.43 | 0.68 | 20 | 48.19 | 0 | 0.5 | 0.5 | 1 | 0.5 | 0 | 0 | 0 | 0 | 0 | 0 | 0 | 0 | 0 | 0 | 0 | 0 | 0 | 0 | 0 | 0 | 0
1487 | 0 | 1411.34 | 660 | 131.35 | 2202.69 | 740.21 | 444.13 | 11547.34 | 3387.03 | 14490.24 | 190.84 | 0 | 0 | 2398.5 | 11070 | 11070 | 61.5 | 24569.25 | 279.02 | 8.04 | -66.25 | 1.87 | 20 | 44.13 | 0 | 0.5 | 0.5 | 1 | 0.5 | 0 | 0 | 0 | 0 | 0 | 0 | 0 | 0 | 0 | 0 | 0 | 0 | 0 | 0 | 0 | 0 | 0
1488 | 0.9 | 1411.34 | 660 | 131.35 | 2202.69 | 740.21 | 444.13 | 11547.34 | 3387.03 | 14490.24 | 190.84 | 0 | 0 | 2398.5 | 11070 | 11070 | 61.5 | 24569.25 | 279.85 | 8.87 | -65.36 | 2.76 | 20 | 41.08 | 0 | 0.5 | 0.5 | 1 | 0.5 | 0 | 0 | 0 | 0 | 0 | 0 | 0 | 0 | 0 | 0 | 0 | 0 | 0 | 0 | 0 | 0 | 0
1489 | 0.4 | 1411.34 | 660 | 131.35 | 2202.69 | 740.21 | 444.13 | 11547.34 | 3387.03 | 14490.24 | 190.84 | 0 | 0 | 2398.5 | 2214 | 2214 | 61.5 | 6857.25 | 274.59 | 3.61 | -67.06 | 1.06 | 20 | 60.48 | 0 | 0.5 | 0.1 | 0.5 | 0.5 | 0 | 0 | 0 | 0 | 0 | 0 | 0 | 0 | 0 | 0 | 0 | 0 | 0 | 0 | 0 | 0 | 0
1490 | 1.3 | 1411.34 | 660 | 131.35 | 2202.69 | 740.21 | 444.13 | 11547.34 | 3387.03 | 14490.24 | 190.84 | 0 | 0 | 2398.5 | 2214 | 2214 | 61.5 | 6857.25 | 275.41 | 4.44 | -66.17 | 1.95 | 20 | 57.43 | 0 | 0.5 | 0.1 | 0.5 | 0.5 | 0 | 0 | 0 | 0 | 0 | 0 | 0 | 0 | 0 | 0 | 0 | 0 | 0 | 0 | 0 | 0 | 0
1491 | 1.4 | 1411.34 | 660 | 131.35 | 2202.69 | 740.21 | 444.13 | 11547.34 | 3387.03 | 14490.24 | 190.84 | 0 | 0 | 2398.5 | 2214 | 2214 | 61.5 | 6857.25 | 275.5 | 4.53 | -66.07 | 2.04 | 20 | 57.1 | 0 | 0.5 | 0.1 | 0.5 | 0.5 | 0 | 0 | 0 | 0 | 0 | 0 | 0 | 0 | 0 | 0 | 0 | 0 | 0 | 0 | 0 | 0 | 0
1492 | 1 | 1411.34 | 660 | 131.35 | 2202.69 | 740.21 | 444.13 | 11547.34 | 3387.03 | 14490.24 | 190.84 | 0 | 0 | 2398.5 | 2214 | 2214 | 61.5 | 6857.25 | 275.14 | 4.16 | -66.47 | 1.65 | 20 | 58.45 | 0 | 0.5 | 0.1 | 0.5 | 0.5 | 0 | 0 | 0 | 0 | 0 | 0 | 0 | 0 | 0 | 0 | 0 | 0 | 0 | 0 | 0 | 0 | 0
1493 | 1 | 1411.34 | 660 | 131.35 | 2202.69 | 740.21 | 444.13 | 11547.34 | 3387.03 | 14490.24 | 190.84 | 0 | 0 | 2398.5 | 2214 | 2214 | 61.5 | 6857.25 | 275.14 | 4.16 | -66.47 | 1.65 | 20 | 58.45 | 0 | 0.5 | 0.1 | 0.5 | 0.5 | 0 | 0 | 0 | 0 | 0 | 0 | 0 | 0 | 0 | 0 | 0 | 0 | 0 | 0 | 0 | 0 | 0
1494 | 1 | 1411.34 | 660 | 131.35 | 2202.69 | 740.21 | 444.13 | 11547.34 | 3387.03 | 14490.24 | 190.84 | 0 | 0 | 2398.5 | 2214 | 2214 | 61.5 | 6857.25 | 275.14 | 4.16 | -66.47 | 1.65 | 20 | 58.45 | 0 | 0.5 | 0.1 | 0.5 | 0.5 | 0 | 0 | 0 | 0 | 0 | 0 | 0 | 0 | 0 | 0 | 0 | 0 | 0 | 0 | 0 | 0 | 0
1495 | 1.2 | 1411.34 | 660 | 131.35 | 2202.69 | 740.21 | 444.13 | 11547.34 | 3387.03 | 14490.24 | 190.84 | 0 | 0 | 2398.5 | 2214 | 2214 | 61.5 | 6857.25 | 275.32 | 4.34 | -66.27 | 1.85 | 20 | 57.77 | 0 | 0.5 | 0.1 | 0.5 | 0.5 | 0 | 0 | 0 | 0 | 0 | 0 | 0 | 0 | 0 | 0 | 0 | 0 | 0 | 0 | 0 | 0 | 0
1496 | 1.9 | 1411.34 | 660 | 131.35 | 2202.69 | 740.21 | 444.13 | 11547.34 | 3387.03 | 14490.24 | 190.84 | 2733.36 | 205.44 | 2398.5 | 11070 | 11070 | 61.5 | 24569.25 | 281.56 | 10.58 | -64.17 | 3.94 | 20 | 34.75 | 0 | 0.5 | 0.5 | 1 | 0.5 | 0 | 1495.67 | 0 | 1031.85 | 0 | 144.18 | 0 | 61.65 | 0 | 111.12 | 0 | 57.57 | 0 | 7.04 | 0 | 3.44 | 26.27
1497 | 3.1 | 1411.34 | 660 | 131.35 | 2202.69 | 740.21 | 444.13 | 11547.34 | 3387.03 | 14490.24 | 190.84 | 17678.86 | 1301.23 | 2398.5 | 11070 | 11070 | 61.5 | 24569.25 | 287.01 | 16.03 | -61.89 | 6.22 | 20 | 14.65 | 0 | 0.5 | 0.5 | 1 | 0.5 | 0 | 6985.64 | 0 | 6549.75 | 0 | 2902.34 | 0 | 1241.13 | 0 | 519 | 0 | 365.42 | 0 | 141.78 | 0 | 69.24 | 205.78
1498 | 4.4 | 1411.34 | 660 | 131.35 | 2202.69 | 740.21 | 444.13 | 11547.34 | 3387.03 | 14490.24 | 190.84 | 36020.34 | 2780.16 | 2398.5 | 11070 | 11070 | 61.5 | 24569.25 | 293.57 | 22.6 | -59.26 | 8.85 | 22.6 | 0 | 0 | 0.5 | 0.5 | 1 | 0.5 | 0 | 10775.19 | 0 | 13042.72 | 0 | 8547.32 | 0 | 3655.11 | 0 | 800.55 | 0 | 727.67 | 0 | 417.55 | 0 | 203.92 | 630.46
1499 | 5.8 | 1411.34 | 660 | 131.35 | 2202.69 | 740.21 | 444.13 | 11547.34 | 3387.03 | 14490.24 | 190.84 | 53704.29 | 4243.94 | 2398.5 | 11070 | 11070 | 61.5 | 24569.25 | 300.12 | 29.15 | -56.57 | 11.54 | 23.9 | 0 | 0 | 0.5 | 0.5 | 1 | 0.5 | 0 | 10619.46 | 0 | 24259.85 | 0 | 13186.16 | 0 | 5638.82 | 0 | 788.98 | 0 | 1353.48 | 0 | 644.17 | 0 | 314.6 | 1142.72
1500 | 7 | 1411.34 | 660 | 131.35 | 2202.69 | 740.21 | 444.13 | 11547.34 | 3387.03 | 14490.24 | 190.84 | 34697.24 | 5295.49 | 2398.5 | 11070 | 11070 | 61.5 | 24569.25 | 296.4 | 25.42 | -56.61 | 11.5 | 23.9 | 0 | 0 | 0.5 | 0.5 | 1 | 0.5 | 0 | 5858.43 | 0 | 12469.84 | 0 | 13028.63 | 0 | 3340.33 | 0 | 870.51 | 0 | 1391.41 | 0 | 1272.95 | 0 | 372.72 | 1387.9
1501 | 8.3 | 1411.34 | 660 | 131.35 | 2202.69 | 740.21 | 444.13 | 11547.34 | 3387.03 | 14490.24 | 190.84 | 37259.39 | 5534.59 | 2398.5 | 11070 | 11070 | 61.5 | 24569.25 | 298.35 | 27.38 | -55.14 | 12.98 | 23.9 | 0 | 0 | 0.5 | 0.5 | 1 | 0.5 | 0 | 6204.72 | 0 | 10193.75 | 0 | 17323.13 | 0 | 3537.78 | 0 | 921.97 | 0 | 1137.44 | 0 | 1692.54 | 0 | 394.75 | 1387.9
1502 | 9.6 | 1411.34 | 660 | 131.35 | 2202.69 | 740.21 | 444.13 | 11547.34 | 3387.03 | 14490.24 | 190.84 | 49972.66 | 7037.5 | 2398.5 | 11070 | 11070 | 61.5 | 24569.25 | 303.4 | 32.42 | -52.89 | 15.23 | 23.9 | 0 | 0 | 0.5 | 0.5 | 1 | 0.5 | 0 | 6227.88 | 0 | 11534.51 | 0 | 28659.29 | 0 | 3550.98 | 0 | 925.41 | 0 | 1287.05 | 0 | 2800.12 | 0 | 396.23 | 1628.7
1503 | 9.4 | 1411.34 | 660 | 131.35 | 2202.69 | 740.21 | 444.13 | 11547.34 | 3387.03 | 14490.24 | 190.84 | 40238.19 | 5662.22 | 2398.5 | 11070 | 11070 | 61.5 | 24569.25 | 300.2 | 29.23 | -53.84 | 14.27 | 23.9 | 0 | 0 | 0.5 | 0.5 | 1 | 0.5 | 0 | 5740.26 | 0 | 6696.35 | 0 | 24528.63 | 0 | 3272.95 | 0 | 852.95 | 0 | 747.19 | 0 | 2396.54 | 0 | 365.2 | 1300.33
1504 | 9.4 | 1411.34 | 660 | 131.35 | 2202.69 | 740.21 | 444.13 | 11547.34 | 3387.03 | 14490.24 | 190.84 | 22331.62 | 3263.36 | 2398.5 | 11070 | 11070 | 61.5 | 24569.25 | 294.7 | 23.72 | -55.23 | 12.89 | 23.72 | 0 | 0 | 0.5 | 0.5 | 1 | 0.5 | 0 | 4228.03 | 0 | 2911.57 | 0 | 12781.29 | 0 | 2410.72 | 0 | 628.25 | 0 | 324.88 | 0 | 1248.78 | 0 | 268.99 | 792.46
1505 | 8.9 | 1411.34 | 660 | 131.35 | 2202.69 | 740.21 | 444.13 | 11547.34 | 3387.03 | 14490.24 | 190.84 | 16793.5 | 1348.57 | 2398.5 | 11070 | 11070 | 61.5 | 24569.25 | 292.22 | 21.24 | -56.23 | 11.89 | 21.24 | 0 | 0 | 0.5 | 0.5 | 1 | 0.5 | 0 | 4538.09 | 0 | 2587.51 | 0 | 7041.3 | 0 | 2626.6 | 0 | 337.16 | 0 | 144.36 | 0 | 343.98 | 0 | 146.54 | 376.53
1506 | 8.7 | 1411.34 | 660 | 131.35 | 2202.69 | 740.21 | 444.13 | 11547.34 | 3387.03 | 14490.24 | 190.84 | 5482.03 | 438.65 | 2398.5 | 11070 | 11070 | 61.5 | 24569.25 | 288.65 | 17.67 | -57.26 | 10.86 | 20 | 8.6 | 0 | 0.5 | 0.5 | 1 | 0.5 | 0 | 1433.46 | 0 | 817.32 | 0 | 2351.07 | 0 | 880.19 | 0 | 106.5 | 0 | 45.6 | 0 | 114.85 | 0 | 49.11 | 122.59
1507 | 7 | 1411.34 | 660 | 131.35 | 2202.69 | 740.21 | 444.13 | 11547.34 | 3387.03 | 14490.24 | 190.84 | 523.76 | 43.75 | 2398.5 | 11070 | 11070 | 61.5 | 24569.25 | 285.6 | 14.62 | -59.3 | 8.82 | 20 | 19.85 | 0 | 0.5 | 0.5 | 1 | 0.5 | 0 | 150.78 | 0 | 85.97 | 0 | 201.04 | 0 | 85.97 | 0 | 11.2 | 0 | 4.8 | 0 | 9.82 | 0 | 4.8 | 13.13
1508 | 6.6 | 1411.34 | 660 | 131.35 | 2202.69 | 740.21 | 444.13 | 11547.34 | 3387.03 | 14490.24 | 190.84 | 0 | 0 | 2398.5 | 11070 | 11070 | 61.5 | 24569.25 | 285.08 | 14.1 | -59.73 | 8.38 | 20 | 21.77 | 0 | 0.5 | 0.5 | 1 | 0.5 | 0 | 0 | 0 | 0 | 0 | 0 | 0 | 0 | 0 | 0 | 0 | 0 | 0 | 0 | 0 | 0 | 0
1509 | 6 | 1411.34 | 660 | 131.35 | 2202.69 | 740.21 | 444.13 | 11547.34 | 3387.03 | 14490.24 | 190.84 | 0 | 0 | 2398.5 | 11070 | 11070 | 61.5 | 24569.25 | 284.53 | 13.55 | -60.32 | 7.79 | 20 | 23.8 | 0 | 0.5 | 0.5 | 1 | 0.5 | 0 | 0 | 0 | 0 | 0 | 0 | 0 | 0 | 0 | 0 | 0 | 0 | 0 | 0 | 0 | 0 | 0
1510 | 5.5 | 1411.34 | 660 | 131.35 | 2202.69 | 740.21 | 444.13 | 11547.34 | 3387.03 | 14490.24 | 190.84 | 0 | 0 | 2398.5 | 11070 | 11070 | 61.5 | 24569.25 | 284.07 | 13.09 | -60.82 | 7.3 | 20 | 25.5 | 0 | 0.5 | 0.5 | 1 | 0.5 | 0 | 0 | 0 | 0 | 0 | 0 | 0 | 0 | 0 | 0 | 0 | 0 | 0 | 0 | 0 | 0 | 0
1511 | 5.2 | 1411.34 | 660 | 131.35 | 2202.69 | 740.21 | 444.13 | 11547.34 | 3387.03 | 14490.24 | 190.84 | 0 | 0 | 2398.5 | 11070 | 11070 | 61.5 | 24569.25 | 283.79 | 12.82 | -61.11 | 7 | 20 | 26.51 | 0 | 0.5 | 0.5 | 1 | 0.5 | 0 | 0 | 0 | 0 | 0 | 0 | 0 | 0 | 0 | 0 | 0 | 0 | 0 | 0 | 0 | 0 | 0
1512 | 4.2 | 1411.34 | 660 | 131.35 | 2202.69 | 740.21 | 444.13 | 11547.34 | 3387.03 | 14490.24 | 190.84 | 0 | 0 | 2398.5 | 11070 | 11070 | 61.5 | 24569.25 | 282.87 | 11.9 | -62.1 | 6.01 | 20 | 29.9 | 0 | 0.5 | 0.5 | 1 | 0.5 | 0 | 0 | 0 | 0 | 0 | 0 | 0 | 0 | 0 | 0 | 0 | 0 | 0 | 0 | 0 | 0 | 0
1513 | 3.6 | 1411.34 | 660 | 131.35 | 2202.69 | 740.21 | 444.13 | 11547.34 | 3387.03 | 14490.24 | 190.84 | 0 | 0 | 2398.5 | 2214 | 2214 | 61.5 | 6857.25 | 277.52 | 6.55 | -63.9 | 4.22 | 20 | 49.64 | 0 | 0.5 | 0.1 | 0.5 | 0.5 | 0 | 0 | 0 | 0 | 0 | 0 | 0 | 0 | 0 | 0 | 0 | 0 | 0 | 0 | 0 | 0 | 0
1514 | 3.9 | 1411.34 | 660 | 131.35 | 2202.69 | 740.21 | 444.13 | 11547.34 | 3387.03 | 14490.24 | 190.84 | 0 | 0 | 2398.5 | 2214 | 2214 | 61.5 | 6857.25 | 277.8 | 6.82 | -63.6 | 4.51 | 20 | 48.63 | 0 | 0.5 | 0.1 | 0.5 | 0.5 | 0 | 0 | 0 | 0 | 0 | 0 | 0 | 0 | 0 | 0 | 0 | 0 | 0 | 0 | 0 | 0 | 0
1515 | 4.2 | 1411.34 | 660 | 131.35 | 2202.69 | 740.21 | 444.13 | 11547.34 | 3387.03 | 14490.24 | 190.84 | 0 | 0 | 2398.5 | 2214 | 2214 | 61.5 | 6857.25 | 278.07 | 7.1 | -63.31 | 4.81 | 20 | 47.61 | 0 | 0.5 | 0.1 | 0.5 | 0.5 | 0 | 0 | 0 | 0 | 0 | 0 | 0 | 0 | 0 | 0 | 0 | 0 | 0 | 0 | 0 | 0 | 0
1516 | 3.8 | 1411.34 | 660 | 131.35 | 2202.69 | 740.21 | 444.13 | 11547.34 | 3387.03 | 14490.24 | 190.84 | 0 | 0 | 2398.5 | 2214 | 2214 | 61.5 | 6857.25 | 277.71 | 6.73 | -63.7 | 4.41 | 20 | 48.97 | 0 | 0.5 | 0.1 | 0.5 | 0.5 | 0 | 0 | 0 | 0 | 0 | 0 | 0 | 0 | 0 | 0 | 0 | 0 | 0 | 0 | 0 | 0 | 0
1517 | 3.2 | 1411.34 | 660 | 131.35 | 2202.69 | 740.21 | 444.13 | 11547.34 | 3387.03 | 14490.24 | 190.84 | 0 | 0 | 2398.5 | 2214 | 2214 | 61.5 | 6857.25 | 277.16 | 6.18 | -64.29 | 3.82 | 20 | 51 | 0 | 0.5 | 0.1 | 0.5 | 0.5 | 0 | 0 | 0 | 0 | 0 | 0 | 0 | 0 | 0 | 0 | 0 | 0 | 0 | 0 | 0 | 0 | 0
1518 | 3 | 1411.34 | 660 | 131.35 | 2202.69 | 740.21 | 444.13 | 11547.34 | 3387.03 | 14490.24 | 190.84 | 0 | 0 | 2398.5 | 2214 | 2214 | 61.5 | 6857.25 | 276.97 | 6 | -64.49 | 3.62 | 20 | 51.68 | 0 | 0.5 | 0.1 | 0.5 | 0.5 | 0 | 0 | 0 | 0 | 0 | 0 | 0 | 0 | 0 | 0 | 0 | 0 | 0 | 0 | 0 | 0 | 0
1519 | 2.7 | 1411.34 | 660 | 131.35 | 2202.69 | 740.21 | 444.13 | 11547.34 | 3387.03 | 14490.24 | 190.84 | 0 | 0 | 2398.5 | 2214 | 2214 | 61.5 | 6857.25 | 276.7 | 5.72 | -64.79 | 3.33 | 20 | 52.69 | 0 | 0.5 | 0.1 | 0.5 | 0.5 | 0 | 0 | 0 | 0 | 0 | 0 | 0 | 0 | 0 | 0 | 0 | 0 | 0 | 0 | 0 | 0 | 0
1520 | 2.4 | 1411.34 | 660 | 131.35 | 2202.69 | 740.21 | 177.65 | 11280.86 | 3120.55 | 14223.76 | 190.84 | 4566.55 | 332.11 | 959.4 | 4428 | 4428 | 24.6 | 9827.7 | 298.11 | 8.06 | -65.79 | 3.59 | 20 | 41.15 | 0 | 0.2 | 0.2 | 1 | 0.2 | 0 | 2418.28 | 0 | 1646.52 | 0 | 351.46 | 0 | 150.29 | 0 | 179.67 | 0 | 91.86 | 0 | 17.17 | 0 | 8.39 | 35.03
1521 | 3 | 1411.34 | 660 | 131.35 | 2202.69 | 740.21 | 177.65 | 11280.86 | 3120.55 | 14223.76 | 190.84 | 22875.92 | 1670.08 | 959.4 | 4428 | 4428 | 24.6 | 9827.7 | 304.36 | 14.31 | -63.83 | 5.54 | 20 | 19.63 | 0 | 0.2 | 0.2 | 1 | 0.2 | 0 | 9278.12 | 0 | 8853.52 | 0 | 3323.18 | 0 | 1421.1 | 0 | 689.32 | 0 | 493.95 | 0 | 162.34 | 0 | 79.28 | 245.18
1522 | 3.1 | 1411.34 | 660 | 131.35 | 2202.69 | 740.21 | 177.65 | 11280.86 | 3120.55 | 14223.76 | 190.84 | 28133.95 | 2207.34 | 959.4 | 4428 | 4428 | 24.6 | 9827.7 | 306.13 | 16.08 | -63.33 | 6.04 | 20 | 13.52 | 0 | 0.2 | 0.2 | 1 | 0.2 | 0 | 8380.69 | 0 | 9157.06 | 0 | 7422.22 | 0 | 3173.98 | 0 | 622.65 | 0 | 510.88 | 0 | 362.59 | 0 | 177.08 | 534.14
1523 | 3.8 | 1411.34 | 660 | 131.35 | 2202.69 | 740.21 | 177.65 | 11280.86 | 3120.55 | 14223.76 | 190.84 | 26475.49 | 2151.44 | 959.4 | 4428 | 4428 | 24.6 | 9827.7 | 306.26 | 16.21 | -62.76 | 6.62 | 20 | 13.05 | 0 | 0.2 | 0.2 | 1 | 0.2 | 0 | 7004.92 | 0 | 6334.09 | 0 | 9201.59 | 0 | 3934.89 | 0 | 520.43 | 0 | 353.39 | 0 | 449.52 | 0 | 219.53 | 608.57
1524 | 5.1 | 1411.34 | 660 | 131.35 | 2202.69 | 740.21 | 177.65 | 11280.86 | 3120.55 | 14223.76 | 190.84 | 34500.87 | 2775.54 | 959.4 | 4428 | 4428 | 24.6 | 9827.7 | 309.95 | 19.9 | -60.88 | 8.5 | 20 | 0.35 | 0 | 0.2 | 0.2 | 1 | 0.2 | 0 | 8791.09 | 0 | 7540.11 | 0 | 13157.21 | 0 | 5012.46 | 0 | 653.14 | 0 | 420.67 | 0 | 642.75 | 0 | 279.65 | 779.32
1525 | 6.8 | 1411.34 | 660 | 131.35 | 2202.69 | 740.21 | 177.65 | 11280.86 | 3120.55 | 14223.76 | 190.84 | 60294 | 4601.51 | 959.4 | 4428 | 4428 | 24.6 | 9827.7 | 319.5 | 29.45 | -57.28 | 12.09 | 23.9 | 0 | 0 | 0.2 | 0.2 | 1 | 0.2 | 0 | 11870.66 | 0 | 14846.63 | 0 | 26808.35 | 0 | 6768.36 | 0 | 881.94 | 0 | 828.31 | 0 | 1309.64 | 0 | 377.61 | 1204.01
1526 | 7.5 | 1411.34 | 660 | 131.35 | 2202.69 | 740.21 | 177.65 | 11280.86 | 3120.55 | 14223.76 | 190.84 | 25945.84 | 3932.94 | 959.4 | 4428 | 4428 | 24.6 | 9827.7 | 310.13 | 20.08 | -59.02 | 10.35 | 20.08 | 0 | 0 | 0.2 | 0.2 | 1 | 0.2 | 0 | 5367.32 | 0 | 5113.26 | 0 | 12404.94 | 0 | 3060.31 | 0 | 797.54 | 0 | 570.55 | 0 | 1212.01 | 0 | 341.48 | 1011.37
1527 | 7.6 | 1411.34 | 660 | 131.35 | 2202.69 | 740.21 | 177.65 | 11280.86 | 3120.55 | 14223.76 | 190.84 | 49924.21 | 3726.61 | 959.4 | 4428 | 4428 | 24.6 | 9827.7 | 316.96 | 26.91 | -57.27 | 12.1 | 23.9 | 0 | 0 | 0.2 | 0.2 | 1 | 0.2 | 0 | 9984.27 | 0 | 8248.51 | 0 | 25998.64 | 0 | 5692.78 | 0 | 741.79 | 0 | 460.19 | 0 | 1270.08 | 0 | 317.61 | 936.94
1528 | 7.7 | 1411.34 | 660 | 131.35 | 2202.69 | 740.21 | 177.65 | 11280.86 | 3120.55 | 14223.76 | 190.84 | 13224.75 | 2105.15 | 959.4 | 4428 | 4428 | 24.6 | 9827.7 | 306.09 | 16.04 | -59.83 | 9.54 | 20 | 13.65 | 0 | 0.2 | 0.2 | 1 | 0.2 | 0 | 3441.73 | 0 | 2043.75 | 0 | 5776.88 | 0 | 1962.39 | 0 | 511.41 | 0 | 228.05 | 0 | 564.42 | 0 | 218.97 | 582.3
1529 | 7.1 | 1411.34 | 660 | 131.35 | 2202.69 | 740.21 | 177.65 | 11280.86 | 3120.55 | 14223.76 | 190.84 | 10490.32 | 854.71 | 959.4 | 4428 | 4428 | 24.6 | 9827.7 | 304.24 | 14.19 | -60.7 | 8.67 | 20 | 20.04 | 0 | 0.2 | 0.2 | 1 | 0.2 | 0 | 2906.36 | 0 | 1657.14 | 0 | 4254.03 | 0 | 1672.79 | 0 | 215.93 | 0 | 92.45 | 0 | 207.82 | 0 | 93.33 | 245.18
1530 | 6.3 | 1411.34 | 660 | 131.35 | 2202.69 | 740.21 | 444.13 | 11547.34 | 3387.03 | 14490.24 | 190.84 | 1066.03 | 88.4 | 2398.5 | 11070 | 11070 | 61.5 | 24569.25 | 285.11 | 14.14 | -59.95 | 8.17 | 20 | 21.63 | 0 | 0.5 | 0.5 | 1 | 0.5 | 0 | 300.79 | 0 | 171.5 | 0 | 419.56 | 0 | 174.19 | 0 | 22.35 | 0 | 9.57 | 0 | 20.5 | 0 | 9.72 | 26.27
1531 | 5.8 | 1411.34 | 660 | 131.35 | 2202.69 | 740.21 | 444.13 | 11547.34 | 3387.03 | 14490.24 | 190.84 | 0 | 0 | 2398.5 | 11070 | 11070 | 61.5 | 24569.25 | 284.34 | 13.37 | -60.52 | 7.59 | 20 | 24.48 | 0 | 0.5 | 0.5 | 1 | 0.5 | 0 | 0 | 0 | 0 | 0 | 0 | 0 | 0 | 0 | 0 | 0 | 0 | 0 | 0 | 0 | 0 | 0
1532 | 3.9 | 1411.34 | 660 | 131.35 | 2202.69 | 740.21 | 444.13 | 11547.34 | 3387.03 | 14490.24 | 190.84 | 0 | 0 | 2398.5 | 11070 | 11070 | 61.5 | 24569.25 | 282.6 | 11.62 | -62.4 | 5.72 | 20 | 30.92 | 0 | 0.5 | 0.5 | 1 | 0.5 | 0 | 0 | 0 | 0 | 0 | 0 | 0 | 0 | 0 | 0 | 0 | 0 | 0 | 0 | 0 | 0 | 0
1533 | 2.8 | 1411.34 | 660 | 131.35 | 2202.69 | 740.21 | 444.13 | 11547.34 | 3387.03 | 14490.24 | 190.84 | 0 | 0 | 2398.5 | 11070 | 11070 | 61.5 | 24569.25 | 281.59 | 10.61 | -63.48 | 4.63 | 20 | 34.64 | 0 | 0.5 | 0.5 | 1 | 0.5 | 0 | 0 | 0 | 0 | 0 | 0 | 0 | 0 | 0 | 0 | 0 | 0 | 0 | 0 | 0 | 0 | 0
1534 | 1.6 | 1411.34 | 660 | 131.35 | 2202.69 | 740.21 | 444.13 | 11547.34 | 3387.03 | 14490.24 | 190.84 | 0 | 0 | 2398.5 | 11070 | 11070 | 61.5 | 24569.25 | 280.49 | 9.51 | -64.67 | 3.45 | 20 | 38.71 | 0 | 0.5 | 0.5 | 1 | 0.5 | 0 | 0 | 0 | 0 | 0 | 0 | 0 | 0 | 0 | 0 | 0 | 0 | 0 | 0 | 0 | 0 | 0
1535 | 1.8 | 1411.34 | 660 | 131.35 | 2202.69 | 740.21 | 444.13 | 11547.34 | 3387.03 | 14490.24 | 190.84 | 0 | 0 | 2398.5 | 11070 | 11070 | 61.5 | 24569.25 | 280.67 | 9.7 | -64.47 | 3.65 | 20 | 38.03 | 0 | 0.5 | 0.5 | 1 | 0.5 | 0 | 0 | 0 | 0 | 0 | 0 | 0 | 0 | 0 | 0 | 0 | 0 | 0 | 0 | 0 | 0 | 0
1536 | 1.4 | 1411.34 | 660 | 131.35 | 2202.69 | 740.21 | 444.13 | 11547.34 | 3387.03 | 14490.24 | 190.84 | 0 | 0 | 2398.5 | 11070 | 11070 | 61.5 | 24569.25 | 280.3 | 9.33 | -64.86 | 3.25 | 20 | 39.38 | 0 | 0.5 | 0.5 | 1 | 0.5 | 0 | 0 | 0 | 0 | 0 | 0 | 0 | 0 | 0 | 0 | 0 | 0 | 0 | 0 | 0 | 0 | 0
1537 | 1 | 1411.34 | 660 | 131.35 | 2202.69 | 740.21 | 444.13 | 11547.34 | 3387.03 | 14490.24 | 190.84 | 0 | 0 | 2398.5 | 2214 | 2214 | 61.5 | 6857.25 | 275.14 | 4.16 | -66.47 | 1.65 | 20 | 58.45 | 0 | 0.5 | 0.1 | 0.5 | 0.5 | 0 | 0 | 0 | 0 | 0 | 0 | 0 | 0 | 0 | 0 | 0 | 0 | 0 | 0 | 0 | 0 | 0
1538 | 1.3 | 1411.34 | 660 | 131.35 | 2202.69 | 740.21 | 444.13 | 11547.34 | 3387.03 | 14490.24 | 190.84 | 0 | 0 | 2398.5 | 2214 | 2214 | 61.5 | 6857.25 | 275.41 | 4.44 | -66.17 | 1.95 | 20 | 57.43 | 0 | 0.5 | 0.1 | 0.5 | 0.5 | 0 | 0 | 0 | 0 | 0 | 0 | 0 | 0 | 0 | 0 | 0 | 0 | 0 | 0 | 0 | 0 | 0
1539 | 1.4 | 1411.34 | 660 | 131.35 | 2202.69 | 740.21 | 444.13 | 11547.34 | 3387.03 | 14490.24 | 190.84 | 0 | 0 | 2398.5 | 2214 | 2214 | 61.5 | 6857.25 | 275.5 | 4.53 | -66.07 | 2.04 | 20 | 57.1 | 0 | 0.5 | 0.1 | 0.5 | 0.5 | 0 | 0 | 0 | 0 | 0 | 0 | 0 | 0 | 0 | 0 | 0 | 0 | 0 | 0 | 0 | 0 | 0
1540 | 1.3 | 1411.34 | 660 | 131.35 | 2202.69 | 740.21 | 444.13 | 11547.34 | 3387.03 | 14490.24 | 190.84 | 0 | 0 | 2398.5 | 2214 | 2214 | 61.5 | 6857.25 | 275.41 | 4.44 | -66.17 | 1.95 | 20 | 57.43 | 0 | 0.5 | 0.1 | 0.5 | 0.5 | 0 | 0 | 0 | 0 | 0 | 0 | 0 | 0 | 0 | 0 | 0 | 0 | 0 | 0 | 0 | 0 | 0
1541 | 1.2 | 1411.34 | 660 | 131.35 | 2202.69 | 740.21 | 444.13 | 11547.34 | 3387.03 | 14490.24 | 190.84 | 0 | 0 | 2398.5 | 2214 | 2214 | 61.5 | 6857.25 | 275.32 | 4.34 | -66.27 | 1.85 | 20 | 57.77 | 0 | 0.5 | 0.1 | 0.5 | 0.5 | 0 | 0 | 0 | 0 | 0 | 0 | 0 | 0 | 0 | 0 | 0 | 0 | 0 | 0 | 0 | 0 | 0
1542 | 0.9 | 1411.34 | 660 | 131.35 | 2202.69 | 740.21 | 444.13 | 11547.34 | 3387.03 | 14490.24 | 190.84 | 0 | 0 | 2398.5 | 2214 | 2214 | 61.5 | 6857.25 | 275.05 | 4.07 | -66.56 | 1.55 | 20 | 58.79 | 0 | 0.5 | 0.1 | 0.5 | 0.5 | 0 | 0 | 0 | 0 | 0 | 0 | 0 | 0 | 0 | 0 | 0 | 0 | 0 | 0 | 0 | 0 | 0
1543 | 0.7 | 1411.34 | 660 | 131.35 | 2202.69 | 740.21 | 444.13 | 11547.34 | 3387.03 | 14490.24 | 190.84 | 0 | 0 | 2398.5 | 2214 | 2214 | 61.5 | 6857.25 | 274.86 | 3.89 | -66.76 | 1.35 | 20 | 59.47 | 0 | 0.5 | 0.1 | 0.5 | 0.5 | 0 | 0 | 0 | 0 | 0 | 0 | 0 | 0 | 0 | 0 | 0 | 0 | 0 | 0 | 0 | 0 | 0
1544 | 0.9 | 1411.34 | 660 | 131.35 | 2202.69 | 740.21 | 177.65 | 11280.86 | 3120.55 | 14223.76 | 190.84 | 6952.66 | 529.67 | 959.4 | 4428 | 4428 | 24.6 | 9827.7 | 297.51 | 7.46 | -67.09 | 2.29 | 20 | 43.25 | 0 | 0.2 | 0.2 | 1 | 0.2 | 0 | 3792.18 | 0 | 2578.76 | 0 | 407.47 | 0 | 174.25 | 0 | 281.74 | 0 | 143.87 | 0 | 19.91 | 0 | 9.72 | 74.43
1545 | 1 | 1411.34 | 660 | 131.35 | 2202.69 | 740.21 | 177.65 | 11280.86 | 3120.55 | 14223.76 | 190.84 | 8742.81 | 683.56 | 959.4 | 4428 | 4428 | 24.6 | 9827.7 | 298.16 | 8.11 | -66.85 | 2.52 | 20 | 40.99 | 0 | 0.2 | 0.2 | 1 | 0.2 | 0 | 2975.98 | 0 | 2290.94 | 0 | 2434.72 | 0 | 1041.16 | 0 | 221.1 | 0 | 127.81 | 0 | 118.94 | 0 | 58.09 | 157.62
1546 | 1.6 | 1411.34 | 660 | 131.35 | 2202.69 | 740.21 | 177.65 | 11280.86 | 3120.55 | 14223.76 | 190.84 | 12668.45 | 1035.1 | 959.4 | 4428 | 4428 | 24.6 | 9827.7 | 299.94 | 9.89 | -65.96 | 3.41 | 20 | 34.84 | 0 | 0.2 | 0.2 | 1 | 0.2 | 0 | 3659.86 | 0 | 2271.27 | 0 | 4719.23 | 0 | 2018.09 | 0 | 271.91 | 0 | 126.72 | 0 | 230.54 | 0 | 112.59 | 293.34
1547 | 2.2 | 1411.34 | 660 | 131.35 | 2202.69 | 740.21 | 177.65 | 11280.86 | 3120.55 | 14223.76 | 190.84 | 30225.14 | 2451.59 | 959.4 | 4428 | 4428 | 24.6 | 9827.7 | 305.99 | 15.94 | -64.06 | 5.32 | 20 | 14 | 0 | 0.2 | 0.2 | 1 | 0.2 | 0 | 7775.72 | 0 | 7975.68 | 0 | 10138.29 | 0 | 4335.45 | 0 | 577.7 | 0 | 444.97 | 0 | 495.27 | 0 | 241.88 | 691.76
1548 | 2.7 | 1411.34 | 660 | 131.35 | 2202.69 | 740.21 | 177.65 | 11280.86 | 3120.55 | 14223.76 | 190.84 | 25762.76 | 2096.25 | 959.4 | 4428 | 4428 | 24.6 | 9827.7 | 305.05 | 15 | -63.9 | 5.48 | 20 | 17.25 | 0 | 0.2 | 0.2 | 1 | 0.2 | 0 | 7130.03 | 0 | 4701.49 | 0 | 9865.87 | 0 | 4065.37 | 0 | 529.73 | 0 | 262.3 | 0 | 481.97 | 0 | 226.81 | 595.44
1549 | 3.5 | 1411.34 | 660 | 131.35 | 2202.69 | 740.21 | 177.65 | 11280.86 | 3120.55 | 14223.76 | 190.84 | 38821.92 | 3099.73 | 959.4 | 4428 | 4428 | 24.6 | 9827.7 | 309.85 | 19.8 | -62.13 | 7.24 | 20 | 0.69 | 0 | 0.2 | 0.2 | 1 | 0.2 | 0 | 9788.71 | 0 | 7624.1 | 0 | 15827.83 | 0 | 5581.28 | 0 | 727.26 | 0 | 425.36 | 0 | 773.22 | 0 | 311.39 | 862.51
1550 | 4.8 | 1411.34 | 660 | 131.35 | 2202.69 | 740.21 | 177.65 | 11280.86 | 3120.55 | 14223.76 | 190.84 | 51657.95 | 3921.79 | 959.4 | 4428 | 4428 | 24.6 | 9827.7 | 314.99 | 24.94 | -59.9 | 9.47 | 23.9 | 0 | 0 | 0.2 | 0.2 | 1 | 0.2 | 0 | 10764.06 | 0 | 10140.74 | 0 | 24615.74 | 0 | 6137.41 | 0 | 799.72 | 0 | 565.76 | 0 | 1202.53 | 0 | 342.41 | 1011.37
1551 | 4.8 | 1411.34 | 660 | 131.35 | 2202.69 | 740.21 | 177.65 | 11280.86 | 3120.55 | 14223.76 | 190.84 | 14591.37 | 2346.41 | 959.4 | 4428 | 4428 | 24.6 | 9827.7 | 303.93 | 13.88 | -62.58 | 6.79 | 20 | 21.09 | 0 | 0.2 | 0.2 | 1 | 0.2 | 0 | 3924.67 | 0 | 2397.48 | 0 | 6031.47 | 0 | 2237.75 | 0 | 583.17 | 0 | 267.52 | 0 | 589.3 | 0 | 249.69 | 656.73
1552 | 4.8 | 1411.34 | 660 | 131.35 | 2202.69 | 740.21 | 177.65 | 11280.86 | 3120.55 | 14223.76 | 190.84 | 48952.67 | 3561 | 959.4 | 4428 | 4428 | 24.6 | 9827.7 | 314.1 | 24.05 | -60.11 | 9.26 | 23.9 | 0 | 0 | 0.2 | 0.2 | 1 | 0.2 | 0 | 8973.67 | 0 | 6230.61 | 0 | 28631.82 | 0 | 5116.57 | 0 | 666.7 | 0 | 347.61 | 0 | 1398.72 | 0 | 285.46 | 862.51
1553 | 4.2 | 1411.34 | 660 | 131.35 | 2202.69 | 740.21 | 177.65 | 11280.86 | 3120.55 | 14223.76 | 190.84 | 8012.57 | 1292.38 | 959.4 | 4428 | 4428 | 24.6 | 9827.7 | 301.18 | 11.13 | -63.7 | 5.67 | 20 | 30.59 | 0 | 0.2 | 0.2 | 1 | 0.2 | 0 | 2186.88 | 0 | 1246.9 | 0 | 3314.65 | 0 | 1264.13 | 0 | 324.95 | 0 | 139.13 | 0 | 323.85 | 0 | 141.05 | 363.39
1554 | 3.7 | 1411.34 | 660 | 131.35 | 2202.69 | 740.21 | 444.13 | 11547.34 | 3387.03 | 14490.24 | 190.84 | 7824.53 | 620.95 | 2398.5 | 11070 | 11070 | 61.5 | 24569.25 | 284.7 | 13.73 | -62.02 | 6.1 | 20 | 23.15 | 0 | 0.5 | 0.5 | 1 | 0.5 | 0 | 2015.16 | 0 | 1148.99 | 0 | 3405.48 | 0 | 1254.9 | 0 | 149.72 | 0 | 64.1 | 0 | 166.36 | 0 | 70.01 | 170.75
1555 | 2.3 | 1411.34 | 660 | 131.35 | 2202.69 | 740.21 | 444.13 | 11547.34 | 3387.03 | 14490.24 | 190.84 | 0 | 0 | 2398.5 | 11070 | 11070 | 61.5 | 24569.25 | 281.13 | 10.15 | -63.98 | 4.14 | 20 | 36.34 | 0 | 0.5 | 0.5 | 1 | 0.5 | 0 | 0 | 0 | 0 | 0 | 0 | 0 | 0 | 0 | 0 | 0 | 0 | 0 | 0 | 0 | 0 | 0
1556 | 1.5 | 1411.34 | 660 | 131.35 | 2202.69 | 740.21 | 444.13 | 11547.34 | 3387.03 | 14490.24 | 190.84 | 0 | 0 | 2398.5 | 11070 | 11070 | 61.5 | 24569.25 | 280.4 | 9.42 | -64.77 | 3.35 | 20 | 39.04 | 0 | 0.5 | 0.5 | 1 | 0.5 | 0 | 0 | 0 | 0 | 0 | 0 | 0 | 0 | 0 | 0 | 0 | 0 | 0 | 0 | 0 | 0 | 0
1557 | 0.3 | 1411.34 | 660 | 131.35 | 2202.69 | 740.21 | 444.13 | 11547.34 | 3387.03 | 14490.24 | 190.84 | 0 | 0 | 2398.5 | 11070 | 11070 | 61.5 | 24569.25 | 279.29 | 8.32 | -65.95 | 2.16 | 20 | 43.11 | 0 | 0.5 | 0.5 | 1 | 0.5 | 0 | 0 | 0 | 0 | 0 | 0 | 0 | 0 | 0 | 0 | 0 | 0 | 0 | 0 | 0 | 0 | 0
1558 | 1.2 | 1411.34 | 660 | 131.35 | 2202.69 | 740.21 | 444.13 | 11547.34 | 3387.03 | 14490.24 | 190.84 | 0 | 0 | 2398.5 | 11070 | 11070 | 61.5 | 24569.25 | 280.12 | 9.14 | -65.06 | 3.05 | 20 | 40.06 | 0 | 0.5 | 0.5 | 1 | 0.5 | 0 | 0 | 0 | 0 | 0 | 0 | 0 | 0 | 0 | 0 | 0 | 0 | 0 | 0 | 0 | 0 | 0
1559 | 0.6 | 1411.34 | 660 | 131.35 | 2202.69 | 740.21 | 444.13 | 11547.34 | 3387.03 | 14490.24 | 190.84 | 0 | 0 | 2398.5 | 11070 | 11070 | 61.5 | 24569.25 | 279.57 | 8.59 | -65.65 | 2.46 | 20 | 42.09 | 0 | 0.5 | 0.5 | 1 | 0.5 | 0 | 0 | 0 | 0 | 0 | 0 | 0 | 0 | 0 | 0 | 0 | 0 | 0 | 0 | 0 | 0 | 0
1560 | 1.5 | 1411.34 | 660 | 131.35 | 2202.69 | 740.21 | 444.13 | 11547.34 | 3387.03 | 14490.24 | 190.84 | 0 | 0 | 2398.5 | 11070 | 11070 | 61.5 | 24569.25 | 280.4 | 9.42 | -64.77 | 3.35 | 20 | 39.04 | 0 | 0.5 | 0.5 | 1 | 0.5 | 0 | 0 | 0 | 0 | 0 | 0 | 0 | 0 | 0 | 0 | 0 | 0 | 0 | 0 | 0 | 0 | 0
1561 | 2.8 | 1411.34 | 660 | 131.35 | 2202.69 | 740.21 | 444.13 | 11547.34 | 3387.03 | 14490.24 | 190.84 | 0 | 0 | 2398.5 | 2214 | 2214 | 61.5 | 6857.25 | 276.79 | 5.81 | -64.69 | 3.43 | 20 | 52.35 | 0 | 0.5 | 0.1 | 0.5 | 0.5 | 0 | 0 | 0 | 0 | 0 | 0 | 0 | 0 | 0 | 0 | 0 | 0 | 0 | 0 | 0 | 0 | 0
1562 | 3.2 | 1411.34 | 660 | 131.35 | 2202.69 | 740.21 | 444.13 | 11547.34 | 3387.03 | 14490.24 | 190.84 | 0 | 0 | 2398.5 | 2214 | 2214 | 61.5 | 6857.25 | 277.16 | 6.18 | -64.29 | 3.82 | 20 | 51 | 0 | 0.5 | 0.1 | 0.5 | 0.5 | 0 | 0 | 0 | 0 | 0 | 0 | 0 | 0 | 0 | 0 | 0 | 0 | 0 | 0 | 0 | 0 | 0
1563 | 2.7 | 1411.34 | 660 | 131.35 | 2202.69 | 740.21 | 444.13 | 11547.34 | 3387.03 | 14490.24 | 190.84 | 0 | 0 | 2398.5 | 2214 | 2214 | 61.5 | 6857.25 | 276.7 | 5.72 | -64.79 | 3.33 | 20 | 52.69 | 0 | 0.5 | 0.1 | 0.5 | 0.5 | 0 | 0 | 0 | 0 | 0 | 0 | 0 | 0 | 0 | 0 | 0 | 0 | 0 | 0 | 0 | 0 | 0
1564 | 3.3 | 1411.34 | 660 | 131.35 | 2202.69 | 740.21 | 444.13 | 11547.34 | 3387.03 | 14490.24 | 190.84 | 0 | 0 | 2398.5 | 2214 | 2214 | 61.5 | 6857.25 | 277.25 | 6.27 | -64.2 | 3.92 | 20 | 50.66 | 0 | 0.5 | 0.1 | 0.5 | 0.5 | 0 | 0 | 0 | 0 | 0 | 0 | 0 | 0 | 0 | 0 | 0 | 0 | 0 | 0 | 0 | 0 | 0
1565 | 3.3 | 1411.34 | 660 | 131.35 | 2202.69 | 740.21 | 444.13 | 11547.34 | 3387.03 | 14490.24 | 190.84 | 0 | 0 | 2398.5 | 2214 | 2214 | 61.5 | 6857.25 | 277.25 | 6.27 | -64.2 | 3.92 | 20 | 50.66 | 0 | 0.5 | 0.1 | 0.5 | 0.5 | 0 | 0 | 0 | 0 | 0 | 0 | 0 | 0 | 0 | 0 | 0 | 0 | 0 | 0 | 0 | 0 | 0
1566 | 1.9 | 1411.34 | 660 | 131.35 | 2202.69 | 740.21 | 444.13 | 11547.34 | 3387.03 | 14490.24 | 190.84 | 0 | 0 | 2398.5 | 2214 | 2214 | 61.5 | 6857.25 | 275.96 | 4.99 | -65.58 | 2.54 | 20 | 55.4 | 0 | 0.5 | 0.1 | 0.5 | 0.5 | 0 | 0 | 0 | 0 | 0 | 0 | 0 | 0 | 0 | 0 | 0 | 0 | 0 | 0 | 0 | 0 | 0
1567 | 3.3 | 1411.34 | 660 | 131.35 | 2202.69 | 740.21 | 444.13 | 11547.34 | 3387.03 | 14490.24 | 190.84 | 0 | 0 | 2398.5 | 2214 | 2214 | 61.5 | 6857.25 | 277.25 | 6.27 | -64.2 | 3.92 | 20 | 50.66 | 0 | 0.5 | 0.1 | 0.5 | 0.5 | 0 | 0 | 0 | 0 | 0 | 0 | 0 | 0 | 0 | 0 | 0 | 0 | 0 | 0 | 0 | 0 | 0
1568 | 3.1 | 1411.34 | 660 | 131.35 | 2202.69 | 740.21 | 177.65 | 11280.86 | 3120.55 | 14223.76 | 190.84 | 3671.05 | 270.69 | 959.4 | 4428 | 4428 | 24.6 | 9827.7 | 298.47 | 8.42 | -65.16 | 4.21 | 20 | 39.92 | 0 | 0.2 | 0.2 | 1 | 0.2 | 0 | 1830.96 | 0 | 1216.52 | 0 | 436.79 | 0 | 186.78 | 0 | 136.03 | 0 | 67.87 | 0 | 21.34 | 0 | 10.42 | 35.03
1569 | 4.4 | 1411.34 | 660 | 131.35 | 2202.69 | 740.21 | 177.65 | 11280.86 | 3120.55 | 14223.76 | 190.84 | 20691.57 | 1535.25 | 959.4 | 4428 | 4428 | 24.6 | 9827.7 | 304.95 | 14.9 | -62.61 | 6.76 | 20 | 17.58 | 0 | 0.2 | 0.2 | 1 | 0.2 | 0 | 8180.13 | 0 | 7477.96 | 0 | 3525.76 | 0 | 1507.73 | 0 | 607.75 | 0 | 417.2 | 0 | 172.24 | 0 | 84.12 | 253.94
1570 | 5.8 | 1411.34 | 660 | 131.35 | 2202.69 | 740.21 | 177.65 | 11280.86 | 3120.55 | 14223.76 | 190.84 | 54954.29 | 4196.39 | 959.4 | 4428 | 4428 | 24.6 | 9827.7 | 316.93 | 26.88 | -58.67 | 10.71 | 23.9 | 0 | 0 | 0.2 | 0.2 | 1 | 0.2 | 0 | 16871.66 | 0 | 23568.67 | 0 | 10166.46 | 0 | 4347.5 | 0 | 1253.49 | 0 | 1314.92 | 0 | 496.65 | 0 | 242.55 | 888.78
1571 | 6.2 | 1411.34 | 660 | 131.35 | 2202.69 | 740.21 | 177.65 | 11280.86 | 3120.55 | 14223.76 | 190.84 | 19717.55 | 3153.09 | 959.4 | 4428 | 4428 | 24.6 | 9827.7 | 306.92 | 16.87 | -60.79 | 8.58 | 20 | 10.79 | 0 | 0.2 | 0.2 | 1 | 0.2 | 0 | 4686.59 | 0 | 6494.05 | 0 | 5979.78 | 0 | 2557.14 | 0 | 696.39 | 0 | 724.62 | 0 | 584.25 | 0 | 285.33 | 862.51
1572 | 6.9 | 1411.34 | 660 | 131.35 | 2202.69 | 740.21 | 177.65 | 11280.86 | 3120.55 | 14223.76 | 190.84 | 73243.46 | 5618.15 | 959.4 | 4428 | 4428 | 24.6 | 9827.7 | 323.64 | 33.59 | -56.21 | 13.16 | 23.9 | 0 | 0 | 0.2 | 0.2 | 1 | 0.2 | 0 | 12120.88 | 0 | 26856.11 | 0 | 27355.44 | 0 | 6911.03 | 0 | 900.53 | 0 | 1498.33 | 0 | 1336.36 | 0 | 385.57 | 1497.35
1573 | 7.6 | 1411.34 | 660 | 131.35 | 2202.69 | 740.21 | 177.65 | 11280.86 | 3120.55 | 14223.76 | 190.84 | 34432.04 | 5234.76 | 959.4 | 4428 | 4428 | 24.6 | 9827.7 | 313.06 | 23.01 | -58.24 | 11.13 | 23.01 | 0 | 0 | 0.2 | 0.2 | 1 | 0.2 | 0 | 6337.47 | 0 | 8877.78 | 0 | 15603.31 | 0 | 3613.47 | 0 | 941.69 | 0 | 990.6 | 0 | 1524.5 | 0 | 403.2 | 1374.76
1574 | 7.5 | 1411.34 | 660 | 131.35 | 2202.69 | 740.21 | 177.65 | 11280.86 | 3120.55 | 14223.76 | 190.84 | 27407.29 | 2226.85 | 959.4 | 4428 | 4428 | 24.6 | 9827.7 | 310.02 | 19.97 | -59.04 | 10.34 | 20 | 0.09 | 0 | 0.2 | 0.2 | 1 | 0.2 | 0 | 7676 | 0 | 4584.79 | 0 | 10769.82 | 0 | 4376.67 | 0 | 570.29 | 0 | 255.79 | 0 | 526.13 | 0 | 244.18 | 630.46
1575 | 8.6 | 1411.34 | 660 | 131.35 | 2202.69 | 740.21 | 177.65 | 11280.86 | 3120.55 | 14223.76 | 190.84 | 117542 | 7924.23 | 959.4 | 4428 | 4428 | 24.6 | 9827.7 | 338.7 | 48.65 | -51.3 | 18.07 | 23.9 | 0 | 0 | 0.2 | 0.2 | 1 | 0.2 | 0 | 11262.35 | 0 | 19411.66 | 0 | 80446.48 | 0 | 6421.52 | 0 | 836.74 | 0 | 1083 | 0 | 3929.96 | 0 | 358.26 | 1716.26
1576 | 5.7 | 1411.34 | 660 | 131.35 | 2202.69 | 740.21 | 177.65 | 11280.86 | 3120.55 | 14223.76 | 190.84 | 25216.38 | 3666.29 | 959.4 | 4428 | 4428 | 24.6 | 9827.7 | 308.21 | 18.16 | -60.87 | 8.51 | 20 | 6.34 | 0 | 0.2 | 0.2 | 1 | 0.2 | 0 | 4585.12 | 0 | 3182.62 | 0 | 14834.32 | 0 | 2614.32 | 0 | 681.31 | 0 | 355.12 | 0 | 1449.37 | 0 | 291.71 | 888.78
1577 | 5.4 | 1411.34 | 660 | 131.35 | 2202.69 | 740.21 | 177.65 | 11280.86 | 3120.55 | 14223.76 | 190.84 | 20251.06 | 1600.84 | 959.4 | 4428 | 4428 | 24.6 | 9827.7 | 305.75 | 15.7 | -61.65 | 7.72 | 20 | 14.83 | 0 | 0.2 | 0.2 | 1 | 0.2 | 0 | 5187.66 | 0 | 2957.88 | 0 | 9051.36 | 0 | 3054.16 | 0 | 385.42 | 0 | 165.02 | 0 | 442.18 | 0 | 170.39 | 437.82
1578 | 4.5 | 1411.34 | 660 | 131.35 | 2202.69 | 740.21 | 444.13 | 11547.34 | 3387.03 | 14490.24 | 190.84 | 6436.2 | 515.96 | 2398.5 | 11070 | 11070 | 61.5 | 24569.25 | 285.03 | 14.06 | -61.33 | 6.78 | 20 | 21.93 | 0 | 0.5 | 0.5 | 1 | 0.5 | 0 | 1695.85 | 0 | 966.93 | 0 | 2735.49 | 0 | 1037.92 | 0 | 125.99 | 0 | 53.95 | 0 | 133.63 | 0 | 57.91 | 144.48
1579 | 4.1 | 1411.34 | 660 | 131.35 | 2202.69 | 740.21 | 444.13 | 11547.34 | 3387.03 | 14490.24 | 190.84 | 522.7 | 43.69 | 2398.5 | 11070 | 11070 | 61.5 | 24569.25 | 282.94 | 11.96 | -62.16 | 5.95 | 20 | 29.67 | 0 | 0.5 | 0.5 | 1 | 0.5 | 0 | 150.47 | 0 | 85.8 | 0 | 200.63 | 0 | 85.8 | 0 | 11.18 | 0 | 4.79 | 0 | 9.8 | 0 | 4.79 | 13.13
1580 | 3.2 | 1411.34 | 660 | 131.35 | 2202.69 | 740.21 | 444.13 | 11547.34 | 3387.03 | 14490.24 | 190.84 | 0 | 0 | 2398.5 | 11070 | 11070 | 61.5 | 24569.25 | 281.96 | 10.98 | -63.09 | 5.03 | 20 | 33.29 | 0 | 0.5 | 0.5 | 1 | 0.5 | 0 | 0 | 0 | 0 | 0 | 0 | 0 | 0 | 0 | 0 | 0 | 0 | 0 | 0 | 0 | 0 | 0
1581 | 3 | 1411.34 | 660 | 131.35 | 2202.69 | 740.21 | 444.13 | 11547.34 | 3387.03 | 14490.24 | 190.84 | 0 | 0 | 2398.5 | 11070 | 11070 | 61.5 | 24569.25 | 281.77 | 10.8 | -63.29 | 4.83 | 20 | 33.96 | 0 | 0.5 | 0.5 | 1 | 0.5 | 0 | 0 | 0 | 0 | 0 | 0 | 0 | 0 | 0 | 0 | 0 | 0 | 0 | 0 | 0 | 0 | 0
1582 | 1.8 | 1411.34 | 660 | 131.35 | 2202.69 | 740.21 | 444.13 | 11547.34 | 3387.03 | 14490.24 | 190.84 | 0 | 0 | 2398.5 | 11070 | 11070 | 61.5 | 24569.25 | 280.67 | 9.7 | -64.47 | 3.65 | 20 | 38.03 | 0 | 0.5 | 0.5 | 1 | 0.5 | 0 | 0 | 0 | 0 | 0 | 0 | 0 | 0 | 0 | 0 | 0 | 0 | 0 | 0 | 0 | 0 | 0
1583 | 1 | 1411.34 | 660 | 131.35 | 2202.69 | 740.21 | 444.13 | 11547.34 | 3387.03 | 14490.24 | 190.84 | 0 | 0 | 2398.5 | 11070 | 11070 | 61.5 | 24569.25 | 279.94 | 8.96 | -65.26 | 2.86 | 20 | 40.74 | 0 | 0.5 | 0.5 | 1 | 0.5 | 0 | 0 | 0 | 0 | 0 | 0 | 0 | 0 | 0 | 0 | 0 | 0 | 0 | 0 | 0 | 0 | 0
1584 | -0.1 | 1411.34 | 660 | 131.35 | 2202.69 | 740.21 | 444.13 | 11547.34 | 3387.03 | 14490.24 | 190.84 | 0 | 0 | 2398.5 | 11070 | 11070 | 61.5 | 24569.25 | 278.93 | 7.95 | -66.35 | 1.77 | 20 | 44.46 | 0 | 0.5 | 0.5 | 1 | 0.5 | 0 | 0 | 0 | 0 | 0 | 0 | 0 | 0 | 0 | 0 | 0 | 0 | 0 | 0 | 0 | 0 | 0
1585 | -1.5 | 1411.34 | 660 | 131.35 | 2202.69 | 740.21 | 444.13 | 11547.34 | 3387.03 | 14490.24 | 190.84 | 0 | 0 | 2398.5 | 2214 | 2214 | 61.5 | 6857.25 | 272.84 | 1.87 | -68.93 | -0.82 | 20 | 66.92 | 0 | 0.5 | 0.1 | 0.5 | 0.5 | 0 | 0 | 0 | 0 | 0 | 0 | 0 | 0 | 0 | 0 | 0 | 0 | 0 | 0 | 0 | 0 | 0
1586 | -2.2 | 1411.34 | 660 | 131.35 | 2202.69 | 740.21 | 444.13 | 11547.34 | 3387.03 | 14490.24 | 190.84 | 0 | 0 | 2398.5 | 2214 | 2214 | 61.5 | 6857.25 | 272.2 | 1.22 | -69.62 | -1.51 | 20 | 69.29 | 0 | 0.5 | 0.1 | 0.5 | 0.5 | 0 | 0 | 0 | 0 | 0 | 0 | 0 | 0 | 0 | 0 | 0 | 0 | 0 | 0 | 0 | 0 | 0
1587 | -1.9 | 1411.34 | 660 | 131.35 | 2202.69 | 740.21 | 444.13 | 11547.34 | 3387.03 | 14490.24 | 190.84 | 0 | 0 | 2398.5 | 2214 | 2214 | 61.5 | 6857.25 | 272.48 | 1.5 | -69.33 | -1.21 | 20 | 68.27 | 0 | 0.5 | 0.1 | 0.5 | 0.5 | 0 | 0 | 0 | 0 | 0 | 0 | 0 | 0 | 0 | 0 | 0 | 0 | 0 | 0 | 0 | 0 | 0
1588 | -2.3 | 1411.34 | 660 | 131.35 | 2202.69 | 740.21 | 444.13 | 11547.34 | 3387.03 | 14490.24 | 190.84 | 0 | 0 | 2398.5 | 2214 | 2214 | 61.5 | 6857.25 | 272.11 | 1.13 | -69.72 | -1.61 | 20 | 69.63 | 0 | 0.5 | 0.1 | 0.5 | 0.5 | 0 | 0 | 0 | 0 | 0 | 0 | 0 | 0 | 0 | 0 | 0 | 0 | 0 | 0 | 0 | 0 | 0
1589 | -2.5 | 1411.34 | 660 | 131.35 | 2202.69 | 740.21 | 444.13 | 11547.34 | 3387.03 | 14490.24 | 190.84 | 0 | 0 | 2398.5 | 2214 | 2214 | 61.5 | 6857.25 | 271.93 | 0.95 | -69.92 | -1.81 | 20 | 70.31 | 0 | 0.5 | 0.1 | 0.5 | 0.5 | 0 | 0 | 0 | 0 | 0 | 0 | 0 | 0 | 0 | 0 | 0 | 0 | 0 | 0 | 0 | 0 | 0
1590 | -3.3 | 1411.34 | 660 | 131.35 | 2202.69 | 740.21 | 444.13 | 11547.34 | 3387.03 | 14490.24 | 190.84 | 0 | 0 | 2398.5 | 2214 | 2214 | 61.5 | 6857.25 | 271.19 | 0.21 | -70.71 | -2.6 | 20 | 73.01 | 0 | 0.5 | 0.1 | 0.5 | 0.5 | 0 | 0 | 0 | 0 | 0 | 0 | 0 | 0 | 0 | 0 | 0 | 0 | 0 | 0 | 0 | 0 | 0
1591 | -3.7 | 1411.34 | 660 | 131.35 | 2202.69 | 740.21 | 444.13 | 11547.34 | 3387.03 | 14490.24 | 190.84 | 0 | 0 | 2398.5 | 2214 | 2214 | 61.5 | 6857.25 | 270.82 | -0.15 | -71.1 | -2.99 | 20 | 74.37 | 0 | 0.5 | 0.1 | 0.5 | 0.5 | 0 | 0 | 0 | 0 | 0 | 0 | 0 | 0 | 0 | 0 | 0 | 0 | 0 | 0 | 0 | 0 | 0
1592 | -2.6 | 1411.34 | 660 | 131.35 | 2202.69 | 740.21 | 177.65 | 11280.86 | 3120.55 | 14223.76 | 190.84 | 22097.85 | 1553.86 | 959.4 | 4428 | 4428 | 24.6 | 9827.7 | 299.03 | 8.98 | -69.42 | -0.04 | 20 | 38 | 0 | 0.2 | 0.2 | 1 | 0.2 | 0 | 12463.53 | 0 | 8408.24 | 0 | 858.82 | 0 | 367.26 | 0 | 925.99 | 0 | 469.1 | 0 | 41.96 | 0 | 20.49 | 96.32
1593 | 0.8 | 1411.34 | 660 | 131.35 | 2202.69 | 740.21 | 177.65 | 11280.86 | 3120.55 | 14223.76 | 190.84 | 59744.65 | 4378.64 | 959.4 | 4428 | 4428 | 24.6 | 9827.7 | 313.84 | 23.79 | -63.26 | 6.12 | 23.79 | 0 | 0 | 0.2 | 0.2 | 1 | 0.2 | 0 | 25836.5 | 0 | 25422.34 | 0 | 5943.97 | 0 | 2541.83 | 0 | 1919.54 | 0 | 1418.34 | 0 | 290.37 | 0 | 141.81 | 608.57
1594 | 3.2 | 1411.34 | 660 | 131.35 | 2202.69 | 740.21 | 177.65 | 11280.86 | 3120.55 | 14223.76 | 190.84 | 86270.27 | 6520.07 | 959.4 | 4428 | 4428 | 24.6 | 9827.7 | 324.48 | 34.43 | -58.9 | 10.48 | 23.9 | 0 | 0 | 0.2 | 0.2 | 1 | 0.2 | 0 | 27294.47 | 0 | 45928.63 | 0 | 9139.03 | 0 | 3908.14 | 0 | 2027.86 | 0 | 2562.41 | 0 | 446.46 | 0 | 218.04 | 1265.31
1595 | 4.8 | 1411.34 | 660 | 131.35 | 2202.69 | 740.21 | 177.65 | 11280.86 | 3120.55 | 14223.76 | 190.84 | 34735.78 | 5521.85 | 959.4 | 4428 | 4428 | 24.6 | 9827.7 | 310.7 | 20.65 | -60.96 | 8.41 | 20.65 | 0 | 0 | 0.2 | 0.2 | 1 | 0.2 | 0 | 5947.07 | 0 | 19182.46 | 0 | 6728.8 | 0 | 2877.45 | 0 | 883.68 | 0 | 2140.42 | 0 | 657.43 | 0 | 321.07 | 1519.24
1596 | 5.7 | 1411.34 | 660 | 131.35 | 2202.69 | 740.21 | 177.65 | 11280.86 | 3120.55 | 14223.76 | 190.84 | 71550.93 | 5503.83 | 959.4 | 4428 | 4428 | 24.6 | 9827.7 | 322.06 | 32.01 | -57.52 | 11.85 | 23.9 | 0 | 0 | 0.2 | 0.2 | 1 | 0.2 | 0 | 12225.85 | 0 | 25637.86 | 0 | 26716.34 | 0 | 6970.88 | 0 | 908.33 | 0 | 1430.36 | 0 | 1305.14 | 0 | 388.91 | 1471.08
1597 | 5.9 | 1411.34 | 660 | 131.35 | 2202.69 | 740.21 | 177.65 | 11280.86 | 3120.55 | 14223.76 | 190.84 | 41620.72 | 6194.6 | 959.4 | 4428 | 4428 | 24.6 | 9827.7 | 313.88 | 23.83 | -59.35 | 10.02 | 23.83 | 0 | 0 | 0.2 | 0.2 | 1 | 0.2 | 0 | 6540.75 | 0 | 11742.09 | 0 | 19608.5 | 0 | 3729.38 | 0 | 971.9 | 0 | 1310.21 | 0 | 1915.82 | 0 | 416.13 | 1580.54
1598 | 6.7 | 1411.34 | 660 | 131.35 | 2202.69 | 740.21 | 177.65 | 11280.86 | 3120.55 | 14223.76 | 190.84 | 84765.05 | 6156.17 | 959.4 | 4428 | 4428 | 24.6 | 9827.7 | 327.11 | 37.06 | -55.57 | 13.8 | 23.9 | 0 | 0 | 0.2 | 0.2 | 1 | 0.2 | 0 | 12951.27 | 0 | 18498.02 | 0 | 45931.25 | 0 | 7384.5 | 0 | 962.22 | 0 | 1032.02 | 0 | 2243.83 | 0 | 411.99 | 1506.11
1599 | 6.7 | 1411.34 | 660 | 131.35 | 2202.69 | 740.21 | 177.65 | 11280.86 | 3120.55 | 14223.76 | 190.84 | 41967.06 | 5936.71 | 959.4 | 4428 | 4428 | 24.6 | 9827.7 | 314.63 | 24.58 | -58.56 | 10.81 | 23.9 | 0 | 0 | 0.2 | 0.2 | 1 | 0.2 | 0 | 5998.95 | 0 | 6898.18 | 0 | 25649.48 | 0 | 3420.45 | 0 | 891.39 | 0 | 769.71 | 0 | 2506.05 | 0 | 381.66 | 1387.9
1600 | 6.8 | 1411.34 | 660 | 131.35 | 2202.69 | 740.21 | 177.65 | 11280.86 | 3120.55 | 14223.76 | 190.84 | 46615.05 | 6204.31 | 959.4 | 4428 | 4428 | 24.6 | 9827.7 | 316.15 | 26.1 | -58.12 | 11.25 | 23.9 | 0 | 0 | 0.2 | 0.2 | 1 | 0.2 | 0 | 5076.12 | 0 | 4623.79 | 0 | 34020.86 | 0 | 2894.28 | 0 | 754.27 | 0 | 515.93 | 0 | 3323.97 | 0 | 322.95 | 1287.2
1601 | 6.3 | 1411.34 | 660 | 131.35 | 2202.69 | 740.21 | 177.65 | 11280.86 | 3120.55 | 14223.76 | 190.84 | 16010.78 | 2319.38 | 959.4 | 4428 | 4428 | 24.6 | 9827.7 | 305.69 | 15.64 | -61.01 | 8.37 | 20 | 15.02 | 0 | 0.2 | 0.2 | 1 | 0.2 | 0 | 3064.46 | 0 | 1747.28 | 0 | 9210.67 | 0 | 1988.37 | 0 | 455.35 | 0 | 194.97 | 0 | 899.92 | 0 | 221.87 | 547.28
1602 | 5.7 | 1411.34 | 660 | 131.35 | 2202.69 | 740.21 | 444.13 | 11547.34 | 3387.03 | 14490.24 | 190.84 | 21371.67 | 1458.26 | 2398.5 | 11070 | 11070 | 61.5 | 24569.25 | 290.44 | 19.46 | -59.07 | 9.05 | 20 | 1.99 | 0 | 0.5 | 0.5 | 1 | 0.5 | 0 | 3357.21 | 0 | 1914.2 | 0 | 12905.31 | 0 | 3194.95 | 0 | 249.43 | 0 | 106.8 | 0 | 630.45 | 0 | 178.25 | 293.34
1603 | 5.4 | 1411.34 | 660 | 131.35 | 2202.69 | 740.21 | 444.13 | 11547.34 | 3387.03 | 14490.24 | 190.84 | 522.43 | 43.67 | 2398.5 | 11070 | 11070 | 61.5 | 24569.25 | 284.13 | 13.15 | -60.88 | 7.24 | 20 | 25.27 | 0 | 0.5 | 0.5 | 1 | 0.5 | 0 | 150.4 | 0 | 85.75 | 0 | 200.53 | 0 | 85.75 | 0 | 11.17 | 0 | 4.78 | 0 | 9.8 | 0 | 4.78 | 13.13
1604 | 5.1 | 1411.34 | 660 | 131.35 | 2202.69 | 740.21 | 444.13 | 11547.34 | 3387.03 | 14490.24 | 190.84 | 0 | 0 | 2398.5 | 11070 | 11070 | 61.5 | 24569.25 | 283.7 | 12.72 | -61.21 | 6.9 | 20 | 26.85 | 0 | 0.5 | 0.5 | 1 | 0.5 | 0 | 0 | 0 | 0 | 0 | 0 | 0 | 0 | 0 | 0 | 0 | 0 | 0 | 0 | 0 | 0 | 0
1605 | 4.7 | 1411.34 | 660 | 131.35 | 2202.69 | 740.21 | 444.13 | 11547.34 | 3387.03 | 14490.24 | 190.84 | 0 | 0 | 2398.5 | 11070 | 11070 | 61.5 | 24569.25 | 283.33 | 12.36 | -61.61 | 6.51 | 20 | 28.21 | 0 | 0.5 | 0.5 | 1 | 0.5 | 0 | 0 | 0 | 0 | 0 | 0 | 0 | 0 | 0 | 0 | 0 | 0 | 0 | 0 | 0 | 0 | 0
1606 | 4.3 | 1411.34 | 660 | 131.35 | 2202.69 | 740.21 | 444.13 | 11547.34 | 3387.03 | 14490.24 | 190.84 | 0 | 0 | 2398.5 | 11070 | 11070 | 61.5 | 24569.25 | 282.97 | 11.99 | -62 | 6.11 | 20 | 29.56 | 0 | 0.5 | 0.5 | 1 | 0.5 | 0 | 0 | 0 | 0 | 0 | 0 | 0 | 0 | 0 | 0 | 0 | 0 | 0 | 0 | 0 | 0 | 0
1607 | 4.1 | 1411.34 | 660 | 131.35 | 2202.69 | 740.21 | 444.13 | 11547.34 | 3387.03 | 14490.24 | 190.84 | 0 | 0 | 2398.5 | 11070 | 11070 | 61.5 | 24569.25 | 282.78 | 11.81 | -62.2 | 5.92 | 20 | 30.24 | 0 | 0.5 | 0.5 | 1 | 0.5 | 0 | 0 | 0 | 0 | 0 | 0 | 0 | 0 | 0 | 0 | 0 | 0 | 0 | 0 | 0 | 0 | 0
1608 | 3.7 | 1411.34 | 660 | 131.35 | 2202.69 | 740.21 | 444.13 | 11547.34 | 3387.03 | 14490.24 | 190.84 | 0 | 0 | 2398.5 | 11070 | 11070 | 61.5 | 24569.25 | 282.42 | 11.44 | -62.59 | 5.52 | 20 | 31.59 | 0 | 0.5 | 0.5 | 1 | 0.5 | 0 | 0 | 0 | 0 | 0 | 0 | 0 | 0 | 0 | 0 | 0 | 0 | 0 | 0 | 0 | 0 | 0
1609 | 3 | 1411.34 | 660 | 131.35 | 2202.69 | 740.21 | 444.13 | 11547.34 | 3387.03 | 14490.24 | 190.84 | 0 | 0 | 2398.5 | 2214 | 2214 | 61.5 | 6857.25 | 276.97 | 6 | -64.49 | 3.62 | 20 | 51.68 | 0 | 0.5 | 0.1 | 0.5 | 0.5 | 0 | 0 | 0 | 0 | 0 | 0 | 0 | 0 | 0 | 0 | 0 | 0 | 0 | 0 | 0 | 0 | 0
1610 | 1.4 | 1411.34 | 660 | 131.35 | 2202.69 | 740.21 | 444.13 | 11547.34 | 3387.03 | 14490.24 | 190.84 | 0 | 0 | 2398.5 | 2214 | 2214 | 61.5 | 6857.25 | 275.5 | 4.53 | -66.07 | 2.04 | 20 | 57.1 | 0 | 0.5 | 0.1 | 0.5 | 0.5 | 0 | 0 | 0 | 0 | 0 | 0 | 0 | 0 | 0 | 0 | 0 | 0 | 0 | 0 | 0 | 0 | 0
1611 | 0 | 1411.34 | 660 | 131.35 | 2202.69 | 740.21 | 444.13 | 11547.34 | 3387.03 | 14490.24 | 190.84 | 0 | 0 | 2398.5 | 2214 | 2214 | 61.5 | 6857.25 | 274.22 | 3.24 | -67.45 | 0.66 | 20 | 61.84 | 0 | 0.5 | 0.1 | 0.5 | 0.5 | 0 | 0 | 0 | 0 | 0 | 0 | 0 | 0 | 0 | 0 | 0 | 0 | 0 | 0 | 0 | 0 | 0
1612 | 0.9 | 1411.34 | 660 | 131.35 | 2202.69 | 740.21 | 444.13 | 11547.34 | 3387.03 | 14490.24 | 190.84 | 0 | 0 | 2398.5 | 2214 | 2214 | 61.5 | 6857.25 | 275.05 | 4.07 | -66.56 | 1.55 | 20 | 58.79 | 0 | 0.5 | 0.1 | 0.5 | 0.5 | 0 | 0 | 0 | 0 | 0 | 0 | 0 | 0 | 0 | 0 | 0 | 0 | 0 | 0 | 0 | 0 | 0
1613 | 1 | 1411.34 | 660 | 131.35 | 2202.69 | 740.21 | 444.13 | 11547.34 | 3387.03 | 14490.24 | 190.84 | 0 | 0 | 2398.5 | 2214 | 2214 | 61.5 | 6857.25 | 275.14 | 4.16 | -66.47 | 1.65 | 20 | 58.45 | 0 | 0.5 | 0.1 | 0.5 | 0.5 | 0 | 0 | 0 | 0 | 0 | 0 | 0 | 0 | 0 | 0 | 0 | 0 | 0 | 0 | 0 | 0 | 0
1614 | 1.2 | 1411.34 | 660 | 131.35 | 2202.69 | 740.21 | 444.13 | 11547.34 | 3387.03 | 14490.24 | 190.84 | 0 | 0 | 2398.5 | 2214 | 2214 | 61.5 | 6857.25 | 275.32 | 4.34 | -66.27 | 1.85 | 20 | 57.77 | 0 | 0.5 | 0.1 | 0.5 | 0.5 | 0 | 0 | 0 | 0 | 0 | 0 | 0 | 0 | 0 | 0 | 0 | 0 | 0 | 0 | 0 | 0 | 0
1615 | 0.4 | 1411.34 | 660 | 131.35 | 2202.69 | 740.21 | 444.13 | 11547.34 | 3387.03 | 14490.24 | 190.84 | 0 | 0 | 2398.5 | 2214 | 2214 | 61.5 | 6857.25 | 274.59 | 3.61 | -67.06 | 1.06 | 20 | 60.48 | 0 | 0.5 | 0.1 | 0.5 | 0.5 | 0 | 0 | 0 | 0 | 0 | 0 | 0 | 0 | 0 | 0 | 0 | 0 | 0 | 0 | 0 | 0 | 0
1616 | 0.3 | 1411.34 | 660 | 131.35 | 2202.69 | 740.21 | 177.65 | 11280.86 | 3120.55 | 14223.76 | 190.84 | 16667.14 | 1215.19 | 959.4 | 4428 | 4428 | 24.6 | 9827.7 | 299.98 | 9.93 | -66.96 | 2.42 | 20 | 34.72 | 0 | 0.2 | 0.2 | 1 | 0.2 | 0 | 9159.9 | 0 | 6112.39 | 0 | 977.04 | 0 | 417.81 | 0 | 680.54 | 0 | 341.02 | 0 | 47.73 | 0 | 23.31 | 122.59
1617 | 1.2 | 1411.34 | 660 | 131.35 | 2202.69 | 740.21 | 177.65 | 11280.86 | 3120.55 | 14223.76 | 190.84 | 71660.02 | 5212.85 | 959.4 | 4428 | 4428 | 24.6 | 9827.7 | 317.9 | 27.85 | -61.98 | 7.4 | 23.9 | 0 | 0 | 0.2 | 0.2 | 1 | 0.2 | 0 | 31688.36 | 0 | 31457.64 | 0 | 5963.73 | 0 | 2550.28 | 0 | 2354.3 | 0 | 1755.06 | 0 | 291.34 | 0 | 142.28 | 669.87
1618 | 2.3 | 1411.34 | 660 | 131.35 | 2202.69 | 740.21 | 177.65 | 11280.86 | 3120.55 | 14223.76 | 190.84 | 50245.36 | 7590.77 | 959.4 | 4428 | 4428 | 24.6 | 9827.7 | 313.53 | 23.48 | -62.21 | 7.16 | 23.48 | 0 | 0 | 0.2 | 0.2 | 1 | 0.2 | 0 | 16090.34 | 0 | 27942.86 | 0 | 4351.38 | 0 | 1860.79 | 0 | 2390.88 | 0 | 3117.92 | 0 | 425.15 | 0 | 207.63 | 1449.19
1619 | 2.6 | 1411.34 | 660 | 131.35 | 2202.69 | 740.21 | 177.65 | 11280.86 | 3120.55 | 14223.76 | 190.84 | 72879.15 | 5804.39 | 959.4 | 4428 | 4428 | 24.6 | 9827.7 | 319.83 | 29.78 | -60.47 | 8.9 | 23.9 | 0 | 0 | 0.2 | 0.2 | 1 | 0.2 | 0 | 12076.53 | 0 | 41897.18 | 0 | 13242.52 | 0 | 5662.92 | 0 | 897.23 | 0 | 2337.49 | 0 | 646.92 | 0 | 315.94 | 1606.81
1620 | 3.5 | 1411.34 | 660 | 131.35 | 2202.69 | 740.21 | 177.65 | 11280.86 | 3120.55 | 14223.76 | 190.84 | 49022.09 | 7436.83 | 959.4 | 4428 | 4428 | 24.6 | 9827.7 | 314.22 | 24.17 | -61.12 | 8.25 | 23.9 | 0 | 0 | 0.2 | 0.2 | 1 | 0.2 | 0 | 5355.44 | 0 | 22619.49 | 0 | 17993.62 | 0 | 3053.54 | 0 | 795.77 | 0 | 2523.93 | 0 | 1758.04 | 0 | 340.72 | 2018.36
1621 | 3.8 | 1411.34 | 660 | 131.35 | 2202.69 | 740.21 | 177.65 | 11280.86 | 3120.55 | 14223.76 | 190.84 | 42055.97 | 6268.84 | 959.4 | 4428 | 4428 | 24.6 | 9827.7 | 312.13 | 22.08 | -61.39 | 7.98 | 22.08 | 0 | 0 | 0.2 | 0.2 | 1 | 0.2 | 0 | 6603.09 | 0 | 11870.19 | 0 | 19817.76 | 0 | 3764.92 | 0 | 981.16 | 0 | 1324.5 | 0 | 1936.27 | 0 | 420.1 | 1606.81
1622 | 3.6 | 1411.34 | 660 | 131.35 | 2202.69 | 740.21 | 177.65 | 11280.86 | 3120.55 | 14223.76 | 190.84 | 35370.53 | 2836.67 | 959.4 | 4428 | 4428 | 24.6 | 9827.7 | 308.94 | 18.89 | -62.29 | 7.08 | 20 | 3.81 | 0 | 0.2 | 0.2 | 1 | 0.2 | 0 | 9305.55 | 0 | 6154.92 | 0 | 14604.27 | 0 | 5305.8 | 0 | 691.36 | 0 | 343.39 | 0 | 713.45 | 0 | 296.02 | 792.46
1623 | 3.6 | 1411.34 | 660 | 131.35 | 2202.69 | 740.21 | 177.65 | 11280.86 | 3120.55 | 14223.76 | 190.84 | 35484.92 | 2819.35 | 959.4 | 4428 | 4428 | 24.6 | 9827.7 | 308.89 | 18.84 | -62.28 | 7.09 | 20 | 4 | 0 | 0.2 | 0.2 | 1 | 0.2 | 0 | 9051.56 | 0 | 5822.05 | 0 | 15450.34 | 0 | 5160.98 | 0 | 672.49 | 0 | 324.82 | 0 | 754.78 | 0 | 287.94 | 779.32
1624 | 3.5 | 1411.34 | 660 | 131.35 | 2202.69 | 740.21 | 177.65 | 11280.86 | 3120.55 | 14223.76 | 190.84 | 25525.12 | 2050.27 | 959.4 | 4428 | 4428 | 24.6 | 9827.7 | 305.69 | 15.64 | -63.13 | 6.25 | 20 | 15.04 | 0 | 0.2 | 0.2 | 1 | 0.2 | 0 | 6868.07 | 0 | 4012.96 | 0 | 10728.09 | 0 | 3916 | 0 | 510.27 | 0 | 223.89 | 0 | 524.09 | 0 | 218.48 | 573.55
1625 | 3.4 | 1411.34 | 660 | 131.35 | 2202.69 | 740.21 | 177.65 | 11280.86 | 3120.55 | 14223.76 | 190.84 | 9244.35 | 756.8 | 959.4 | 4428 | 4428 | 24.6 | 9827.7 | 300.5 | 10.45 | -64.44 | 4.93 | 20 | 32.93 | 0 | 0.2 | 0.2 | 1 | 0.2 | 0 | 2583.99 | 0 | 1473.33 | 0 | 3701.16 | 0 | 1485.87 | 0 | 191.98 | 0 | 82.2 | 0 | 180.81 | 0 | 82.9 | 218.91
1626 | 3.3 | 1411.34 | 660 | 131.35 | 2202.69 | 740.21 | 444.13 | 11547.34 | 3387.03 | 14490.24 | 190.84 | 6997.99 | 561.84 | 2398.5 | 11070 | 11070 | 61.5 | 24569.25 | 284.1 | 13.12 | -62.47 | 5.64 | 20 | 25.39 | 0 | 0.5 | 0.5 | 1 | 0.5 | 0 | 1853.81 | 0 | 1057 | 0 | 2955.54 | 0 | 1131.64 | 0 | 137.73 | 0 | 58.97 | 0 | 144.38 | 0 | 63.14 | 157.62
1627 | 3 | 1411.34 | 660 | 131.35 | 2202.69 | 740.21 | 444.13 | 11547.34 | 3387.03 | 14490.24 | 190.84 | 522.2 | 43.66 | 2398.5 | 11070 | 11070 | 61.5 | 24569.25 | 281.93 | 10.95 | -63.25 | 4.87 | 20 | 33.4 | 0 | 0.5 | 0.5 | 1 | 0.5 | 0 | 150.33 | 0 | 85.72 | 0 | 200.44 | 0 | 85.72 | 0 | 11.17 | 0 | 4.78 | 0 | 9.79 | 0 | 4.78 | 13.13
1628 | 2.5 | 1411.34 | 660 | 131.35 | 2202.69 | 740.21 | 444.13 | 11547.34 | 3387.03 | 14490.24 | 190.84 | 0 | 0 | 2398.5 | 11070 | 11070 | 61.5 | 24569.25 | 281.31 | 10.34 | -63.78 | 4.34 | 20 | 35.66 | 0 | 0.5 | 0.5 | 1 | 0.5 | 0 | 0 | 0 | 0 | 0 | 0 | 0 | 0 | 0 | 0 | 0 | 0 | 0 | 0 | 0 | 0 | 0
1629 | 2.3 | 1411.34 | 660 | 131.35 | 2202.69 | 740.21 | 444.13 | 11547.34 | 3387.03 | 14490.24 | 190.84 | 0 | 0 | 2398.5 | 11070 | 11070 | 61.5 | 24569.25 | 281.13 | 10.15 | -63.98 | 4.14 | 20 | 36.34 | 0 | 0.5 | 0.5 | 1 | 0.5 | 0 | 0 | 0 | 0 | 0 | 0 | 0 | 0 | 0 | 0 | 0 | 0 | 0 | 0 | 0 | 0 | 0
1630 | 2 | 1411.34 | 660 | 131.35 | 2202.69 | 740.21 | 444.13 | 11547.34 | 3387.03 | 14490.24 | 190.84 | 0 | 0 | 2398.5 | 11070 | 11070 | 61.5 | 24569.25 | 280.86 | 9.88 | -64.27 | 3.84 | 20 | 37.35 | 0 | 0.5 | 0.5 | 1 | 0.5 | 0 | 0 | 0 | 0 | 0 | 0 | 0 | 0 | 0 | 0 | 0 | 0 | 0 | 0 | 0 | 0 | 0
1631 | 1.5 | 1411.34 | 660 | 131.35 | 2202.69 | 740.21 | 444.13 | 11547.34 | 3387.03 | 14490.24 | 190.84 | 0 | 0 | 2398.5 | 11070 | 11070 | 61.5 | 24569.25 | 280.4 | 9.42 | -64.77 | 3.35 | 20 | 39.04 | 0 | 0.5 | 0.5 | 1 | 0.5 | 0 | 0 | 0 | 0 | 0 | 0 | 0 | 0 | 0 | 0 | 0 | 0 | 0 | 0 | 0 | 0 | 0
1632 | 1.2 | 1411.34 | 660 | 131.35 | 2202.69 | 740.21 | 444.13 | 11547.34 | 3387.03 | 14490.24 | 190.84 | 0 | 0 | 2398.5 | 11070 | 11070 | 61.5 | 24569.25 | 280.12 | 9.14 | -65.06 | 3.05 | 20 | 40.06 | 0 | 0.5 | 0.5 | 1 | 0.5 | 0 | 0 | 0 | 0 | 0 | 0 | 0 | 0 | 0 | 0 | 0 | 0 | 0 | 0 | 0 | 0 | 0
1633 | 0.9 | 1411.34 | 660 | 131.35 | 2202.69 | 740.21 | 444.13 | 11547.34 | 3387.03 | 14490.24 | 190.84 | 0 | 0 | 2398.5 | 2214 | 2214 | 61.5 | 6857.25 | 275.05 | 4.07 | -66.56 | 1.55 | 20 | 58.79 | 0 | 0.5 | 0.1 | 0.5 | 0.5 | 0 | 0 | 0 | 0 | 0 | 0 | 0 | 0 | 0 | 0 | 0 | 0 | 0 | 0 | 0 | 0 | 0
1634 | 0.8 | 1411.34 | 660 | 131.35 | 2202.69 | 740.21 | 444.13 | 11547.34 | 3387.03 | 14490.24 | 190.84 | 0 | 0 | 2398.5 | 2214 | 2214 | 61.5 | 6857.25 | 274.95 | 3.98 | -66.66 | 1.45 | 20 | 59.13 | 0 | 0.5 | 0.1 | 0.5 | 0.5 | 0 | 0 | 0 | 0 | 0 | 0 | 0 | 0 | 0 | 0 | 0 | 0 | 0 | 0 | 0 | 0 | 0
1635 | 0.6 | 1411.34 | 660 | 131.35 | 2202.69 | 740.21 | 444.13 | 11547.34 | 3387.03 | 14490.24 | 190.84 | 0 | 0 | 2398.5 | 2214 | 2214 | 61.5 | 6857.25 | 274.77 | 3.79 | -66.86 | 1.25 | 20 | 59.81 | 0 | 0.5 | 0.1 | 0.5 | 0.5 | 0 | 0 | 0 | 0 | 0 | 0 | 0 | 0 | 0 | 0 | 0 | 0 | 0 | 0 | 0 | 0 | 0
1636 | 0.3 | 1411.34 | 660 | 131.35 | 2202.69 | 740.21 | 444.13 | 11547.34 | 3387.03 | 14490.24 | 190.84 | 0 | 0 | 2398.5 | 2214 | 2214 | 61.5 | 6857.25 | 274.5 | 3.52 | -67.16 | 0.96 | 20 | 60.82 | 0 | 0.5 | 0.1 | 0.5 | 0.5 | 0 | 0 | 0 | 0 | 0 | 0 | 0 | 0 | 0 | 0 | 0 | 0 | 0 | 0 | 0 | 0 | 0
1637 | 0.2 | 1411.34 | 660 | 131.35 | 2202.69 | 740.21 | 444.13 | 11547.34 | 3387.03 | 14490.24 | 190.84 | 0 | 0 | 2398.5 | 2214 | 2214 | 61.5 | 6857.25 | 274.4 | 3.43 | -67.26 | 0.86 | 20 | 61.16 | 0 | 0.5 | 0.1 | 0.5 | 0.5 | 0 | 0 | 0 | 0 | 0 | 0 | 0 | 0 | 0 | 0 | 0 | 0 | 0 | 0 | 0 | 0 | 0
1638 | -0.1 | 1411.34 | 660 | 131.35 | 2202.69 | 740.21 | 444.13 | 11547.34 | 3387.03 | 14490.24 | 190.84 | 0 | 0 | 2398.5 | 2214 | 2214 | 61.5 | 6857.25 | 274.13 | 3.15 | -67.55 | 0.56 | 20 | 62.18 | 0 | 0.5 | 0.1 | 0.5 | 0.5 | 0 | 0 | 0 | 0 | 0 | 0 | 0 | 0 | 0 | 0 | 0 | 0 | 0 | 0 | 0 | 0 | 0
1639 | -0.2 | 1411.34 | 660 | 131.35 | 2202.69 | 740.21 | 444.13 | 11547.34 | 3387.03 | 14490.24 | 190.84 | 0 | 0 | 2398.5 | 2214 | 2214 | 61.5 | 6857.25 | 274.04 | 3.06 | -67.65 | 0.46 | 20 | 62.51 | 0 | 0.5 | 0.1 | 0.5 | 0.5 | 0 | 0 | 0 | 0 | 0 | 0 | 0 | 0 | 0 | 0 | 0 | 0 | 0 | 0 | 0 | 0 | 0
1640 | 0.1 | 1411.34 | 660 | 131.35 | 2202.69 | 740.21 | 444.13 | 11547.34 | 3387.03 | 14490.24 | 190.84 | 1509.92 | 118.87 | 2398.5 | 11070 | 11070 | 61.5 | 24569.25 | 279.55 | 8.58 | -66.04 | 2.08 | 20 | 42.16 | 0 | 0.5 | 0.5 | 1 | 0.5 | 0 | 594.79 | 0 | 370.31 | 0 | 381.62 | 0 | 163.19 | 0 | 44.19 | 0 | 20.66 | 0 | 18.64 | 0 | 9.1 | 26.27
1641 | 0.8 | 1411.34 | 660 | 131.35 | 2202.69 | 740.21 | 444.13 | 11547.34 | 3387.03 | 14490.24 | 190.84 | 14335.89 | 1104.13 | 2398.5 | 11070 | 11070 | 61.5 | 24569.25 | 283.94 | 12.96 | -64.41 | 3.71 | 20 | 25.98 | 0 | 0.5 | 0.5 | 1 | 0.5 | 0 | 5195.58 | 0 | 4228.06 | 0 | 3440.84 | 0 | 1471.41 | 0 | 386.01 | 0 | 235.89 | 0 | 168.09 | 0 | 82.09 | 232.05
1642 | 0.8 | 1411.34 | 660 | 131.35 | 2202.69 | 740.21 | 444.13 | 11547.34 | 3387.03 | 14490.24 | 190.84 | 13545.05 | 1108 | 2398.5 | 11070 | 11070 | 61.5 | 24569.25 | 283.72 | 12.75 | -64.46 | 3.66 | 20 | 26.76 | 0 | 0.5 | 0.5 | 1 | 0.5 | 0 | 3911.99 | 0 | 2367.62 | 0 | 5089.16 | 0 | 2176.29 | 0 | 290.64 | 0 | 132.09 | 0 | 248.62 | 0 | 121.42 | 315.23
1643 | 1.4 | 1411.34 | 660 | 131.35 | 2202.69 | 740.21 | 444.13 | 11547.34 | 3387.03 | 14490.24 | 190.84 | 13199.98 | 1086.66 | 2398.5 | 11070 | 11070 | 61.5 | 24569.25 | 284.18 | 13.2 | -63.89 | 4.22 | 20 | 25.1 | 0 | 0.5 | 0.5 | 1 | 0.5 | 0 | 3775.45 | 0 | 2250.07 | 0 | 5025.43 | 0 | 2149.03 | 0 | 280.5 | 0 | 125.53 | 0 | 245.5 | 0 | 119.9 | 315.23
1644 | 1.6 | 1411.34 | 660 | 131.35 | 2202.69 | 740.21 | 444.13 | 11547.34 | 3387.03 | 14490.24 | 190.84 | 20699.27 | 1694.67 | 2398.5 | 11070 | 11070 | 61.5 | 24569.25 | 286.56 | 15.58 | -63.14 | 4.97 | 20 | 16.31 | 0 | 0.5 | 0.5 | 1 | 0.5 | 0 | 5886.78 | 0 | 3517.92 | 0 | 7938.07 | 0 | 3356.5 | 0 | 437.36 | 0 | 196.27 | 0 | 387.79 | 0 | 187.26 | 485.98
1645 | 1.9 | 1411.34 | 660 | 131.35 | 2202.69 | 740.21 | 444.13 | 11547.34 | 3387.03 | 14490.24 | 190.84 | 16396.23 | 1346.88 | 2398.5 | 11070 | 11070 | 61.5 | 24569.25 | 285.57 | 14.59 | -63.16 | 4.95 | 20 | 19.95 | 0 | 0.5 | 0.5 | 1 | 0.5 | 0 | 4667.68 | 0 | 2738.62 | 0 | 6328.52 | 0 | 2661.4 | 0 | 346.79 | 0 | 152.79 | 0 | 309.16 | 0 | 148.48 | 389.66
1646 | 2.2 | 1411.34 | 660 | 131.35 | 2202.69 | 740.21 | 444.13 | 11547.34 | 3387.03 | 14490.24 | 190.84 | 12599.32 | 1037.59 | 2398.5 | 11070 | 11070 | 61.5 | 24569.25 | 284.73 | 13.76 | -63.15 | 4.97 | 20 | 23.04 | 0 | 0.5 | 0.5 | 1 | 0.5 | 0 | 3589.65 | 0 | 2082.88 | 0 | 4880.04 | 0 | 2046.73 | 0 | 266.7 | 0 | 116.21 | 0 | 238.4 | 0 | 114.19 | 302.1
1647 | 2.3 | 1411.34 | 660 | 131.35 | 2202.69 | 740.21 | 444.13 | 11547.34 | 3387.03 | 14490.24 | 190.84 | 11117.29 | 915.82 | 2398.5 | 11070 | 11070 | 61.5 | 24569.25 | 284.39 | 13.41 | -63.16 | 4.96 | 20 | 24.3 | 0 | 0.5 | 0.5 | 1 | 0.5 | 0 | 3162.81 | 0 | 1824.58 | 0 | 4326.54 | 0 | 1803.36 | 0 | 234.98 | 0 | 101.8 | 0 | 211.36 | 0 | 100.61 | 267.07
1648 | 2.2 | 1411.34 | 660 | 131.35 | 2202.69 | 740.21 | 444.13 | 11547.34 | 3387.03 | 14490.24 | 190.84 | 7590.89 | 626.78 | 2398.5 | 11070 | 11070 | 61.5 | 24569.25 | 283.27 | 12.29 | -63.52 | 4.6 | 20 | 28.46 | 0 | 0.5 | 0.5 | 1 | 0.5 | 0 | 2159.25 | 0 | 1236.26 | 0 | 2964.22 | 0 | 1231.15 | 0 | 160.42 | 0 | 68.97 | 0 | 144.81 | 0 | 68.69 | 183.89
1649 | 2.4 | 1411.34 | 660 | 131.35 | 2202.69 | 740.21 | 444.13 | 11547.34 | 3387.03 | 14490.24 | 190.84 | 3386.74 | 280.81 | 2398.5 | 11070 | 11070 | 61.5 | 24569.25 | 282.22 | 11.24 | -63.63 | 4.49 | 20 | 32.33 | 0 | 0.5 | 0.5 | 1 | 0.5 | 0 | 964.23 | 0 | 549.78 | 0 | 1321.14 | 0 | 551.59 | 0 | 71.64 | 0 | 30.67 | 0 | 64.54 | 0 | 30.77 | 83.19
1650 | 2.2 | 1411.34 | 660 | 131.35 | 2202.69 | 740.21 | 444.13 | 11547.34 | 3387.03 | 14490.24 | 190.84 | 1973.85 | 163.12 | 2398.5 | 11070 | 11070 | 61.5 | 24569.25 | 281.62 | 10.64 | -63.93 | 4.19 | 20 | 34.54 | 0 | 0.5 | 0.5 | 1 | 0.5 | 0 | 554.25 | 0 | 316.02 | 0 | 780.98 | 0 | 322.6 | 0 | 41.18 | 0 | 17.63 | 0 | 38.15 | 0 | 18 | 48.16
1651 | 2.2 | 1411.34 | 660 | 131.35 | 2202.69 | 740.21 | 444.13 | 11547.34 | 3387.03 | 14490.24 | 190.84 | 0 | 0 | 2398.5 | 11070 | 11070 | 61.5 | 24569.25 | 281.04 | 10.06 | -64.07 | 4.04 | 20 | 36.67 | 0 | 0.5 | 0.5 | 1 | 0.5 | 0 | 0 | 0 | 0 | 0 | 0 | 0 | 0 | 0 | 0 | 0 | 0 | 0 | 0 | 0 | 0 | 0
1652 | 2.1 | 1411.34 | 660 | 131.35 | 2202.69 | 740.21 | 444.13 | 11547.34 | 3387.03 | 14490.24 | 190.84 | 0 | 0 | 2398.5 | 11070 | 11070 | 61.5 | 24569.25 | 280.95 | 9.97 | -64.17 | 3.94 | 20 | 37.01 | 0 | 0.5 | 0.5 | 1 | 0.5 | 0 | 0 | 0 | 0 | 0 | 0 | 0 | 0 | 0 | 0 | 0 | 0 | 0 | 0 | 0 | 0 | 0
1653 | 2 | 1411.34 | 660 | 131.35 | 2202.69 | 740.21 | 444.13 | 11547.34 | 3387.03 | 14490.24 | 190.84 | 0 | 0 | 2398.5 | 11070 | 11070 | 61.5 | 24569.25 | 280.86 | 9.88 | -64.27 | 3.84 | 20 | 37.35 | 0 | 0.5 | 0.5 | 1 | 0.5 | 0 | 0 | 0 | 0 | 0 | 0 | 0 | 0 | 0 | 0 | 0 | 0 | 0 | 0 | 0 | 0 | 0
1654 | 1.8 | 1411.34 | 660 | 131.35 | 2202.69 | 740.21 | 444.13 | 11547.34 | 3387.03 | 14490.24 | 190.84 | 0 | 0 | 2398.5 | 11070 | 11070 | 61.5 | 24569.25 | 280.67 | 9.7 | -64.47 | 3.65 | 20 | 38.03 | 0 | 0.5 | 0.5 | 1 | 0.5 | 0 | 0 | 0 | 0 | 0 | 0 | 0 | 0 | 0 | 0 | 0 | 0 | 0 | 0 | 0 | 0 | 0
1655 | 1.7 | 1411.34 | 660 | 131.35 | 2202.69 | 740.21 | 444.13 | 11547.34 | 3387.03 | 14490.24 | 190.84 | 0 | 0 | 2398.5 | 11070 | 11070 | 61.5 | 24569.25 | 280.58 | 9.6 | -64.57 | 3.55 | 20 | 38.37 | 0 | 0.5 | 0.5 | 1 | 0.5 | 0 | 0 | 0 | 0 | 0 | 0 | 0 | 0 | 0 | 0 | 0 | 0 | 0 | 0 | 0 | 0 | 0
1656 | 1.5 | 1411.34 | 660 | 131.35 | 2202.69 | 740.21 | 444.13 | 11547.34 | 3387.03 | 14490.24 | 190.84 | 0 | 0 | 2398.5 | 11070 | 11070 | 61.5 | 24569.25 | 280.4 | 9.42 | -64.77 | 3.35 | 20 | 39.04 | 0 | 0.5 | 0.5 | 1 | 0.5 | 0 | 0 | 0 | 0 | 0 | 0 | 0 | 0 | 0 | 0 | 0 | 0 | 0 | 0 | 0 | 0 | 0
1657 | 1.4 | 1411.34 | 660 | 131.35 | 2202.69 | 740.21 | 444.13 | 11547.34 | 3387.03 | 14490.24 | 190.84 | 0 | 0 | 2398.5 | 2214 | 2214 | 61.5 | 6857.25 | 275.5 | 4.53 | -66.07 | 2.04 | 20 | 57.1 | 0 | 0.5 | 0.1 | 0.5 | 0.5 | 0 | 0 | 0 | 0 | 0 | 0 | 0 | 0 | 0 | 0 | 0 | 0 | 0 | 0 | 0 | 0 | 0
1658 | 1.1 | 1411.34 | 660 | 131.35 | 2202.69 | 740.21 | 444.13 | 11547.34 | 3387.03 | 14490.24 | 190.84 | 0 | 0 | 2398.5 | 2214 | 2214 | 61.5 | 6857.25 | 275.23 | 4.25 | -66.37 | 1.75 | 20 | 58.11 | 0 | 0.5 | 0.1 | 0.5 | 0.5 | 0 | 0 | 0 | 0 | 0 | 0 | 0 | 0 | 0 | 0 | 0 | 0 | 0 | 0 | 0 | 0 | 0
1659 | 0.9 | 1411.34 | 660 | 131.35 | 2202.69 | 740.21 | 444.13 | 11547.34 | 3387.03 | 14490.24 | 190.84 | 0 | 0 | 2398.5 | 2214 | 2214 | 61.5 | 6857.25 | 275.05 | 4.07 | -66.56 | 1.55 | 20 | 58.79 | 0 | 0.5 | 0.1 | 0.5 | 0.5 | 0 | 0 | 0 | 0 | 0 | 0 | 0 | 0 | 0 | 0 | 0 | 0 | 0 | 0 | 0 | 0 | 0
1660 | 1 | 1411.34 | 660 | 131.35 | 2202.69 | 740.21 | 444.13 | 11547.34 | 3387.03 | 14490.24 | 190.84 | 0 | 0 | 2398.5 | 2214 | 2214 | 61.5 | 6857.25 | 275.14 | 4.16 | -66.47 | 1.65 | 20 | 58.45 | 0 | 0.5 | 0.1 | 0.5 | 0.5 | 0 | 0 | 0 | 0 | 0 | 0 | 0 | 0 | 0 | 0 | 0 | 0 | 0 | 0 | 0 | 0 | 0
1661 | 0.9 | 1411.34 | 660 | 131.35 | 2202.69 | 740.21 | 444.13 | 11547.34 | 3387.03 | 14490.24 | 190.84 | 0 | 0 | 2398.5 | 2214 | 2214 | 61.5 | 6857.25 | 275.05 | 4.07 | -66.56 | 1.55 | 20 | 58.79 | 0 | 0.5 | 0.1 | 0.5 | 0.5 | 0 | 0 | 0 | 0 | 0 | 0 | 0 | 0 | 0 | 0 | 0 | 0 | 0 | 0 | 0 | 0 | 0
1662 | 0.9 | 1411.34 | 660 | 131.35 | 2202.69 | 740.21 | 444.13 | 11547.34 | 3387.03 | 14490.24 | 190.84 | 0 | 0 | 2398.5 | 2214 | 2214 | 61.5 | 6857.25 | 275.05 | 4.07 | -66.56 | 1.55 | 20 | 58.79 | 0 | 0.5 | 0.1 | 0.5 | 0.5 | 0 | 0 | 0 | 0 | 0 | 0 | 0 | 0 | 0 | 0 | 0 | 0 | 0 | 0 | 0 | 0 | 0
1663 | 0.7 | 1411.34 | 660 | 131.35 | 2202.69 | 740.21 | 444.13 | 11547.34 | 3387.03 | 14490.24 | 190.84 | 0 | 0 | 2398.5 | 2214 | 2214 | 61.5 | 6857.25 | 274.86 | 3.89 | -66.76 | 1.35 | 20 | 59.47 | 0 | 0.5 | 0.1 | 0.5 | 0.5 | 0 | 0 | 0 | 0 | 0 | 0 | 0 | 0 | 0 | 0 | 0 | 0 | 0 | 0 | 0 | 0 | 0
1664 | 0.8 | 1411.34 | 660 | 131.35 | 2202.69 | 740.21 | 444.13 | 11547.34 | 3387.03 | 14490.24 | 190.84 | 4182.69 | 325.01 | 2398.5 | 11070 | 11070 | 61.5 | 24569.25 | 280.98 | 10 | -65.15 | 2.97 | 20 | 36.91 | 0 | 0.5 | 0.5 | 1 | 0.5 | 0 | 1914.68 | 0 | 1223.64 | 0 | 731.54 | 0 | 312.83 | 0 | 142.25 | 0 | 68.27 | 0 | 35.74 | 0 | 17.45 | 61.3
1665 | 1 | 1411.34 | 660 | 131.35 | 2202.69 | 740.21 | 444.13 | 11547.34 | 3387.03 | 14490.24 | 190.84 | 20788.26 | 1572.55 | 2398.5 | 11070 | 11070 | 61.5 | 24569.25 | 286 | 15.02 | -63.74 | 4.38 | 20 | 18.38 | 0 | 0.5 | 0.5 | 1 | 0.5 | 0 | 8000.13 | 0 | 6897.21 | 0 | 4126.36 | 0 | 1764.56 | 0 | 594.37 | 0 | 384.8 | 0 | 201.58 | 0 | 98.45 | 293.34
1666 | 1.4 | 1411.34 | 660 | 131.35 | 2202.69 | 740.21 | 444.13 | 11547.34 | 3387.03 | 14490.24 | 190.84 | 27684.08 | 2202.55 | 2398.5 | 11070 | 11070 | 61.5 | 24569.25 | 288.4 | 17.43 | -62.83 | 5.29 | 20 | 9.5 | 0 | 0.5 | 0.5 | 1 | 0.5 | 0 | 8284.97 | 0 | 7940.44 | 0 | 8026.35 | 0 | 3432.32 | 0 | 615.54 | 0 | 443.01 | 0 | 392.1 | 0 | 191.49 | 560.41
1667 | 2.6 | 1411.34 | 660 | 131.35 | 2202.69 | 740.21 | 444.13 | 11547.34 | 3387.03 | 14490.24 | 190.84 | 43241.29 | 3472.31 | 2398.5 | 11070 | 11070 | 61.5 | 24569.25 | 294.06 | 23.09 | -60.5 | 7.62 | 23.09 | 0 | 0 | 0.5 | 0.5 | 1 | 0.5 | 0 | 10323.18 | 0 | 14397.64 | 0 | 12972.86 | 0 | 5547.6 | 0 | 766.97 | 0 | 803.26 | 0 | 633.75 | 0 | 309.51 | 958.83
1668 | 3.5 | 1411.34 | 660 | 131.35 | 2202.69 | 740.21 | 444.13 | 11547.34 | 3387.03 | 14490.24 | 190.84 | 60710.53 | 4768.7 | 2398.5 | 11070 | 11070 | 61.5 | 24569.25 | 300.07 | 29.09 | -58.33 | 9.78 | 23.9 | 0 | 0 | 0.5 | 0.5 | 1 | 0.5 | 0 | 12216.67 | 0 | 18768.03 | 0 | 22760.2 | 0 | 6965.64 | 0 | 907.64 | 0 | 1047.09 | 0 | 1111.88 | 0 | 388.62 | 1313.47
1669 | 4.5 | 1411.34 | 660 | 131.35 | 2202.69 | 740.21 | 444.13 | 11547.34 | 3387.03 | 14490.24 | 190.84 | 52782.51 | 7719.48 | 2398.5 | 11070 | 11070 | 61.5 | 24569.25 | 299.66 | 28.69 | -57.68 | 10.43 | 23.9 | 0 | 0 | 0.5 | 0.5 | 1 | 0.5 | 0 | 6371.37 | 0 | 16624.49 | 0 | 26153.84 | 0 | 3632.8 | 0 | 946.73 | 0 | 1855 | 0 | 2555.33 | 0 | 405.36 | 1957.07
1670 | 5.1 | 1411.34 | 660 | 131.35 | 2202.69 | 740.21 | 444.13 | 11547.34 | 3387.03 | 14490.24 | 190.84 | 39759.72 | 5836 | 2398.5 | 11070 | 11070 | 61.5 | 24569.25 | 296.17 | 25.2 | -58.11 | 10.01 | 23.9 | 0 | 0 | 0.5 | 0.5 | 1 | 0.5 | 0 | 6543.94 | 0 | 8455.52 | 0 | 21029.07 | 0 | 3731.19 | 0 | 972.37 | 0 | 943.48 | 0 | 2054.62 | 0 | 416.33 | 1449.19
1671 | 5.3 | 1411.34 | 660 | 131.35 | 2202.69 | 740.21 | 444.13 | 11547.34 | 3387.03 | 14490.24 | 190.84 | 31251.86 | 4634.32 | 2398.5 | 11070 | 11070 | 61.5 | 24569.25 | 293.73 | 22.75 | -58.57 | 9.54 | 22.75 | 0 | 0 | 0.5 | 0.5 | 1 | 0.5 | 0 | 5801.81 | 0 | 5098.29 | 0 | 17043.7 | 0 | 3308.05 | 0 | 862.1 | 0 | 568.88 | 0 | 1665.23 | 0 | 369.12 | 1168.99
1672 | 5.1 | 1411.34 | 660 | 131.35 | 2202.69 | 740.21 | 444.13 | 11547.34 | 3387.03 | 14490.24 | 190.84 | 53633.14 | 3911.62 | 2398.5 | 11070 | 11070 | 61.5 | 24569.25 | 299.38 | 28.4 | -57.29 | 10.82 | 23.9 | 0 | 0 | 0.5 | 0.5 | 1 | 0.5 | 0 | 9748.21 | 0 | 6645.48 | 0 | 31681.26 | 0 | 5558.19 | 0 | 724.25 | 0 | 370.76 | 0 | 1547.69 | 0 | 310.1 | 958.83
1673 | 4.7 | 1411.34 | 660 | 131.35 | 2202.69 | 740.21 | 444.13 | 11547.34 | 3387.03 | 14490.24 | 190.84 | 10234.01 | 1630.96 | 2398.5 | 11070 | 11070 | 61.5 | 24569.25 | 286.67 | 15.69 | -60.8 | 7.32 | 20 | 15.9 | 0 | 0.5 | 0.5 | 1 | 0.5 | 0 | 2690.37 | 0 | 1533.99 | 0 | 4430.93 | 0 | 1578.72 | 0 | 399.77 | 0 | 171.17 | 0 | 432.92 | 0 | 176.16 | 450.96
1674 | 3.9 | 1411.34 | 660 | 131.35 | 2202.69 | 740.21 | 444.13 | 11547.34 | 3387.03 | 14490.24 | 190.84 | 21735.71 | 1506.66 | 2398.5 | 11070 | 11070 | 61.5 | 24569.25 | 288.9 | 17.92 | -60.81 | 7.3 | 20 | 7.67 | 0 | 0.5 | 0.5 | 1 | 0.5 | 0 | 3624.19 | 0 | 2066.43 | 0 | 12723.64 | 0 | 3321.45 | 0 | 269.26 | 0 | 115.29 | 0 | 621.57 | 0 | 185.31 | 315.23
1675 | 1.7 | 1411.34 | 660 | 131.35 | 2202.69 | 740.21 | 444.13 | 11547.34 | 3387.03 | 14490.24 | 190.84 | 5791.42 | 331.52 | 2398.5 | 11070 | 11070 | 61.5 | 24569.25 | 282.24 | 11.26 | -64.15 | 3.96 | 20 | 32.24 | 0 | 0.5 | 0.5 | 1 | 0.5 | 0 | 174.49 | 0 | 99.49 | 0 | 4300.6 | 0 | 1216.85 | 0 | 12.96 | 0 | 5.55 | 0 | 210.09 | 0 | 67.89 | 35.03
1676 | 0.6 | 1411.34 | 660 | 131.35 | 2202.69 | 740.21 | 444.13 | 11547.34 | 3387.03 | 14490.24 | 190.84 | 0 | 0 | 2398.5 | 11070 | 11070 | 61.5 | 24569.25 | 279.57 | 8.59 | -65.65 | 2.46 | 20 | 42.09 | 0 | 0.5 | 0.5 | 1 | 0.5 | 0 | 0 | 0 | 0 | 0 | 0 | 0 | 0 | 0 | 0 | 0 | 0 | 0 | 0 | 0 | 0 | 0
1677 | 0.8 | 1411.34 | 660 | 131.35 | 2202.69 | 740.21 | 444.13 | 11547.34 | 3387.03 | 14490.24 | 190.84 | 0 | 0 | 2398.5 | 11070 | 11070 | 61.5 | 24569.25 | 279.75 | 8.78 | -65.46 | 2.66 | 20 | 41.42 | 0 | 0.5 | 0.5 | 1 | 0.5 | 0 | 0 | 0 | 0 | 0 | 0 | 0 | 0 | 0 | 0 | 0 | 0 | 0 | 0 | 0 | 0 | 0
1678 | 1 | 1411.34 | 660 | 131.35 | 2202.69 | 740.21 | 444.13 | 11547.34 | 3387.03 | 14490.24 | 190.84 | 0 | 0 | 2398.5 | 11070 | 11070 | 61.5 | 24569.25 | 279.94 | 8.96 | -65.26 | 2.86 | 20 | 40.74 | 0 | 0.5 | 0.5 | 1 | 0.5 | 0 | 0 | 0 | 0 | 0 | 0 | 0 | 0 | 0 | 0 | 0 | 0 | 0 | 0 | 0 | 0 | 0
1679 | 1 | 1411.34 | 660 | 131.35 | 2202.69 | 740.21 | 444.13 | 11547.34 | 3387.03 | 14490.24 | 190.84 | 0 | 0 | 2398.5 | 11070 | 11070 | 61.5 | 24569.25 | 279.94 | 8.96 | -65.26 | 2.86 | 20 | 40.74 | 0 | 0.5 | 0.5 | 1 | 0.5 | 0 | 0 | 0 | 0 | 0 | 0 | 0 | 0 | 0 | 0 | 0 | 0 | 0 | 0 | 0 | 0 | 0
1680 | 1.6 | 1411.34 | 660 | 131.35 | 2202.69 | 740.21 | 444.13 | 11547.34 | 3387.03 | 14490.24 | 190.84 | 0 | 0 | 2398.5 | 11070 | 11070 | 61.5 | 24569.25 | 280.49 | 9.51 | -64.67 | 3.45 | 20 | 38.71 | 0 | 0.5 | 0.5 | 1 | 0.5 | 0 | 0 | 0 | 0 | 0 | 0 | 0 | 0 | 0 | 0 | 0 | 0 | 0 | 0 | 0 | 0 | 0
1681 | 0.9 | 1411.34 | 660 | 131.35 | 2202.69 | 740.21 | 444.13 | 11547.34 | 3387.03 | 14490.24 | 190.84 | 0 | 0 | 2398.5 | 2214 | 2214 | 61.5 | 6857.25 | 275.05 | 4.07 | -66.56 | 1.55 | 20 | 58.79 | 0 | 0.5 | 0.1 | 0.5 | 0.5 | 0 | 0 | 0 | 0 | 0 | 0 | 0 | 0 | 0 | 0 | 0 | 0 | 0 | 0 | 0 | 0 | 0
1682 | 1 | 1411.34 | 660 | 131.35 | 2202.69 | 740.21 | 444.13 | 11547.34 | 3387.03 | 14490.24 | 190.84 | 0 | 0 | 2398.5 | 2214 | 2214 | 61.5 | 6857.25 | 275.14 | 4.16 | -66.47 | 1.65 | 20 | 58.45 | 0 | 0.5 | 0.1 | 0.5 | 0.5 | 0 | 0 | 0 | 0 | 0 | 0 | 0 | 0 | 0 | 0 | 0 | 0 | 0 | 0 | 0 | 0 | 0
1683 | 0.1 | 1411.34 | 660 | 131.35 | 2202.69 | 740.21 | 444.13 | 11547.34 | 3387.03 | 14490.24 | 190.84 | 0 | 0 | 2398.5 | 2214 | 2214 | 61.5 | 6857.25 | 274.31 | 3.34 | -67.35 | 0.76 | 20 | 61.5 | 0 | 0.5 | 0.1 | 0.5 | 0.5 | 0 | 0 | 0 | 0 | 0 | 0 | 0 | 0 | 0 | 0 | 0 | 0 | 0 | 0 | 0 | 0 | 0
1684 | 0.3 | 1411.34 | 660 | 131.35 | 2202.69 | 740.21 | 444.13 | 11547.34 | 3387.03 | 14490.24 | 190.84 | 0 | 0 | 2398.5 | 2214 | 2214 | 61.5 | 6857.25 | 274.5 | 3.52 | -67.16 | 0.96 | 20 | 60.82 | 0 | 0.5 | 0.1 | 0.5 | 0.5 | 0 | 0 | 0 | 0 | 0 | 0 | 0 | 0 | 0 | 0 | 0 | 0 | 0 | 0 | 0 | 0 | 0
1685 | 0.9 | 1411.34 | 660 | 131.35 | 2202.69 | 740.21 | 444.13 | 11547.34 | 3387.03 | 14490.24 | 190.84 | 0 | 0 | 2398.5 | 2214 | 2214 | 61.5 | 6857.25 | 275.05 | 4.07 | -66.56 | 1.55 | 20 | 58.79 | 0 | 0.5 | 0.1 | 0.5 | 0.5 | 0 | 0 | 0 | 0 | 0 | 0 | 0 | 0 | 0 | 0 | 0 | 0 | 0 | 0 | 0 | 0 | 0
1686 | 0.4 | 1411.34 | 660 | 131.35 | 2202.69 | 740.21 | 444.13 | 11547.34 | 3387.03 | 14490.24 | 190.84 | 0 | 0 | 2398.5 | 2214 | 2214 | 61.5 | 6857.25 | 274.59 | 3.61 | -67.06 | 1.06 | 20 | 60.48 | 0 | 0.5 | 0.1 | 0.5 | 0.5 | 0 | 0 | 0 | 0 | 0 | 0 | 0 | 0 | 0 | 0 | 0 | 0 | 0 | 0 | 0 | 0 | 0
1687 | 0.2 | 1411.34 | 660 | 131.35 | 2202.69 | 740.21 | 444.13 | 11547.34 | 3387.03 | 14490.24 | 190.84 | 0 | 0 | 2398.5 | 2214 | 2214 | 61.5 | 6857.25 | 274.4 | 3.43 | -67.26 | 0.86 | 20 | 61.16 | 0 | 0.5 | 0.1 | 0.5 | 0.5 | 0 | 0 | 0 | 0 | 0 | 0 | 0 | 0 | 0 | 0 | 0 | 0 | 0 | 0 | 0 | 0 | 0
1688 | 0.8 | 1411.34 | 660 | 131.35 | 2202.69 | 740.21 | 177.65 | 11280.86 | 3120.55 | 14223.76 | 190.84 | 5159.82 | 400.24 | 959.4 | 4428 | 4428 | 24.6 | 9827.7 | 296.86 | 6.81 | -67.32 | 2.06 | 20 | 45.48 | 0 | 0.2 | 0.2 | 1 | 0.2 | 0 | 2381.74 | 0 | 1516.45 | 0 | 883.73 | 0 | 377.91 | 0 | 176.95 | 0 | 84.6 | 0 | 43.17 | 0 | 21.08 | 74.43
1689 | 1.8 | 1411.34 | 660 | 131.35 | 2202.69 | 740.21 | 177.65 | 11280.86 | 3120.55 | 14223.76 | 190.84 | 22394.73 | 1694.6 | 959.4 | 4428 | 4428 | 24.6 | 9827.7 | 303.14 | 13.09 | -65.05 | 4.33 | 20 | 23.83 | 0 | 0.2 | 0.2 | 1 | 0.2 | 0 | 8667.97 | 0 | 7460.45 | 0 | 4389.3 | 0 | 1877 | 0 | 643.99 | 0 | 416.23 | 0 | 214.43 | 0 | 104.72 | 315.23
1690 | 3.1 | 1411.34 | 660 | 131.35 | 2202.69 | 740.21 | 177.65 | 11280.86 | 3120.55 | 14223.76 | 190.84 | 62140.75 | 4780.83 | 959.4 | 4428 | 4428 | 24.6 | 9827.7 | 316.74 | 26.69 | -60.79 | 8.58 | 23.9 | 0 | 0 | 0.2 | 0.2 | 1 | 0.2 | 0 | 19467.24 | 0 | 26304.49 | 0 | 11465.85 | 0 | 4903.16 | 0 | 1446.33 | 0 | 1467.56 | 0 | 560.13 | 0 | 273.55 | 1033.26
1691 | 3.9 | 1411.34 | 660 | 131.35 | 2202.69 | 740.21 | 177.65 | 11280.86 | 3120.55 | 14223.76 | 190.84 | 33346.3 | 5328.68 | 959.4 | 4428 | 4428 | 24.6 | 9827.7 | 309.42 | 19.37 | -61.96 | 7.41 | 20 | 2.16 | 0 | 0.2 | 0.2 | 1 | 0.2 | 0 | 6447.23 | 0 | 16421.56 | 0 | 7339.08 | 0 | 3138.42 | 0 | 958 | 0 | 1832.35 | 0 | 717.06 | 0 | 350.19 | 1471.08
1692 | 4.7 | 1411.34 | 660 | 131.35 | 2202.69 | 740.21 | 177.65 | 11280.86 | 3120.55 | 14223.76 | 190.84 | 60440.29 | 4755.77 | 959.4 | 4428 | 4428 | 24.6 | 9827.7 | 317.69 | 27.64 | -59.33 | 10.04 | 23.9 | 0 | 0 | 0.2 | 0.2 | 1 | 0.2 | 0 | 12290.85 | 0 | 18492.57 | 0 | 22648.92 | 0 | 7007.94 | 0 | 913.16 | 0 | 1031.72 | 0 | 1106.44 | 0 | 390.98 | 1313.47
1693 | 5.9 | 1411.34 | 660 | 131.35 | 2202.69 | 740.21 | 177.65 | 11280.86 | 3120.55 | 14223.76 | 190.84 | 34072.25 | 5229.55 | 959.4 | 4428 | 4428 | 24.6 | 9827.7 | 311.41 | 21.37 | -59.95 | 9.43 | 21.37 | 0 | 0 | 0.2 | 0.2 | 1 | 0.2 | 0 | 6557.64 | 0 | 8525.06 | 0 | 15250.54 | 0 | 3739.01 | 0 | 974.41 | 0 | 951.24 | 0 | 1490.03 | 0 | 417.21 | 1396.65
1694 | 6.2 | 1411.34 | 660 | 131.35 | 2202.69 | 740.21 | 177.65 | 11280.86 | 3120.55 | 14223.76 | 190.84 | 71301.58 | 5356.76 | 959.4 | 4428 | 4428 | 24.6 | 9827.7 | 322.42 | 32.37 | -57.06 | 12.32 | 23.9 | 0 | 0 | 0.2 | 0.2 | 1 | 0.2 | 0 | 13067.58 | 0 | 14621.12 | 0 | 36162.07 | 0 | 7450.81 | 0 | 970.86 | 0 | 815.73 | 0 | 1766.59 | 0 | 415.69 | 1387.9
1695 | 6.1 | 1411.34 | 660 | 131.35 | 2202.69 | 740.21 | 177.65 | 11280.86 | 3120.55 | 14223.76 | 190.84 | 26519.58 | 3988.02 | 959.4 | 4428 | 4428 | 24.6 | 9827.7 | 309.05 | 19 | -60.36 | 9.02 | 20 | 3.46 | 0 | 0.2 | 0.2 | 1 | 0.2 | 0 | 5388.56 | 0 | 4321.97 | 0 | 13736.63 | 0 | 3072.42 | 0 | 800.69 | 0 | 482.25 | 0 | 1342.12 | 0 | 342.83 | 1020.13
1696 | 6.1 | 1411.34 | 660 | 131.35 | 2202.69 | 740.21 | 177.65 | 11280.86 | 3120.55 | 14223.76 | 190.84 | 26454.19 | 2126.22 | 959.4 | 4428 | 4428 | 24.6 | 9827.7 | 308.33 | 18.28 | -60.49 | 8.88 | 20 | 5.92 | 0 | 0.2 | 0.2 | 1 | 0.2 | 0 | 7129.48 | 0 | 4155.19 | 0 | 11104.46 | 0 | 4065.06 | 0 | 529.69 | 0 | 231.82 | 0 | 542.47 | 0 | 226.79 | 595.44
1697 | 6.3 | 1411.34 | 660 | 131.35 | 2202.69 | 740.21 | 177.65 | 11280.86 | 3120.55 | 14223.76 | 190.84 | 10383.58 | 849.37 | 959.4 | 4428 | 4428 | 24.6 | 9827.7 | 303.48 | 13.43 | -61.5 | 7.88 | 20 | 22.65 | 0 | 0.2 | 0.2 | 1 | 0.2 | 0 | 2902.54 | 0 | 1654.96 | 0 | 4155.4 | 0 | 1670.67 | 0 | 215.65 | 0 | 92.33 | 0 | 203 | 0 | 93.21 | 245.18
1698 | 6.1 | 1411.34 | 660 | 131.35 | 2202.69 | 740.21 | 444.13 | 11547.34 | 3387.03 | 14490.24 | 190.84 | 3475.18 | 285.23 | 2398.5 | 11070 | 11070 | 61.5 | 24569.25 | 285.64 | 14.66 | -59.97 | 8.15 | 20 | 19.7 | 0 | 0.5 | 0.5 | 1 | 0.5 | 0 | 964.03 | 0 | 549.67 | 0 | 1394.24 | 0 | 567.24 | 0 | 71.62 | 0 | 30.67 | 0 | 68.11 | 0 | 31.65 | 83.19
1699 | 4.1 | 1411.34 | 660 | 131.35 | 2202.69 | 740.21 | 444.13 | 11547.34 | 3387.03 | 14490.24 | 190.84 | 1582.48 | 97.89 | 2398.5 | 11070 | 11070 | 61.5 | 24569.25 | 283.24 | 12.26 | -62.09 | 6.03 | 20 | 28.56 | 0 | 0.5 | 0.5 | 1 | 0.5 | 0 | 179.85 | 0 | 102.55 | 0 | 989.34 | 0 | 310.74 | 0 | 13.36 | 0 | 5.72 | 0 | 48.33 | 0 | 17.34 | 13.13
1700 | 3.9 | 1411.34 | 660 | 131.35 | 2202.69 | 740.21 | 444.13 | 11547.34 | 3387.03 | 14490.24 | 190.84 | 0 | 0 | 2398.5 | 11070 | 11070 | 61.5 | 24569.25 | 282.6 | 11.62 | -62.4 | 5.72 | 20 | 30.92 | 0 | 0.5 | 0.5 | 1 | 0.5 | 0 | 0 | 0 | 0 | 0 | 0 | 0 | 0 | 0 | 0 | 0 | 0 | 0 | 0 | 0 | 0 | 0
1701 | 3.9 | 1411.34 | 660 | 131.35 | 2202.69 | 740.21 | 444.13 | 11547.34 | 3387.03 | 14490.24 | 190.84 | 0 | 0 | 2398.5 | 11070 | 11070 | 61.5 | 24569.25 | 282.6 | 11.62 | -62.4 | 5.72 | 20 | 30.92 | 0 | 0.5 | 0.5 | 1 | 0.5 | 0 | 0 | 0 | 0 | 0 | 0 | 0 | 0 | 0 | 0 | 0 | 0 | 0 | 0 | 0 | 0 | 0
1702 | 3.9 | 1411.34 | 660 | 131.35 | 2202.69 | 740.21 | 444.13 | 11547.34 | 3387.03 | 14490.24 | 190.84 | 0 | 0 | 2398.5 | 11070 | 11070 | 61.5 | 24569.25 | 282.6 | 11.62 | -62.4 | 5.72 | 20 | 30.92 | 0 | 0.5 | 0.5 | 1 | 0.5 | 0 | 0 | 0 | 0 | 0 | 0 | 0 | 0 | 0 | 0 | 0 | 0 | 0 | 0 | 0 | 0 | 0
1703 | 4 | 1411.34 | 660 | 131.35 | 2202.69 | 740.21 | 444.13 | 11547.34 | 3387.03 | 14490.24 | 190.84 | 0 | 0 | 2398.5 | 11070 | 11070 | 61.5 | 24569.25 | 282.69 | 11.71 | -62.3 | 5.82 | 20 | 30.58 | 0 | 0.5 | 0.5 | 1 | 0.5 | 0 | 0 | 0 | 0 | 0 | 0 | 0 | 0 | 0 | 0 | 0 | 0 | 0 | 0 | 0 | 0 | 0
1704 | 4.5 | 1411.34 | 660 | 131.35 | 2202.69 | 740.21 | 444.13 | 11547.34 | 3387.03 | 14490.24 | 190.84 | 0 | 0 | 2398.5 | 11070 | 11070 | 61.5 | 24569.25 | 283.15 | 12.17 | -61.8 | 6.31 | 20 | 28.88 | 0 | 0.5 | 0.5 | 1 | 0.5 | 0 | 0 | 0 | 0 | 0 | 0 | 0 | 0 | 0 | 0 | 0 | 0 | 0 | 0 | 0 | 0 | 0
1705 | 4.9 | 1411.34 | 660 | 131.35 | 2202.69 | 740.21 | 444.13 | 11547.34 | 3387.03 | 14490.24 | 190.84 | 0 | 0 | 2398.5 | 2214 | 2214 | 61.5 | 6857.25 | 278.72 | 7.74 | -62.62 | 5.5 | 20 | 45.24 | 0 | 0.5 | 0.1 | 0.5 | 0.5 | 0 | 0 | 0 | 0 | 0 | 0 | 0 | 0 | 0 | 0 | 0 | 0 | 0 | 0 | 0 | 0 | 0
1706 | 5.4 | 1411.34 | 660 | 131.35 | 2202.69 | 740.21 | 444.13 | 11547.34 | 3387.03 | 14490.24 | 190.84 | 0 | 0 | 2398.5 | 2214 | 2214 | 61.5 | 6857.25 | 279.18 | 8.2 | -62.12 | 5.99 | 20 | 43.55 | 0 | 0.5 | 0.1 | 0.5 | 0.5 | 0 | 0 | 0 | 0 | 0 | 0 | 0 | 0 | 0 | 0 | 0 | 0 | 0 | 0 | 0 | 0 | 0
1707 | 5.8 | 1411.34 | 660 | 131.35 | 2202.69 | 740.21 | 444.13 | 11547.34 | 3387.03 | 14490.24 | 190.84 | 0 | 0 | 2398.5 | 2214 | 2214 | 61.5 | 6857.25 | 279.54 | 8.57 | -61.73 | 6.39 | 20 | 42.19 | 0 | 0.5 | 0.1 | 0.5 | 0.5 | 0 | 0 | 0 | 0 | 0 | 0 | 0 | 0 | 0 | 0 | 0 | 0 | 0 | 0 | 0 | 0 | 0
1708 | 6.4 | 1411.34 | 660 | 131.35 | 2202.69 | 740.21 | 444.13 | 11547.34 | 3387.03 | 14490.24 | 190.84 | 0 | 0 | 2398.5 | 2214 | 2214 | 61.5 | 6857.25 | 280.09 | 9.12 | -61.14 | 6.98 | 20 | 40.16 | 0 | 0.5 | 0.1 | 0.5 | 0.5 | 0 | 0 | 0 | 0 | 0 | 0 | 0 | 0 | 0 | 0 | 0 | 0 | 0 | 0 | 0 | 0 | 0
1709 | 6.7 | 1411.34 | 660 | 131.35 | 2202.69 | 740.21 | 444.13 | 11547.34 | 3387.03 | 14490.24 | 190.84 | 0 | 0 | 2398.5 | 2214 | 2214 | 61.5 | 6857.25 | 280.37 | 9.39 | -60.84 | 7.27 | 20 | 39.14 | 0 | 0.5 | 0.1 | 0.5 | 0.5 | 0 | 0 | 0 | 0 | 0 | 0 | 0 | 0 | 0 | 0 | 0 | 0 | 0 | 0 | 0 | 0 | 0
1710 | 7.5 | 1411.34 | 660 | 131.35 | 2202.69 | 740.21 | 444.13 | 11547.34 | 3387.03 | 14490.24 | 190.84 | 0 | 0 | 2398.5 | 2214 | 2214 | 61.5 | 6857.25 | 281.1 | 10.13 | -60.05 | 8.06 | 20 | 36.43 | 0 | 0.5 | 0.1 | 0.5 | 0.5 | 0 | 0 | 0 | 0 | 0 | 0 | 0 | 0 | 0 | 0 | 0 | 0 | 0 | 0 | 0 | 0 | 0
1711 | 7.7 | 1411.34 | 660 | 131.35 | 2202.69 | 740.21 | 444.13 | 11547.34 | 3387.03 | 14490.24 | 190.84 | 0 | 0 | 2398.5 | 2214 | 2214 | 61.5 | 6857.25 | 281.29 | 10.31 | -59.85 | 8.26 | 20 | 35.76 | 0 | 0.5 | 0.1 | 0.5 | 0.5 | 0 | 0 | 0 | 0 | 0 | 0 | 0 | 0 | 0 | 0 | 0 | 0 | 0 | 0 | 0 | 0 | 0
1712 | 8.3 | 1411.34 | 660 | 131.35 | 2202.69 | 740.21 | 177.65 | 11280.86 | 3120.55 | 14223.76 | 190.84 | 637.17 | 51.29 | 959.4 | 4428 | 4428 | 24.6 | 9827.7 | 302.23 | 12.18 | -60.26 | 9.12 | 20 | 26.95 | 0 | 0.2 | 0.2 | 1 | 0.2 | 0 | 217.31 | 0 | 129.6 | 0 | 203.31 | 0 | 86.94 | 0 | 16.15 | 0 | 7.23 | 0 | 9.93 | 0 | 4.85 | 13.13
1713 | 8.1 | 1411.34 | 660 | 131.35 | 2202.69 | 740.21 | 177.65 | 11280.86 | 3120.55 | 14223.76 | 190.84 | 17298.49 | 1334.17 | 959.4 | 4428 | 4428 | 24.6 | 9827.7 | 307.26 | 17.21 | -59.21 | 10.17 | 20 | 9.63 | 0 | 0.2 | 0.2 | 1 | 0.2 | 0 | 6336.9 | 0 | 5118.68 | 0 | 4092.73 | 0 | 1750.18 | 0 | 470.8 | 0 | 285.58 | 0 | 199.94 | 0 | 97.64 | 280.21
1714 | 8.5 | 1411.34 | 660 | 131.35 | 2202.69 | 740.21 | 177.65 | 11280.86 | 3120.55 | 14223.76 | 190.84 | 19157.01 | 1551.64 | 959.4 | 4428 | 4428 | 24.6 | 9827.7 | 308.22 | 18.17 | -58.67 | 10.7 | 20 | 6.3 | 0 | 0.2 | 0.2 | 1 | 0.2 | 0 | 5616.11 | 0 | 4125.52 | 0 | 6595.1 | 0 | 2820.27 | 0 | 417.25 | 0 | 230.17 | 0 | 322.18 | 0 | 157.35 | 424.69
1715 | 8.7 | 1411.34 | 660 | 131.35 | 2202.69 | 740.21 | 177.65 | 11280.86 | 3120.55 | 14223.76 | 190.84 | 15878.92 | 1304.53 | 959.4 | 4428 | 4428 | 24.6 | 9827.7 | 307.38 | 17.33 | -58.72 | 10.66 | 20 | 9.21 | 0 | 0.2 | 0.2 | 1 | 0.2 | 0 | 4540.1 | 0 | 2715.6 | 0 | 6040.23 | 0 | 2582.99 | 0 | 337.31 | 0 | 151.51 | 0 | 295.08 | 0 | 144.11 | 376.53
1716 | 8.7 | 1411.34 | 660 | 131.35 | 2202.69 | 740.21 | 177.65 | 11280.86 | 3120.55 | 14223.76 | 190.84 | 12191.97 | 1005.59 | 959.4 | 4428 | 4428 | 24.6 | 9827.7 | 306.22 | 16.17 | -58.99 | 10.38 | 20 | 13.19 | 0 | 0.2 | 0.2 | 1 | 0.2 | 0 | 3485.58 | 0 | 2041.97 | 0 | 4677.02 | 0 | 1987.39 | 0 | 258.96 | 0 | 113.92 | 0 | 228.48 | 0 | 110.88 | 293.34
1717 | 9.4 | 1411.34 | 660 | 131.35 | 2202.69 | 740.21 | 177.65 | 11280.86 | 3120.55 | 14223.76 | 190.84 | 17921.62 | 1470.95 | 959.4 | 4428 | 4428 | 24.6 | 9827.7 | 308.65 | 18.6 | -57.87 | 11.5 | 20 | 4.81 | 0 | 0.2 | 0.2 | 1 | 0.2 | 0 | 5101.35 | 0 | 2993.89 | 0 | 6917.71 | 0 | 2908.67 | 0 | 379.01 | 0 | 167.03 | 0 | 337.94 | 0 | 162.28 | 424.69
1718 | 9.6 | 1411.34 | 660 | 131.35 | 2202.69 | 740.21 | 177.65 | 11280.86 | 3120.55 | 14223.76 | 190.84 | 35069.99 | 2823.55 | 959.4 | 4428 | 4428 | 24.6 | 9827.7 | 314.2 | 24.15 | -56.39 | 12.98 | 23.9 | 0 | 0 | 0.2 | 0.2 | 1 | 0.2 | 0 | 9387.74 | 0 | 6031.7 | 0 | 14297.89 | 0 | 5352.66 | 0 | 697.47 | 0 | 336.52 | 0 | 698.48 | 0 | 298.63 | 792.46
1719 | 9.5 | 1411.34 | 660 | 131.35 | 2202.69 | 740.21 | 177.65 | 11280.86 | 3120.55 | 14223.76 | 190.84 | 8522.23 | 1396.79 | 959.4 | 4428 | 4428 | 24.6 | 9827.7 | 306.15 | 16.1 | -58.43 | 10.94 | 20 | 13.44 | 0 | 0.2 | 0.2 | 1 | 0.2 | 0 | 2413.77 | 0 | 1398.14 | 0 | 3334.04 | 0 | 1376.27 | 0 | 358.66 | 0 | 156.01 | 0 | 325.75 | 0 | 153.57 | 402.8
1720 | 9.3 | 1411.34 | 660 | 131.35 | 2202.69 | 740.21 | 177.65 | 11280.86 | 3120.55 | 14223.76 | 190.84 | 25219.23 | 2037.01 | 959.4 | 4428 | 4428 | 24.6 | 9827.7 | 310.84 | 20.79 | -57.43 | 11.95 | 20.79 | 0 | 0 | 0.2 | 0.2 | 1 | 0.2 | 0 | 6926.23 | 0 | 4009.16 | 0 | 10334.66 | 0 | 3949.17 | 0 | 514.59 | 0 | 223.68 | 0 | 504.87 | 0 | 220.33 | 573.55
1721 | 9.8 | 1411.34 | 660 | 131.35 | 2202.69 | 740.21 | 177.65 | 11280.86 | 3120.55 | 14223.76 | 190.84 | 17662.75 | 1428.03 | 959.4 | 4428 | 4428 | 24.6 | 9827.7 | 308.96 | 18.91 | -57.5 | 11.88 | 20 | 3.76 | 0 | 0.2 | 0.2 | 1 | 0.2 | 0 | 4859.08 | 0 | 2770.53 | 0 | 7220.26 | 0 | 2812.89 | 0 | 361.01 | 0 | 154.57 | 0 | 352.72 | 0 | 156.93 | 402.8
1722 | 9.9 | 1411.34 | 660 | 131.35 | 2202.69 | 740.21 | 444.13 | 11547.34 | 3387.03 | 14490.24 | 190.84 | 9196.69 | 737.11 | 2398.5 | 11070 | 11070 | 61.5 | 24569.25 | 290.8 | 19.82 | -55.8 | 12.32 | 20 | 0.66 | 0 | 0.5 | 0.5 | 1 | 0.5 | 0 | 2438.77 | 0 | 1390.53 | 0 | 3874.74 | 0 | 1492.65 | 0 | 181.19 | 0 | 77.58 | 0 | 189.29 | 0 | 83.28 | 205.78
1723 | 8.3 | 1411.34 | 660 | 131.35 | 2202.69 | 740.21 | 444.13 | 11547.34 | 3387.03 | 14490.24 | 190.84 | 8933.18 | 537.16 | 2398.5 | 11070 | 11070 | 61.5 | 24569.25 | 289.2 | 18.23 | -57.41 | 10.71 | 20 | 6.54 | 0 | 0.5 | 0.5 | 1 | 0.5 | 0 | 453.46 | 0 | 258.55 | 0 | 6349 | 0 | 1872.16 | 0 | 33.69 | 0 | 14.42 | 0 | 310.16 | 0 | 104.45 | 74.43
1724 | 6.9 | 1411.34 | 660 | 131.35 | 2202.69 | 740.21 | 444.13 | 11547.34 | 3387.03 | 14490.24 | 190.84 | 0 | 0 | 2398.5 | 11070 | 11070 | 61.5 | 24569.25 | 285.35 | 14.38 | -59.44 | 8.68 | 20 | 20.76 | 0 | 0.5 | 0.5 | 1 | 0.5 | 0 | 0 | 0 | 0 | 0 | 0 | 0 | 0 | 0 | 0 | 0 | 0 | 0 | 0 | 0 | 0 | 0
1725 | 6.6 | 1411.34 | 660 | 131.35 | 2202.69 | 740.21 | 444.13 | 11547.34 | 3387.03 | 14490.24 | 190.84 | 0 | 0 | 2398.5 | 11070 | 11070 | 61.5 | 24569.25 | 285.08 | 14.1 | -59.73 | 8.38 | 20 | 21.77 | 0 | 0.5 | 0.5 | 1 | 0.5 | 0 | 0 | 0 | 0 | 0 | 0 | 0 | 0 | 0 | 0 | 0 | 0 | 0 | 0 | 0 | 0 | 0
1726 | 6.3 | 1411.34 | 660 | 131.35 | 2202.69 | 740.21 | 444.13 | 11547.34 | 3387.03 | 14490.24 | 190.84 | 0 | 0 | 2398.5 | 11070 | 11070 | 61.5 | 24569.25 | 284.8 | 13.83 | -60.03 | 8.09 | 20 | 22.79 | 0 | 0.5 | 0.5 | 1 | 0.5 | 0 | 0 | 0 | 0 | 0 | 0 | 0 | 0 | 0 | 0 | 0 | 0 | 0 | 0 | 0 | 0 | 0
1727 | 5.7 | 1411.34 | 660 | 131.35 | 2202.69 | 740.21 | 444.13 | 11547.34 | 3387.03 | 14490.24 | 190.84 | 0 | 0 | 2398.5 | 11070 | 11070 | 61.5 | 24569.25 | 284.25 | 13.27 | -60.62 | 7.49 | 20 | 24.82 | 0 | 0.5 | 0.5 | 1 | 0.5 | 0 | 0 | 0 | 0 | 0 | 0 | 0 | 0 | 0 | 0 | 0 | 0 | 0 | 0 | 0 | 0 | 0
1728 | 4.9 | 1411.34 | 660 | 131.35 | 2202.69 | 740.21 | 444.13 | 11547.34 | 3387.03 | 14490.24 | 190.84 | 0 | 0 | 2398.5 | 11070 | 11070 | 61.5 | 24569.25 | 283.52 | 12.54 | -61.41 | 6.7 | 20 | 27.53 | 0 | 0.5 | 0.5 | 1 | 0.5 | 0 | 0 | 0 | 0 | 0 | 0 | 0 | 0 | 0 | 0 | 0 | 0 | 0 | 0 | 0 | 0 | 0
1729 | 6.6 | 1411.34 | 660 | 131.35 | 2202.69 | 740.21 | 444.13 | 11547.34 | 3387.03 | 14490.24 | 190.84 | 0 | 0 | 2398.5 | 2214 | 2214 | 61.5 | 6857.25 | 280.28 | 9.3 | -60.94 | 7.18 | 20 | 39.48 | 0 | 0.5 | 0.1 | 0.5 | 0.5 | 0 | 0 | 0 | 0 | 0 | 0 | 0 | 0 | 0 | 0 | 0 | 0 | 0 | 0 | 0 | 0 | 0
1730 | 5.4 | 1411.34 | 660 | 131.35 | 2202.69 | 740.21 | 444.13 | 11547.34 | 3387.03 | 14490.24 | 190.84 | 0 | 0 | 2398.5 | 2214 | 2214 | 61.5 | 6857.25 | 279.18 | 8.2 | -62.12 | 5.99 | 20 | 43.55 | 0 | 0.5 | 0.1 | 0.5 | 0.5 | 0 | 0 | 0 | 0 | 0 | 0 | 0 | 0 | 0 | 0 | 0 | 0 | 0 | 0 | 0 | 0 | 0
1731 | 5.5 | 1411.34 | 660 | 131.35 | 2202.69 | 740.21 | 444.13 | 11547.34 | 3387.03 | 14490.24 | 190.84 | 0 | 0 | 2398.5 | 2214 | 2214 | 61.5 | 6857.25 | 279.27 | 8.29 | -62.02 | 6.09 | 20 | 43.21 | 0 | 0.5 | 0.1 | 0.5 | 0.5 | 0 | 0 | 0 | 0 | 0 | 0 | 0 | 0 | 0 | 0 | 0 | 0 | 0 | 0 | 0 | 0 | 0
1732 | 5.2 | 1411.34 | 660 | 131.35 | 2202.69 | 740.21 | 444.13 | 11547.34 | 3387.03 | 14490.24 | 190.84 | 0 | 0 | 2398.5 | 2214 | 2214 | 61.5 | 6857.25 | 278.99 | 8.02 | -62.32 | 5.79 | 20 | 44.22 | 0 | 0.5 | 0.1 | 0.5 | 0.5 | 0 | 0 | 0 | 0 | 0 | 0 | 0 | 0 | 0 | 0 | 0 | 0 | 0 | 0 | 0 | 0 | 0
1733 | 5.3 | 1411.34 | 660 | 131.35 | 2202.69 | 740.21 | 444.13 | 11547.34 | 3387.03 | 14490.24 | 190.84 | 0 | 0 | 2398.5 | 2214 | 2214 | 61.5 | 6857.25 | 279.08 | 8.11 | -62.22 | 5.89 | 20 | 43.89 | 0 | 0.5 | 0.1 | 0.5 | 0.5 | 0 | 0 | 0 | 0 | 0 | 0 | 0 | 0 | 0 | 0 | 0 | 0 | 0 | 0 | 0 | 0 | 0
1734 | 5.2 | 1411.34 | 660 | 131.35 | 2202.69 | 740.21 | 444.13 | 11547.34 | 3387.03 | 14490.24 | 190.84 | 0 | 0 | 2398.5 | 2214 | 2214 | 61.5 | 6857.25 | 278.99 | 8.02 | -62.32 | 5.79 | 20 | 44.22 | 0 | 0.5 | 0.1 | 0.5 | 0.5 | 0 | 0 | 0 | 0 | 0 | 0 | 0 | 0 | 0 | 0 | 0 | 0 | 0 | 0 | 0 | 0 | 0
1735 | 5.5 | 1411.34 | 660 | 131.35 | 2202.69 | 740.21 | 444.13 | 11547.34 | 3387.03 | 14490.24 | 190.84 | 0 | 0 | 2398.5 | 2214 | 2214 | 61.5 | 6857.25 | 279.27 | 8.29 | -62.02 | 6.09 | 20 | 43.21 | 0 | 0.5 | 0.1 | 0.5 | 0.5 | 0 | 0 | 0 | 0 | 0 | 0 | 0 | 0 | 0 | 0 | 0 | 0 | 0 | 0 | 0 | 0 | 0
1736 | 6.1 | 1411.34 | 660 | 131.35 | 2202.69 | 740.21 | 177.65 | 11280.86 | 3120.55 | 14223.76 | 190.84 | 15291.42 | 1125.61 | 959.4 | 4428 | 4428 | 24.6 | 9827.7 | 304.8 | 14.75 | -61.34 | 8.04 | 20 | 18.09 | 0 | 0.2 | 0.2 | 1 | 0.2 | 0 | 7970.51 | 0 | 5113.36 | 0 | 1546.3 | 0 | 661.25 | 0 | 592.17 | 0 | 285.28 | 0 | 75.54 | 0 | 36.89 | 135.72
1737 | 7.6 | 1411.34 | 660 | 131.35 | 2202.69 | 740.21 | 177.65 | 11280.86 | 3120.55 | 14223.76 | 190.84 | 67541.66 | 4998.32 | 959.4 | 4428 | 4428 | 24.6 | 9827.7 | 322.44 | 32.39 | -55.96 | 13.41 | 23.9 | 0 | 0 | 0.2 | 0.2 | 1 | 0.2 | 0 | 29599.82 | 0 | 27902.73 | 0 | 7032 | 0 | 3007.11 | 0 | 2199.14 | 0 | 1556.72 | 0 | 343.53 | 0 | 167.77 | 731.16
1738 | 8.4 | 1411.34 | 660 | 131.35 | 2202.69 | 740.21 | 177.65 | 11280.86 | 3120.55 | 14223.76 | 190.84 | 18614.64 | 2923.61 | 959.4 | 4428 | 4428 | 24.6 | 9827.7 | 308.53 | 18.48 | -58.71 | 10.66 | 20 | 5.26 | 0 | 0.2 | 0.2 | 1 | 0.2 | 0 | 5670.19 | 0 | 5929.68 | 0 | 4913.57 | 0 | 2101.2 | 0 | 842.54 | 0 | 661.65 | 0 | 480.07 | 0 | 234.46 | 704.89
1739 | 9.8 | 1411.34 | 660 | 131.35 | 2202.69 | 740.21 | 177.65 | 11280.86 | 3120.55 | 14223.76 | 190.84 | 37818.83 | 3078.8 | 959.4 | 4428 | 4428 | 24.6 | 9827.7 | 315.25 | 25.2 | -55.99 | 13.39 | 23.9 | 0 | 0 | 0.2 | 0.2 | 1 | 0.2 | 0 | 9654.95 | 0 | 10583.06 | 0 | 12314.67 | 0 | 5266.14 | 0 | 717.32 | 0 | 590.44 | 0 | 601.59 | 0 | 293.8 | 875.64
1740 | 11 | 1411.34 | 660 | 131.35 | 2202.69 | 740.21 | 177.65 | 11280.86 | 3120.55 | 14223.76 | 190.84 | 33596.89 | 5233.43 | 959.4 | 4428 | 4428 | 24.6 | 9827.7 | 315.89 | 25.84 | -54.95 | 14.43 | 23.9 | 0 | 0 | 0.2 | 0.2 | 1 | 0.2 | 0 | 6357.88 | 0 | 11104.96 | 0 | 12508.94 | 0 | 3625.11 | 0 | 944.72 | 0 | 1239.12 | 0 | 1222.17 | 0 | 404.5 | 1422.92
1741 | 12.9 | 1411.34 | 660 | 131.35 | 2202.69 | 740.21 | 177.65 | 11280.86 | 3120.55 | 14223.76 | 190.84 | 35060.32 | 5391.84 | 959.4 | 4428 | 4428 | 24.6 | 9827.7 | 318.08 | 28.03 | -52.96 | 16.42 | 23.9 | 0 | 0 | 0.2 | 0.2 | 1 | 0.2 | 0 | 6718.17 | 0 | 8796.96 | 0 | 15714.65 | 0 | 3830.53 | 0 | 998.26 | 0 | 981.58 | 0 | 1535.38 | 0 | 427.42 | 1449.19
1742 | 13.2 | 1411.34 | 660 | 131.35 | 2202.69 | 740.21 | 177.65 | 11280.86 | 3120.55 | 14223.76 | 190.84 | 43881.73 | 6435.72 | 959.4 | 4428 | 4428 | 24.6 | 9827.7 | 321.22 | 31.17 | -51.98 | 17.4 | 23.9 | 0 | 0 | 0.2 | 0.2 | 1 | 0.2 | 0 | 6831.48 | 0 | 9443.03 | 0 | 23712.08 | 0 | 3895.14 | 0 | 1015.1 | 0 | 1053.67 | 0 | 2316.76 | 0 | 434.63 | 1615.56
1743 | 12.9 | 1411.34 | 660 | 131.35 | 2202.69 | 740.21 | 177.65 | 11280.86 | 3120.55 | 14223.76 | 190.84 | 33248.53 | 4932.58 | 959.4 | 4428 | 4428 | 24.6 | 9827.7 | 317.43 | 27.38 | -53.12 | 16.26 | 23.9 | 0 | 0 | 0.2 | 0.2 | 1 | 0.2 | 0 | 6075.2 | 0 | 5380.73 | 0 | 18328.67 | 0 | 3463.93 | 0 | 902.72 | 0 | 600.39 | 0 | 1790.78 | 0 | 386.51 | 1252.17
1744 | 12.9 | 1411.34 | 660 | 131.35 | 2202.69 | 740.21 | 177.65 | 11280.86 | 3120.55 | 14223.76 | 190.84 | 39334.82 | 5472.57 | 959.4 | 4428 | 4428 | 24.6 | 9827.7 | 319.35 | 29.3 | -52.66 | 16.72 | 23.9 | 0 | 0 | 0.2 | 0.2 | 1 | 0.2 | 0 | 5441.8 | 0 | 4125.77 | 0 | 26664.47 | 0 | 3102.78 | 0 | 808.6 | 0 | 460.36 | 0 | 2605.22 | 0 | 346.21 | 1252.17
1745 | 11.9 | 1411.34 | 660 | 131.35 | 2202.69 | 740.21 | 177.65 | 11280.86 | 3120.55 | 14223.76 | 190.84 | 8815.02 | 1426.38 | 959.4 | 4428 | 4428 | 24.6 | 9827.7 | 308.42 | 18.37 | -56.04 | 13.33 | 20 | 5.63 | 0 | 0.2 | 0.2 | 1 | 0.2 | 0 | 2428.74 | 0 | 1384.81 | 0 | 3595.5 | 0 | 1405.96 | 0 | 360.89 | 0 | 154.52 | 0 | 351.29 | 0 | 156.88 | 402.8
1746 | 11.7 | 1411.34 | 660 | 131.35 | 2202.69 | 740.21 | 444.13 | 11547.34 | 3387.03 | 14490.24 | 190.84 | 10459.19 | 835.97 | 2398.5 | 11070 | 11070 | 61.5 | 24569.25 | 292.82 | 21.84 | -53.93 | 14.19 | 21.84 | 0 | 0 | 0.5 | 0.5 | 1 | 0.5 | 0 | 2761.68 | 0 | 1574.64 | 0 | 4424.68 | 0 | 1698.18 | 0 | 205.18 | 0 | 87.85 | 0 | 216.15 | 0 | 94.74 | 232.05
1747 | 11.6 | 1411.34 | 660 | 131.35 | 2202.69 | 740.21 | 444.13 | 11547.34 | 3387.03 | 14490.24 | 190.84 | 4113.4 | 255.4 | 2398.5 | 11070 | 11070 | 61.5 | 24569.25 | 290.91 | 19.93 | -54.5 | 13.62 | 20 | 0.26 | 0 | 0.5 | 0.5 | 1 | 0.5 | 0 | 467.97 | 0 | 266.83 | 0 | 2561.4 | 0 | 817.2 | 0 | 34.77 | 0 | 14.89 | 0 | 125.13 | 0 | 45.59 | 35.03
1748 | 11.5 | 1411.34 | 660 | 131.35 | 2202.69 | 740.21 | 444.13 | 11547.34 | 3387.03 | 14490.24 | 190.84 | 0 | 0 | 2398.5 | 11070 | 11070 | 61.5 | 24569.25 | 289.57 | 18.6 | -54.9 | 13.22 | 20 | 5.17 | 0 | 0.5 | 0.5 | 1 | 0.5 | 0 | 0 | 0 | 0 | 0 | 0 | 0 | 0 | 0 | 0 | 0 | 0 | 0 | 0 | 0 | 0 | 0
1749 | 11.1 | 1411.34 | 660 | 131.35 | 2202.69 | 740.21 | 444.13 | 11547.34 | 3387.03 | 14490.24 | 190.84 | 0 | 0 | 2398.5 | 11070 | 11070 | 61.5 | 24569.25 | 289.21 | 18.23 | -55.29 | 12.82 | 20 | 6.53 | 0 | 0.5 | 0.5 | 1 | 0.5 | 0 | 0 | 0 | 0 | 0 | 0 | 0 | 0 | 0 | 0 | 0 | 0 | 0 | 0 | 0 | 0 | 0
1750 | 10.7 | 1411.34 | 660 | 131.35 | 2202.69 | 740.21 | 444.13 | 11547.34 | 3387.03 | 14490.24 | 190.84 | 0 | 0 | 2398.5 | 11070 | 11070 | 61.5 | 24569.25 | 288.84 | 17.86 | -55.69 | 12.43 | 20 | 7.88 | 0 | 0.5 | 0.5 | 1 | 0.5 | 0 | 0 | 0 | 0 | 0 | 0 | 0 | 0 | 0 | 0 | 0 | 0 | 0 | 0 | 0 | 0 | 0
1751 | 11.1 | 1411.34 | 660 | 131.35 | 2202.69 | 740.21 | 444.13 | 11547.34 | 3387.03 | 14490.24 | 190.84 | 0 | 0 | 2398.5 | 11070 | 11070 | 61.5 | 24569.25 | 289.21 | 18.23 | -55.29 | 12.82 | 20 | 6.53 | 0 | 0.5 | 0.5 | 1 | 0.5 | 0 | 0 | 0 | 0 | 0 | 0 | 0 | 0 | 0 | 0 | 0 | 0 | 0 | 0 | 0 | 0 | 0
1752 | 11 | 1411.34 | 660 | 131.35 | 2202.69 | 740.21 | 444.13 | 11547.34 | 3387.03 | 14490.24 | 190.84 | 0 | 0 | 2398.5 | 11070 | 11070 | 61.5 | 24569.25 | 289.12 | 18.14 | -55.39 | 12.73 | 20 | 6.87 | 0 | 0.5 | 0.5 | 1 | 0.5 | 0 | 0 | 0 | 0 | 0 | 0 | 0 | 0 | 0 | 0 | 0 | 0 | 0 | 0 | 0 | 0 | 0
1753 | 11.1 | 1411.34 | 660 | 131.35 | 2202.69 | 740.21 | 444.13 | 11547.34 | 3387.03 | 14490.24 | 190.84 | 0 | 0 | 2398.5 | 2214 | 2214 | 61.5 | 6857.25 | 284.41 | 13.43 | -56.5 | 11.62 | 20 | 24.24 | 0 | 0.5 | 0.1 | 0.5 | 0.5 | 0 | 0 | 0 | 0 | 0 | 0 | 0 | 0 | 0 | 0 | 0 | 0 | 0 | 0 | 0 | 0 | 0
1754 | 11 | 1411.34 | 660 | 131.35 | 2202.69 | 740.21 | 444.13 | 11547.34 | 3387.03 | 14490.24 | 190.84 | 0 | 0 | 2398.5 | 2214 | 2214 | 61.5 | 6857.25 | 284.32 | 13.34 | -56.6 | 11.52 | 20 | 24.58 | 0 | 0.5 | 0.1 | 0.5 | 0.5 | 0 | 0 | 0 | 0 | 0 | 0 | 0 | 0 | 0 | 0 | 0 | 0 | 0 | 0 | 0 | 0 | 0
1755 | 11 | 1411.34 | 660 | 131.35 | 2202.69 | 740.21 | 444.13 | 11547.34 | 3387.03 | 14490.24 | 190.84 | 0 | 0 | 2398.5 | 2214 | 2214 | 61.5 | 6857.25 | 284.32 | 13.34 | -56.6 | 11.52 | 20 | 24.58 | 0 | 0.5 | 0.1 | 0.5 | 0.5 | 0 | 0 | 0 | 0 | 0 | 0 | 0 | 0 | 0 | 0 | 0 | 0 | 0 | 0 | 0 | 0 | 0
1756 | 11 | 1411.34 | 660 | 131.35 | 2202.69 | 740.21 | 444.13 | 11547.34 | 3387.03 | 14490.24 | 190.84 | 0 | 0 | 2398.5 | 2214 | 2214 | 61.5 | 6857.25 | 284.32 | 13.34 | -56.6 | 11.52 | 20 | 24.58 | 0 | 0.5 | 0.1 | 0.5 | 0.5 | 0 | 0 | 0 | 0 | 0 | 0 | 0 | 0 | 0 | 0 | 0 | 0 | 0 | 0 | 0 | 0 | 0
1757 | 10.9 | 1411.34 | 660 | 131.35 | 2202.69 | 740.21 | 444.13 | 11547.34 | 3387.03 | 14490.24 | 190.84 | 0 | 0 | 2398.5 | 2214 | 2214 | 61.5 | 6857.25 | 284.22 | 13.25 | -56.69 | 11.42 | 20 | 24.92 | 0 | 0.5 | 0.1 | 0.5 | 0.5 | 0 | 0 | 0 | 0 | 0 | 0 | 0 | 0 | 0 | 0 | 0 | 0 | 0 | 0 | 0 | 0 | 0
1758 | 10.7 | 1411.34 | 660 | 131.35 | 2202.69 | 740.21 | 444.13 | 11547.34 | 3387.03 | 14490.24 | 190.84 | 0 | 0 | 2398.5 | 2214 | 2214 | 61.5 | 6857.25 | 284.04 | 13.06 | -56.89 | 11.22 | 20 | 25.6 | 0 | 0.5 | 0.1 | 0.5 | 0.5 | 0 | 0 | 0 | 0 | 0 | 0 | 0 | 0 | 0 | 0 | 0 | 0 | 0 | 0 | 0 | 0 | 0
1759 | 10.4 | 1411.34 | 660 | 131.35 | 2202.69 | 740.21 | 444.13 | 11547.34 | 3387.03 | 14490.24 | 190.84 | 0 | 0 | 2398.5 | 2214 | 2214 | 61.5 | 6857.25 | 283.77 | 12.79 | -57.19 | 10.93 | 20 | 26.61 | 0 | 0.5 | 0.1 | 0.5 | 0.5 | 0 | 0 | 0 | 0 | 0 | 0 | 0 | 0 | 0 | 0 | 0 | 0 | 0 | 0 | 0 | 0 | 0
1760 | 10.3 | 1411.34 | 660 | 131.35 | 2202.69 | 740.21 | 177.65 | 11280.86 | 3120.55 | 14223.76 | 190.84 | 1290.45 | 103.71 | 959.4 | 4428 | 4428 | 24.6 | 9827.7 | 304.25 | 14.2 | -58.23 | 11.14 | 20 | 20 | 0 | 0.2 | 0.2 | 1 | 0.2 | 0 | 446.08 | 0 | 265.6 | 0 | 405.41 | 0 | 173.36 | 0 | 33.14 | 0 | 14.82 | 0 | 19.8 | 0 | 9.67 | 26.27
1761 | 10.8 | 1411.34 | 660 | 131.35 | 2202.69 | 740.21 | 177.65 | 11280.86 | 3120.55 | 14223.76 | 190.84 | 19450.71 | 1501.66 | 959.4 | 4428 | 4428 | 24.6 | 9827.7 | 310.37 | 20.32 | -56.38 | 12.99 | 20.32 | 0 | 0 | 0.2 | 0.2 | 1 | 0.2 | 0 | 7179.1 | 0 | 5771.55 | 0 | 4553.04 | 0 | 1947.02 | 0 | 533.38 | 0 | 322 | 0 | 222.42 | 0 | 108.63 | 315.23
1762 | 11.3 | 1411.34 | 660 | 131.35 | 2202.69 | 740.21 | 177.65 | 11280.86 | 3120.55 | 14223.76 | 190.84 | 25844.57 | 2075.59 | 959.4 | 4428 | 4428 | 24.6 | 9827.7 | 312.86 | 22.81 | -55.41 | 13.97 | 22.81 | 0 | 0 | 0.2 | 0.2 | 1 | 0.2 | 0 | 7705.8 | 0 | 6582.14 | 0 | 8094.97 | 0 | 3461.67 | 0 | 572.51 | 0 | 367.22 | 0 | 395.45 | 0 | 193.13 | 547.28
1763 | 12.2 | 1411.34 | 660 | 131.35 | 2202.69 | 740.21 | 177.65 | 11280.86 | 3120.55 | 14223.76 | 190.84 | 42020.68 | 3383.17 | 959.4 | 4428 | 4428 | 24.6 | 9827.7 | 318.84 | 28.79 | -53.31 | 16.07 | 23.9 | 0 | 0 | 0.2 | 0.2 | 1 | 0.2 | 0 | 10392.36 | 0 | 13017.98 | 0 | 13035.82 | 0 | 5574.53 | 0 | 772.11 | 0 | 726.29 | 0 | 636.82 | 0 | 311.01 | 936.94
1764 | 11.8 | 1411.34 | 660 | 131.35 | 2202.69 | 740.21 | 177.65 | 11280.86 | 3120.55 | 14223.76 | 190.84 | 20938.73 | 3379.98 | 959.4 | 4428 | 4428 | 24.6 | 9827.7 | 312.41 | 22.36 | -55.16 | 14.21 | 22.36 | 0 | 0 | 0.2 | 0.2 | 1 | 0.2 | 0 | 5269.79 | 0 | 4719.01 | 0 | 7945.23 | 0 | 3004.7 | 0 | 783.04 | 0 | 526.56 | 0 | 776.28 | 0 | 335.27 | 958.83
1765 | 12.3 | 1411.34 | 660 | 131.35 | 2202.69 | 740.21 | 177.65 | 11280.86 | 3120.55 | 14223.76 | 190.84 | 28982.82 | 2359.82 | 959.4 | 4428 | 4428 | 24.6 | 9827.7 | 314.84 | 24.79 | -54.18 | 15.19 | 23.9 | 0 | 0 | 0.2 | 0.2 | 1 | 0.2 | 0 | 8161.02 | 0 | 4921.73 | 0 | 11246.86 | 0 | 4653.21 | 0 | 606.33 | 0 | 274.59 | 0 | 549.43 | 0 | 259.61 | 669.87
1766 | 13.2 | 1411.34 | 660 | 131.35 | 2202.69 | 740.21 | 177.65 | 11280.86 | 3120.55 | 14223.76 | 190.84 | 14525.41 | 2363.38 | 959.4 | 4428 | 4428 | 24.6 | 9827.7 | 311.52 | 21.47 | -54.3 | 15.08 | 21.47 | 0 | 0 | 0.2 | 0.2 | 1 | 0.2 | 0 | 4094.8 | 0 | 2417.5 | 0 | 5678.36 | 0 | 2334.75 | 0 | 608.45 | 0 | 269.75 | 0 | 554.8 | 0 | 260.52 | 669.87
1767 | 13 | 1411.34 | 660 | 131.35 | 2202.69 | 740.21 | 177.65 | 11280.86 | 3120.55 | 14223.76 | 190.84 | 28016.86 | 2274.77 | 959.4 | 4428 | 4428 | 24.6 | 9827.7 | 315.13 | 25.08 | -53.56 | 15.81 | 23.9 | 0 | 0 | 0.2 | 0.2 | 1 | 0.2 | 0 | 7844.25 | 0 | 4592.95 | 0 | 11107.07 | 0 | 4472.6 | 0 | 582.79 | 0 | 256.25 | 0 | 542.6 | 0 | 249.53 | 643.6
1768 | 13.3 | 1411.34 | 660 | 131.35 | 2202.69 | 740.21 | 177.65 | 11280.86 | 3120.55 | 14223.76 | 190.84 | 29417.32 | 4289.95 | 959.4 | 4428 | 4428 | 24.6 | 9827.7 | 316.49 | 26.44 | -53.03 | 16.34 | 23.9 | 0 | 0 | 0.2 | 0.2 | 1 | 0.2 | 0 | 5226.46 | 0 | 3524.8 | 0 | 17686.06 | 0 | 2980 | 0 | 776.61 | 0 | 393.31 | 0 | 1727.99 | 0 | 332.51 | 1059.53
1769 | 13 | 1411.34 | 660 | 131.35 | 2202.69 | 740.21 | 177.65 | 11280.86 | 3120.55 | 14223.76 | 190.84 | 13024.35 | 2032.77 | 959.4 | 4428 | 4428 | 24.6 | 9827.7 | 310.81 | 20.76 | -54.62 | 14.75 | 20.76 | 0 | 0 | 0.2 | 0.2 | 1 | 0.2 | 0 | 3167.98 | 0 | 1806.3 | 0 | 6127.04 | 0 | 1923.03 | 0 | 470.73 | 0 | 201.55 | 0 | 598.63 | 0 | 214.58 | 547.28
1770 | 12.9 | 1411.34 | 660 | 131.35 | 2202.69 | 740.21 | 444.13 | 11547.34 | 3387.03 | 14490.24 | 190.84 | 10404.43 | 833.23 | 2398.5 | 11070 | 11070 | 61.5 | 24569.25 | 293.93 | 22.95 | -52.75 | 15.37 | 22.95 | 0 | 0 | 0.5 | 0.5 | 1 | 0.5 | 0 | 2760.66 | 0 | 1574.06 | 0 | 4377.92 | 0 | 1691.8 | 0 | 205.1 | 0 | 87.82 | 0 | 213.87 | 0 | 94.39 | 232.05
1771 | 12.6 | 1411.34 | 660 | 131.35 | 2202.69 | 740.21 | 444.13 | 11547.34 | 3387.03 | 14490.24 | 190.84 | 5910.49 | 363.74 | 2398.5 | 11070 | 11070 | 61.5 | 24569.25 | 292.37 | 21.4 | -53.38 | 14.73 | 21.4 | 0 | 0 | 0.5 | 0.5 | 1 | 0.5 | 0 | 632.26 | 0 | 360.5 | 0 | 3728.32 | 0 | 1189.41 | 0 | 46.97 | 0 | 20.11 | 0 | 182.14 | 0 | 66.36 | 48.16
1772 | 12.2 | 1411.34 | 660 | 131.35 | 2202.69 | 740.21 | 444.13 | 11547.34 | 3387.03 | 14490.24 | 190.84 | 0 | 0 | 2398.5 | 11070 | 11070 | 61.5 | 24569.25 | 290.26 | 19.28 | -54.2 | 13.91 | 20 | 2.65 | 0 | 0.5 | 0.5 | 1 | 0.5 | 0 | 0 | 0 | 0 | 0 | 0 | 0 | 0 | 0 | 0 | 0 | 0 | 0 | 0 | 0 | 0 | 0
1773 | 12.4 | 1411.34 | 660 | 131.35 | 2202.69 | 740.21 | 444.13 | 11547.34 | 3387.03 | 14490.24 | 190.84 | 0 | 0 | 2398.5 | 11070 | 11070 | 61.5 | 24569.25 | 290.4 | 19.42 | -54.01 | 14.11 | 20 | 2.13 | 0 | 0.5 | 0.5 | 1 | 0.5 | 0 | 0 | 0 | 0 | 0 | 0 | 0 | 0 | 0 | 0 | 0 | 0 | 0 | 0 | 0 | 0 | 0
1774 | 12.6 | 1411.34 | 660 | 131.35 | 2202.69 | 740.21 | 444.13 | 11547.34 | 3387.03 | 14490.24 | 190.84 | 0 | 0 | 2398.5 | 11070 | 11070 | 61.5 | 24569.25 | 290.58 | 19.61 | -53.81 | 14.3 | 20 | 1.45 | 0 | 0.5 | 0.5 | 1 | 0.5 | 0 | 0 | 0 | 0 | 0 | 0 | 0 | 0 | 0 | 0 | 0 | 0 | 0 | 0 | 0 | 0 | 0
1775 | 12.8 | 1411.34 | 660 | 131.35 | 2202.69 | 740.21 | 444.13 | 11547.34 | 3387.03 | 14490.24 | 190.84 | 0 | 0 | 2398.5 | 11070 | 11070 | 61.5 | 24569.25 | 290.77 | 19.79 | -53.61 | 14.5 | 20 | 0.77 | 0 | 0.5 | 0.5 | 1 | 0.5 | 0 | 0 | 0 | 0 | 0 | 0 | 0 | 0 | 0 | 0 | 0 | 0 | 0 | 0 | 0 | 0 | 0
1776 | 12.9 | 1411.34 | 660 | 131.35 | 2202.69 | 740.21 | 444.13 | 11547.34 | 3387.03 | 14490.24 | 190.84 | 0 | 0 | 2398.5 | 11070 | 11070 | 61.5 | 24569.25 | 290.86 | 19.88 | -53.51 | 14.6 | 20 | 0.43 | 0 | 0.5 | 0.5 | 1 | 0.5 | 0 | 0 | 0 | 0 | 0 | 0 | 0 | 0 | 0 | 0 | 0 | 0 | 0 | 0 | 0 | 0 | 0
1777 | 13 | 1411.34 | 660 | 131.35 | 2202.69 | 740.21 | 444.13 | 11547.34 | 3387.03 | 14490.24 | 190.84 | 0 | 0 | 2398.5 | 2214 | 2214 | 61.5 | 6857.25 | 286.15 | 15.17 | -54.62 | 13.49 | 20 | 17.81 | 0 | 0.5 | 0.1 | 0.5 | 0.5 | 0 | 0 | 0 | 0 | 0 | 0 | 0 | 0 | 0 | 0 | 0 | 0 | 0 | 0 | 0 | 0 | 0
1778 | 12.4 | 1411.34 | 660 | 131.35 | 2202.69 | 740.21 | 444.13 | 11547.34 | 3387.03 | 14490.24 | 190.84 | 0 | 0 | 2398.5 | 2214 | 2214 | 61.5 | 6857.25 | 285.6 | 14.62 | -55.21 | 12.9 | 20 | 19.84 | 0 | 0.5 | 0.1 | 0.5 | 0.5 | 0 | 0 | 0 | 0 | 0 | 0 | 0 | 0 | 0 | 0 | 0 | 0 | 0 | 0 | 0 | 0 | 0
1779 | 12.6 | 1411.34 | 660 | 131.35 | 2202.69 | 740.21 | 444.13 | 11547.34 | 3387.03 | 14490.24 | 190.84 | 0 | 0 | 2398.5 | 2214 | 2214 | 61.5 | 6857.25 | 285.78 | 14.81 | -55.02 | 13.1 | 20 | 19.16 | 0 | 0.5 | 0.1 | 0.5 | 0.5 | 0 | 0 | 0 | 0 | 0 | 0 | 0 | 0 | 0 | 0 | 0 | 0 | 0 | 0 | 0 | 0 | 0
1780 | 12.4 | 1411.34 | 660 | 131.35 | 2202.69 | 740.21 | 444.13 | 11547.34 | 3387.03 | 14490.24 | 190.84 | 0 | 0 | 2398.5 | 2214 | 2214 | 61.5 | 6857.25 | 285.6 | 14.62 | -55.21 | 12.9 | 20 | 19.84 | 0 | 0.5 | 0.1 | 0.5 | 0.5 | 0 | 0 | 0 | 0 | 0 | 0 | 0 | 0 | 0 | 0 | 0 | 0 | 0 | 0 | 0 | 0 | 0
1781 | 12.1 | 1411.34 | 660 | 131.35 | 2202.69 | 740.21 | 444.13 | 11547.34 | 3387.03 | 14490.24 | 190.84 | 0 | 0 | 2398.5 | 2214 | 2214 | 61.5 | 6857.25 | 285.33 | 14.35 | -55.51 | 12.6 | 20 | 20.85 | 0 | 0.5 | 0.1 | 0.5 | 0.5 | 0 | 0 | 0 | 0 | 0 | 0 | 0 | 0 | 0 | 0 | 0 | 0 | 0 | 0 | 0 | 0 | 0
1782 | 11.8 | 1411.34 | 660 | 131.35 | 2202.69 | 740.21 | 444.13 | 11547.34 | 3387.03 | 14490.24 | 190.84 | 0 | 0 | 2398.5 | 2214 | 2214 | 61.5 | 6857.25 | 285.05 | 14.07 | -55.81 | 12.31 | 20 | 21.87 | 0 | 0.5 | 0.1 | 0.5 | 0.5 | 0 | 0 | 0 | 0 | 0 | 0 | 0 | 0 | 0 | 0 | 0 | 0 | 0 | 0 | 0 | 0 | 0
1783 | 11.8 | 1411.34 | 660 | 131.35 | 2202.69 | 740.21 | 444.13 | 11547.34 | 3387.03 | 14490.24 | 190.84 | 0 | 0 | 2398.5 | 2214 | 2214 | 61.5 | 6857.25 | 285.05 | 14.07 | -55.81 | 12.31 | 20 | 21.87 | 0 | 0.5 | 0.1 | 0.5 | 0.5 | 0 | 0 | 0 | 0 | 0 | 0 | 0 | 0 | 0 | 0 | 0 | 0 | 0 | 0 | 0 | 0 | 0
1784 | 11.7 | 1411.34 | 660 | 131.35 | 2202.69 | 740.21 | 177.65 | 11280.86 | 3120.55 | 14223.76 | 190.84 | 1143.82 | 93.62 | 959.4 | 4428 | 4428 | 24.6 | 9827.7 | 305.47 | 15.42 | -56.86 | 12.51 | 20 | 15.79 | 0 | 0.2 | 0.2 | 1 | 0.2 | 0 | 347.46 | 0 | 200.7 | 0 | 417.24 | 0 | 178.42 | 0 | 25.81 | 0 | 11.2 | 0 | 20.38 | 0 | 9.95 | 26.27
1785 | 11.6 | 1411.34 | 660 | 131.35 | 2202.69 | 740.21 | 177.65 | 11280.86 | 3120.55 | 14223.76 | 190.84 | 4565.25 | 376.88 | 959.4 | 4428 | 4428 | 24.6 | 9827.7 | 306.45 | 16.4 | -56.7 | 12.67 | 20 | 12.4 | 0 | 0.2 | 0.2 | 1 | 0.2 | 0 | 1332.43 | 0 | 778.62 | 0 | 1719.07 | 0 | 735.13 | 0 | 98.99 | 0 | 43.44 | 0 | 83.98 | 0 | 41.01 | 109.46
1786 | 11.8 | 1411.34 | 660 | 131.35 | 2202.69 | 740.21 | 177.65 | 11280.86 | 3120.55 | 14223.76 | 190.84 | 9707.8 | 799.97 | 959.4 | 4428 | 4428 | 24.6 | 9827.7 | 308.25 | 18.2 | -56.12 | 13.25 | 20 | 6.21 | 0 | 0.2 | 0.2 | 1 | 0.2 | 0 | 2801.78 | 0 | 1653.35 | 0 | 3679.29 | 0 | 1573.38 | 0 | 208.16 | 0 | 92.24 | 0 | 179.74 | 0 | 87.78 | 232.05
1787 | 12.3 | 1411.34 | 660 | 131.35 | 2202.69 | 740.21 | 177.65 | 11280.86 | 3120.55 | 14223.76 | 190.84 | 13735.47 | 1131.15 | 959.4 | 4428 | 4428 | 24.6 | 9827.7 | 309.97 | 19.92 | -55.33 | 14.05 | 20 | 0.29 | 0 | 0.2 | 0.2 | 1 | 0.2 | 0 | 3933.11 | 0 | 2330.99 | 0 | 5233.4 | 0 | 2237.97 | 0 | 292.21 | 0 | 130.05 | 0 | 255.66 | 0 | 124.86 | 328.37
1788 | 12.6 | 1411.34 | 660 | 131.35 | 2202.69 | 740.21 | 177.65 | 11280.86 | 3120.55 | 14223.76 | 190.84 | 16940.54 | 1392.3 | 959.4 | 4428 | 4428 | 24.6 | 9827.7 | 311.24 | 21.19 | -54.79 | 14.59 | 21.19 | 0 | 0 | 0.2 | 0.2 | 1 | 0.2 | 0 | 4834.59 | 0 | 2852.26 | 0 | 6497.12 | 0 | 2756.56 | 0 | 359.19 | 0 | 159.13 | 0 | 317.4 | 0 | 153.79 | 402.8
1789 | 13.5 | 1411.34 | 660 | 131.35 | 2202.69 | 740.21 | 177.65 | 11280.86 | 3120.55 | 14223.76 | 190.84 | 26754.63 | 2182.96 | 959.4 | 4428 | 4428 | 24.6 | 9827.7 | 315.18 | 25.13 | -53.16 | 16.21 | 23.9 | 0 | 0 | 0.2 | 0.2 | 1 | 0.2 | 0 | 7586.54 | 0 | 4495.61 | 0 | 10346.83 | 0 | 4325.66 | 0 | 563.65 | 0 | 250.81 | 0 | 505.46 | 0 | 241.33 | 621.71
1790 | 14.7 | 1411.34 | 660 | 131.35 | 2202.69 | 740.21 | 177.65 | 11280.86 | 3120.55 | 14223.76 | 190.84 | 22261.41 | 3543.08 | 959.4 | 4428 | 4428 | 24.6 | 9827.7 | 315.46 | 25.42 | -52.2 | 17.18 | 23.9 | 0 | 0 | 0.2 | 0.2 | 1 | 0.2 | 0 | 5575.38 | 0 | 3971.41 | 0 | 9535.68 | 0 | 3178.94 | 0 | 828.45 | 0 | 443.14 | 0 | 931.67 | 0 | 354.71 | 985.1
1791 | 14.7 | 1411.34 | 660 | 131.35 | 2202.69 | 740.21 | 177.65 | 11280.86 | 3120.55 | 14223.76 | 190.84 | 13477.41 | 2192.16 | 959.4 | 4428 | 4428 | 24.6 | 9827.7 | 312.53 | 22.48 | -52.9 | 16.47 | 22.48 | 0 | 0 | 0.2 | 0.2 | 1 | 0.2 | 0 | 3792.37 | 0 | 2209.54 | 0 | 5313.18 | 0 | 2162.32 | 0 | 563.51 | 0 | 246.55 | 0 | 519.12 | 0 | 241.28 | 621.71
1792 | 15.6 | 1411.34 | 660 | 131.35 | 2202.69 | 740.21 | 177.65 | 11280.86 | 3120.55 | 14223.76 | 190.84 | 33519.13 | 2652.18 | 959.4 | 4428 | 4428 | 24.6 | 9827.7 | 319.23 | 29.18 | -50.59 | 18.78 | 23.9 | 0 | 0 | 0.2 | 0.2 | 1 | 0.2 | 0 | 8460.17 | 0 | 5016.52 | 0 | 15218.67 | 0 | 4823.78 | 0 | 628.55 | 0 | 279.88 | 0 | 743.46 | 0 | 269.12 | 731.16
1793 | 15.7 | 1411.34 | 660 | 131.35 | 2202.69 | 740.21 | 177.65 | 11280.86 | 3120.55 | 14223.76 | 190.84 | 21342.82 | 3063.53 | 959.4 | 4428 | 4428 | 24.6 | 9827.7 | 315.96 | 25.91 | -51.31 | 18.07 | 23.9 | 0 | 0 | 0.2 | 0.2 | 1 | 0.2 | 0 | 3799.56 | 0 | 2166.42 | 0 | 12724.33 | 0 | 2652.51 | 0 | 564.58 | 0 | 241.73 | 0 | 1243.22 | 0 | 295.97 | 718.03
1794 | 15 | 1411.34 | 660 | 131.35 | 2202.69 | 740.21 | 444.13 | 11547.34 | 3387.03 | 14490.24 | 190.84 | 10854.06 | 1542.48 | 2398.5 | 11070 | 11070 | 61.5 | 24569.25 | 296.26 | 25.29 | -50.6 | 17.52 | 23.9 | 0 | 0 | 0.5 | 0.5 | 1 | 0.5 | 0 | 1985.4 | 0 | 1132.03 | 0 | 6025.41 | 0 | 1711.22 | 0 | 295.01 | 0 | 126.31 | 0 | 588.71 | 0 | 190.94 | 341.5
1795 | 14.5 | 1411.34 | 660 | 131.35 | 2202.69 | 740.21 | 444.13 | 11547.34 | 3387.03 | 14490.24 | 190.84 | 3869.43 | 473.54 | 2398.5 | 11070 | 11070 | 61.5 | 24569.25 | 293.62 | 22.65 | -51.64 | 16.48 | 22.65 | 0 | 0 | 0.5 | 0.5 | 1 | 0.5 | 0 | 395.52 | 0 | 225.52 | 0 | 2461.06 | 0 | 787.33 | 0 | 58.77 | 0 | 25.16 | 0 | 240.46 | 0 | 87.85 | 61.3
1796 | 13.2 | 1411.34 | 660 | 131.35 | 2202.69 | 740.21 | 444.13 | 11547.34 | 3387.03 | 14490.24 | 190.84 | 0 | 0 | 2398.5 | 11070 | 11070 | 61.5 | 24569.25 | 291.22 | 20.24 | -53.22 | 14.9 | 20.24 | 0 | 0 | 0.5 | 0.5 | 1 | 0.5 | 0 | 0 | 0 | 0 | 0 | 0 | 0 | 0 | 0 | 0 | 0 | 0 | 0 | 0 | 0 | 0 | 0
1797 | 11.8 | 1411.34 | 660 | 131.35 | 2202.69 | 740.21 | 444.13 | 11547.34 | 3387.03 | 14490.24 | 190.84 | 0 | 0 | 2398.5 | 11070 | 11070 | 61.5 | 24569.25 | 289.86 | 18.88 | -54.6 | 13.52 | 20 | 4.13 | 0 | 0.5 | 0.5 | 1 | 0.5 | 0 | 0 | 0 | 0 | 0 | 0 | 0 | 0 | 0 | 0 | 0 | 0 | 0 | 0 | 0 | 0 | 0
1798 | 11.1 | 1411.34 | 660 | 131.35 | 2202.69 | 740.21 | 444.13 | 11547.34 | 3387.03 | 14490.24 | 190.84 | 0 | 0 | 2398.5 | 11070 | 11070 | 61.5 | 24569.25 | 289.21 | 18.23 | -55.29 | 12.82 | 20 | 6.53 | 0 | 0.5 | 0.5 | 1 | 0.5 | 0 | 0 | 0 | 0 | 0 | 0 | 0 | 0 | 0 | 0 | 0 | 0 | 0 | 0 | 0 | 0 | 0
1799 | 10.5 | 1411.34 | 660 | 131.35 | 2202.69 | 740.21 | 444.13 | 11547.34 | 3387.03 | 14490.24 | 190.84 | 0 | 0 | 2398.5 | 11070 | 11070 | 61.5 | 24569.25 | 288.66 | 17.68 | -55.88 | 12.23 | 20 | 8.56 | 0 | 0.5 | 0.5 | 1 | 0.5 | 0 | 0 | 0 | 0 | 0 | 0 | 0 | 0 | 0 | 0 | 0 | 0 | 0 | 0 | 0 | 0 | 0
1800 | 9.6 | 1411.34 | 660 | 131.35 | 2202.69 | 740.21 | 444.13 | 11547.34 | 3387.03 | 14490.24 | 190.84 | 0 | 0 | 2398.5 | 11070 | 11070 | 61.5 | 24569.25 | 287.83 | 16.85 | -56.77 | 11.34 | 20 | 11.61 | 0 | 0.5 | 0.5 | 1 | 0.5 | 0 | 0 | 0 | 0 | 0 | 0 | 0 | 0 | 0 | 0 | 0 | 0 | 0 | 0 | 0 | 0 | 0
1801 | 9 | 1411.34 | 660 | 131.35 | 2202.69 | 740.21 | 444.13 | 11547.34 | 3387.03 | 14490.24 | 190.84 | 0 | 0 | 2398.5 | 2214 | 2214 | 61.5 | 6857.25 | 282.48 | 11.5 | -58.57 | 9.55 | 20 | 31.35 | 0 | 0.5 | 0.1 | 0.5 | 0.5 | 0 | 0 | 0 | 0 | 0 | 0 | 0 | 0 | 0 | 0 | 0 | 0 | 0 | 0 | 0 | 0 | 0
1802 | 7.7 | 1411.34 | 660 | 131.35 | 2202.69 | 740.21 | 444.13 | 11547.34 | 3387.03 | 14490.24 | 190.84 | 0 | 0 | 2398.5 | 2214 | 2214 | 61.5 | 6857.25 | 281.29 | 10.31 | -59.85 | 8.26 | 20 | 35.76 | 0 | 0.5 | 0.1 | 0.5 | 0.5 | 0 | 0 | 0 | 0 | 0 | 0 | 0 | 0 | 0 | 0 | 0 | 0 | 0 | 0 | 0 | 0 | 0
1803 | 8.9 | 1411.34 | 660 | 131.35 | 2202.69 | 740.21 | 444.13 | 11547.34 | 3387.03 | 14490.24 | 190.84 | 0 | 0 | 2398.5 | 2214 | 2214 | 61.5 | 6857.25 | 282.39 | 11.41 | -58.67 | 9.45 | 20 | 31.69 | 0 | 0.5 | 0.1 | 0.5 | 0.5 | 0 | 0 | 0 | 0 | 0 | 0 | 0 | 0 | 0 | 0 | 0 | 0 | 0 | 0 | 0 | 0 | 0
1804 | 7.5 | 1411.34 | 660 | 131.35 | 2202.69 | 740.21 | 444.13 | 11547.34 | 3387.03 | 14490.24 | 190.84 | 0 | 0 | 2398.5 | 2214 | 2214 | 61.5 | 6857.25 | 281.1 | 10.13 | -60.05 | 8.06 | 20 | 36.43 | 0 | 0.5 | 0.1 | 0.5 | 0.5 | 0 | 0 | 0 | 0 | 0 | 0 | 0 | 0 | 0 | 0 | 0 | 0 | 0 | 0 | 0 | 0 | 0
1805 | 6.7 | 1411.34 | 660 | 131.35 | 2202.69 | 740.21 | 444.13 | 11547.34 | 3387.03 | 14490.24 | 190.84 | 0 | 0 | 2398.5 | 2214 | 2214 | 61.5 | 6857.25 | 280.37 | 9.39 | -60.84 | 7.27 | 20 | 39.14 | 0 | 0.5 | 0.1 | 0.5 | 0.5 | 0 | 0 | 0 | 0 | 0 | 0 | 0 | 0 | 0 | 0 | 0 | 0 | 0 | 0 | 0 | 0 | 0
1806 | 6.2 | 1411.34 | 660 | 131.35 | 2202.69 | 740.21 | 444.13 | 11547.34 | 3387.03 | 14490.24 | 190.84 | 0 | 0 | 2398.5 | 2214 | 2214 | 61.5 | 6857.25 | 279.91 | 8.93 | -61.33 | 6.78 | 20 | 40.84 | 0 | 0.5 | 0.1 | 0.5 | 0.5 | 0 | 0 | 0 | 0 | 0 | 0 | 0 | 0 | 0 | 0 | 0 | 0 | 0 | 0 | 0 | 0 | 0
1807 | 6.2 | 1411.34 | 660 | 131.35 | 2202.69 | 740.21 | 444.13 | 11547.34 | 3387.03 | 14490.24 | 190.84 | 0 | 0 | 2398.5 | 2214 | 2214 | 61.5 | 6857.25 | 279.91 | 8.93 | -61.33 | 6.78 | 20 | 40.84 | 0 | 0.5 | 0.1 | 0.5 | 0.5 | 0 | 0 | 0 | 0 | 0 | 0 | 0 | 0 | 0 | 0 | 0 | 0 | 0 | 0 | 0 | 0 | 0
1808 | 7.9 | 1411.34 | 660 | 131.35 | 2202.69 | 740.21 | 444.13 | 11547.34 | 3387.03 | 14490.24 | 190.84 | 24012.8 | 1766.17 | 2398.5 | 11070 | 11070 | 61.5 | 24569.25 | 293.26 | 22.28 | -56.69 | 11.42 | 22.28 | 0 | 0 | 0.5 | 0.5 | 1 | 0.5 | 0 | 12763.23 | 0 | 8063.24 | 0 | 2231.9 | 0 | 954.43 | 0 | 948.25 | 0 | 449.86 | 0 | 109.03 | 0 | 53.25 | 205.78
1809 | 10.8 | 1411.34 | 660 | 131.35 | 2202.69 | 740.21 | 444.13 | 11547.34 | 3387.03 | 14490.24 | 190.84 | 60829.66 | 4539.93 | 2398.5 | 11070 | 11070 | 61.5 | 24569.25 | 306.71 | 35.74 | -51.13 | 16.98 | 23.9 | 0 | 0 | 0.5 | 0.5 | 1 | 0.5 | 0 | 26073.57 | 0 | 23578.42 | 0 | 7829.52 | 0 | 3348.15 | 0 | 1937.15 | 0 | 1315.47 | 0 | 382.49 | 0 | 186.8 | 718.03
1810 | 14.2 | 1411.34 | 660 | 131.35 | 2202.69 | 740.21 | 444.13 | 11547.34 | 3387.03 | 14490.24 | 190.84 | 39165.75 | 6060.4 | 2398.5 | 11070 | 11070 | 61.5 | 24569.25 | 304.43 | 33.45 | -49.15 | 18.96 | 23.9 | 0 | 0 | 0.5 | 0.5 | 1 | 0.5 | 0 | 12723.25 | 0 | 18109.96 | 0 | 5836.62 | 0 | 2495.92 | 0 | 1890.56 | 0 | 2020.75 | 0 | 570.26 | 0 | 278.5 | 1300.33
1811 | 16 | 1411.34 | 660 | 131.35 | 2202.69 | 740.21 | 444.13 | 11547.34 | 3387.03 | 14490.24 | 190.84 | 39813.32 | 6466.05 | 2398.5 | 11070 | 11070 | 61.5 | 24569.25 | 306.36 | 35.39 | -47.3 | 20.81 | 23.9 | 0 | 0 | 0.5 | 0.5 | 1 | 0.5 | 0 | 6990.36 | 0 | 22962.21 | 0 | 6907.07 | 0 | 2953.68 | 0 | 1038.71 | 0 | 2562.17 | 0 | 674.85 | 0 | 329.58 | 1860.74
1812 | 17.4 | 1411.34 | 660 | 131.35 | 2202.69 | 740.21 | 444.13 | 11547.34 | 3387.03 | 14490.24 | 190.84 | 49464.73 | 7663.45 | 2398.5 | 11070 | 11070 | 61.5 | 24569.25 | 310.59 | 39.61 | -45.18 | 22.93 | 23.9 | 0 | 0 | 0.5 | 0.5 | 1 | 0.5 | 0 | 5848.62 | 0 | 22386.05 | 0 | 17895.32 | 0 | 3334.74 | 0 | 869.05 | 0 | 2497.88 | 0 | 1748.44 | 0 | 372.1 | 2175.98
1813 | 18.1 | 1411.34 | 660 | 131.35 | 2202.69 | 740.21 | 444.13 | 11547.34 | 3387.03 | 14490.24 | 190.84 | 58822.91 | 8687.44 | 2398.5 | 11070 | 11070 | 61.5 | 24569.25 | 314.04 | 43.07 | -43.78 | 24.33 | 24 | 0 | -4.87 | 0.5 | 0.5 | 1 | 0.5 | 0 | 6110.95 | 0 | 19396.73 | 0 | 29830.92 | 0 | 3484.31 | 0 | 908.03 | 0 | 2164.33 | 0 | 2914.59 | 0 | 388.79 | 2311.7
1814 | 18.1 | 1411.34 | 660 | 131.35 | 2202.69 | 740.21 | 444.13 | 11547.34 | 3387.03 | 14490.24 | 190.84 | 64571.72 | 9137.71 | 2398.5 | 11070 | 11070 | 61.5 | 24569.25 | 315.73 | 44.75 | -43.36 | 24.75 | 24 | 0 | -11.07 | 0.5 | 0.5 | 1 | 0.5 | 0 | 6231.98 | 0 | 15272.51 | 0 | 39513.89 | 0 | 3553.32 | 0 | 926.02 | 0 | 1704.14 | 0 | 3860.66 | 0 | 396.49 | 2250.41
1815 | 18.2 | 1411.34 | 660 | 131.35 | 2202.69 | 740.21 | 444.13 | 11547.34 | 3387.03 | 14490.24 | 190.84 | 63012.12 | 8642.16 | 2398.5 | 11070 | 11070 | 61.5 | 24569.25 | 315.26 | 44.29 | -43.4 | 24.71 | 24 | 0 | -10.46 | 0.5 | 0.5 | 1 | 0.5 | 0 | 5977.52 | 0 | 9921.02 | 0 | 43705.35 | 0 | 3408.23 | 0 | 888.21 | 0 | 1107.01 | 0 | 4270.18 | 0 | 380.3 | 1996.47
1816 | 17.6 | 1411.34 | 660 | 131.35 | 2202.69 | 740.21 | 444.13 | 11547.34 | 3387.03 | 14490.24 | 190.84 | 51907.71 | 6990.97 | 2398.5 | 11070 | 11070 | 61.5 | 24569.25 | 311.25 | 40.28 | -44.86 | 23.25 | 23.9 | 0 | 0 | 0.5 | 0.5 | 1 | 0.5 | 0 | 5494.51 | 0 | 4606.89 | 0 | 38673.47 | 0 | 3132.84 | 0 | 816.44 | 0 | 514.05 | 0 | 3778.54 | 0 | 349.57 | 1532.38
1817 | 16.6 | 1411.34 | 660 | 131.35 | 2202.69 | 740.21 | 444.13 | 11547.34 | 3387.03 | 14490.24 | 190.84 | 34375.14 | 4611.43 | 2398.5 | 11070 | 11070 | 61.5 | 24569.25 | 304.94 | 33.96 | -47.21 | 20.91 | 23.9 | 0 | 0 | 0.5 | 0.5 | 1 | 0.5 | 0 | 4288.96 | 0 | 2445.46 | 0 | 23995.7 | 0 | 3645.03 | 0 | 637.3 | 0 | 272.87 | 0 | 2344.47 | 0 | 406.72 | 950.07
1818 | 14.9 | 1411.34 | 660 | 131.35 | 2202.69 | 740.21 | 444.13 | 11547.34 | 3387.03 | 14490.24 | 190.84 | 7553.01 | 1180.22 | 2398.5 | 11070 | 11070 | 61.5 | 24569.25 | 295.18 | 24.2 | -50.95 | 17.17 | 23.9 | 0 | 0 | 0.5 | 0.5 | 1 | 0.5 | 0 | 1871.62 | 0 | 1067.15 | 0 | 3391.23 | 0 | 1223.02 | 0 | 278.11 | 0 | 119.07 | 0 | 331.34 | 0 | 136.47 | 315.23
1819 | 11.3 | 1411.34 | 660 | 131.35 | 2202.69 | 740.21 | 444.13 | 11547.34 | 3387.03 | 14490.24 | 190.84 | 992.64 | 147.92 | 2398.5 | 11070 | 11070 | 61.5 | 24569.25 | 289.82 | 18.84 | -55.02 | 13.1 | 20 | 4.27 | 0 | 0.5 | 0.5 | 1 | 0.5 | 0 | 229.14 | 0 | 130.65 | 0 | 457.53 | 0 | 175.32 | 0 | 34.05 | 0 | 14.58 | 0 | 44.7 | 0 | 19.56 | 35.03
1820 | 9.7 | 1411.34 | 660 | 131.35 | 2202.69 | 740.21 | 444.13 | 11547.34 | 3387.03 | 14490.24 | 190.84 | 0 | 0 | 2398.5 | 11070 | 11070 | 61.5 | 24569.25 | 287.92 | 16.95 | -56.67 | 11.44 | 20 | 11.27 | 0 | 0.5 | 0.5 | 1 | 0.5 | 0 | 0 | 0 | 0 | 0 | 0 | 0 | 0 | 0 | 0 | 0 | 0 | 0 | 0 | 0 | 0 | 0
1821 | 8.6 | 1411.34 | 660 | 131.35 | 2202.69 | 740.21 | 444.13 | 11547.34 | 3387.03 | 14490.24 | 190.84 | 0 | 0 | 2398.5 | 11070 | 11070 | 61.5 | 24569.25 | 286.91 | 15.94 | -57.76 | 10.36 | 20 | 15 | 0 | 0.5 | 0.5 | 1 | 0.5 | 0 | 0 | 0 | 0 | 0 | 0 | 0 | 0 | 0 | 0 | 0 | 0 | 0 | 0 | 0 | 0 | 0
1822 | 7.7 | 1411.34 | 660 | 131.35 | 2202.69 | 740.21 | 444.13 | 11547.34 | 3387.03 | 14490.24 | 190.84 | 0 | 0 | 2398.5 | 11070 | 11070 | 61.5 | 24569.25 | 286.09 | 15.11 | -58.65 | 9.47 | 20 | 18.05 | 0 | 0.5 | 0.5 | 1 | 0.5 | 0 | 0 | 0 | 0 | 0 | 0 | 0 | 0 | 0 | 0 | 0 | 0 | 0 | 0 | 0 | 0 | 0
1823 | 7.2 | 1411.34 | 660 | 131.35 | 2202.69 | 740.21 | 444.13 | 11547.34 | 3387.03 | 14490.24 | 190.84 | 0 | 0 | 2398.5 | 11070 | 11070 | 61.5 | 24569.25 | 285.63 | 14.65 | -59.14 | 8.97 | 20 | 19.74 | 0 | 0.5 | 0.5 | 1 | 0.5 | 0 | 0 | 0 | 0 | 0 | 0 | 0 | 0 | 0 | 0 | 0 | 0 | 0 | 0 | 0 | 0 | 0
1824 | 6.2 | 1411.34 | 660 | 131.35 | 2202.69 | 740.21 | 444.13 | 11547.34 | 3387.03 | 14490.24 | 190.84 | 0 | 0 | 2398.5 | 11070 | 11070 | 61.5 | 24569.25 | 284.71 | 13.73 | -60.13 | 7.99 | 20 | 23.13 | 0 | 0.5 | 0.5 | 1 | 0.5 | 0 | 0 | 0 | 0 | 0 | 0 | 0 | 0 | 0 | 0 | 0 | 0 | 0 | 0 | 0 | 0 | 0
1825 | 6.4 | 1411.34 | 660 | 131.35 | 2202.69 | 740.21 | 444.13 | 11547.34 | 3387.03 | 14490.24 | 190.84 | 0 | 0 | 2398.5 | 2214 | 2214 | 61.5 | 6857.25 | 280.09 | 9.12 | -61.14 | 6.98 | 20 | 40.16 | 0 | 0.5 | 0.1 | 0.5 | 0.5 | 0 | 0 | 0 | 0 | 0 | 0 | 0 | 0 | 0 | 0 | 0 | 0 | 0 | 0 | 0 | 0 | 0
1826 | 6.3 | 1411.34 | 660 | 131.35 | 2202.69 | 740.21 | 444.13 | 11547.34 | 3387.03 | 14490.24 | 190.84 | 0 | 0 | 2398.5 | 2214 | 2214 | 61.5 | 6857.25 | 280 | 9.03 | -61.23 | 6.88 | 20 | 40.5 | 0 | 0.5 | 0.1 | 0.5 | 0.5 | 0 | 0 | 0 | 0 | 0 | 0 | 0 | 0 | 0 | 0 | 0 | 0 | 0 | 0 | 0 | 0 | 0
1827 | 5.4 | 1411.34 | 660 | 131.35 | 2202.69 | 740.21 | 444.13 | 11547.34 | 3387.03 | 14490.24 | 190.84 | 0 | 0 | 2398.5 | 2214 | 2214 | 61.5 | 6857.25 | 279.18 | 8.2 | -62.12 | 5.99 | 20 | 43.55 | 0 | 0.5 | 0.1 | 0.5 | 0.5 | 0 | 0 | 0 | 0 | 0 | 0 | 0 | 0 | 0 | 0 | 0 | 0 | 0 | 0 | 0 | 0 | 0
1828 | 4.2 | 1411.34 | 660 | 131.35 | 2202.69 | 740.21 | 444.13 | 11547.34 | 3387.03 | 14490.24 | 190.84 | 0 | 0 | 2398.5 | 2214 | 2214 | 61.5 | 6857.25 | 278.07 | 7.1 | -63.31 | 4.81 | 20 | 47.61 | 0 | 0.5 | 0.1 | 0.5 | 0.5 | 0 | 0 | 0 | 0 | 0 | 0 | 0 | 0 | 0 | 0 | 0 | 0 | 0 | 0 | 0 | 0 | 0
1829 | 3.8 | 1411.34 | 660 | 131.35 | 2202.69 | 740.21 | 444.13 | 11547.34 | 3387.03 | 14490.24 | 190.84 | 0 | 0 | 2398.5 | 2214 | 2214 | 61.5 | 6857.25 | 277.71 | 6.73 | -63.7 | 4.41 | 20 | 48.97 | 0 | 0.5 | 0.1 | 0.5 | 0.5 | 0 | 0 | 0 | 0 | 0 | 0 | 0 | 0 | 0 | 0 | 0 | 0 | 0 | 0 | 0 | 0 | 0
1830 | 4 | 1411.34 | 660 | 131.35 | 2202.69 | 740.21 | 444.13 | 11547.34 | 3387.03 | 14490.24 | 190.84 | 0 | 0 | 2398.5 | 2214 | 2214 | 61.5 | 6857.25 | 277.89 | 6.91 | -63.5 | 4.61 | 20 | 48.29 | 0 | 0.5 | 0.1 | 0.5 | 0.5 | 0 | 0 | 0 | 0 | 0 | 0 | 0 | 0 | 0 | 0 | 0 | 0 | 0 | 0 | 0 | 0 | 0
1831 | 4.8 | 1411.34 | 660 | 131.35 | 2202.69 | 740.21 | 444.13 | 11547.34 | 3387.03 | 14490.24 | 190.84 | 0 | 0 | 2398.5 | 2214 | 2214 | 61.5 | 6857.25 | 278.63 | 7.65 | -62.72 | 5.4 | 20 | 45.58 | 0 | 0.5 | 0.1 | 0.5 | 0.5 | 0 | 0 | 0 | 0 | 0 | 0 | 0 | 0 | 0 | 0 | 0 | 0 | 0 | 0 | 0 | 0 | 0
1832 | 6.8 | 1411.34 | 660 | 131.35 | 2202.69 | 740.21 | 444.13 | 11547.34 | 3387.03 | 14490.24 | 190.84 | 17243.94 | 1252.8 | 2398.5 | 11070 | 11070 | 61.5 | 24569.25 | 290.27 | 19.3 | -58.27 | 9.84 | 20 | 2.6 | 0 | 0.5 | 0.5 | 1 | 0.5 | 0 | 9042.3 | 0 | 5670.55 | 0 | 1772.92 | 0 | 758.16 | 0 | 671.8 | 0 | 316.37 | 0 | 86.61 | 0 | 42.3 | 135.72
1833 | 8 | 1411.34 | 660 | 131.35 | 2202.69 | 740.21 | 444.13 | 11547.34 | 3387.03 | 14490.24 | 190.84 | 13398.88 | 1068.03 | 2398.5 | 11070 | 11070 | 61.5 | 24569.25 | 290.28 | 19.31 | -57.36 | 10.75 | 20 | 2.56 | 0 | 0.5 | 0.5 | 1 | 0.5 | 0 | 4429.83 | 0 | 3095.96 | 0 | 4113.87 | 0 | 1759.22 | 0 | 329.12 | 0 | 172.73 | 0 | 200.97 | 0 | 98.15 | 267.07
1834 | 9.6 | 1411.34 | 660 | 131.35 | 2202.69 | 740.21 | 444.13 | 11547.34 | 3387.03 | 14490.24 | 190.84 | 30857.08 | 2473.55 | 2398.5 | 11070 | 11070 | 61.5 | 24569.25 | 296.86 | 25.89 | -54.5 | 13.61 | 23.9 | 0 | 0 | 0.5 | 0.5 | 1 | 0.5 | 0 | 9313.05 | 0 | 8392 | 0 | 9212.49 | 0 | 3939.55 | 0 | 691.92 | 0 | 468.2 | 0 | 450.05 | 0 | 219.79 | 643.6
1835 | 11.2 | 1411.34 | 660 | 131.35 | 2202.69 | 740.21 | 444.13 | 11547.34 | 3387.03 | 14490.24 | 190.84 | 15884.3 | 2594.14 | 2398.5 | 11070 | 11070 | 61.5 | 24569.25 | 294.42 | 23.45 | -53.93 | 14.18 | 23.45 | 0 | 0 | 0.5 | 0.5 | 1 | 0.5 | 0 | 4308.37 | 0 | 3590.06 | 0 | 5593.79 | 0 | 2392.08 | 0 | 640.19 | 0 | 400.59 | 0 | 546.53 | 0 | 266.91 | 739.92
1836 | 12.8 | 1411.34 | 660 | 131.35 | 2202.69 | 740.21 | 444.13 | 11547.34 | 3387.03 | 14490.24 | 190.84 | 41236.25 | 3337.98 | 2398.5 | 11070 | 11070 | 61.5 | 24569.25 | 302.95 | 31.97 | -50.58 | 17.54 | 23.9 | 0 | 0 | 0.5 | 0.5 | 1 | 0.5 | 0 | 10588.05 | 0 | 8955.58 | 0 | 15655.58 | 0 | 6037.05 | 0 | 786.65 | 0 | 499.64 | 0 | 764.8 | 0 | 336.81 | 950.07
1837 | 14.3 | 1411.34 | 660 | 131.35 | 2202.69 | 740.21 | 444.13 | 11547.34 | 3387.03 | 14490.24 | 190.84 | 34639.59 | 5363.83 | 2398.5 | 11070 | 11070 | 61.5 | 24569.25 | 303.1 | 32.13 | -49.41 | 18.71 | 23.9 | 0 | 0 | 0.5 | 0.5 | 1 | 0.5 | 0 | 6867.11 | 0 | 8478.8 | 0 | 15378.23 | 0 | 3915.46 | 0 | 1020.39 | 0 | 946.08 | 0 | 1502.51 | 0 | 436.89 | 1457.95
1838 | 14.2 | 1411.34 | 660 | 131.35 | 2202.69 | 740.21 | 444.13 | 11547.34 | 3387.03 | 14490.24 | 190.84 | 30945.43 | 4733.59 | 2398.5 | 11070 | 11070 | 61.5 | 24569.25 | 301.84 | 30.86 | -49.8 | 18.31 | 23.9 | 0 | 0 | 0.5 | 0.5 | 1 | 0.5 | 0 | 6363.48 | 0 | 6035 | 0 | 14918.66 | 0 | 3628.3 | 0 | 945.56 | 0 | 673.4 | 0 | 1457.61 | 0 | 404.85 | 1252.17
1839 | 13.1 | 1411.34 | 660 | 131.35 | 2202.69 | 740.21 | 444.13 | 11547.34 | 3387.03 | 14490.24 | 190.84 | 5080.23 | 838.34 | 2398.5 | 11070 | 11070 | 61.5 | 24569.25 | 292.77 | 21.79 | -52.91 | 15.2 | 21.79 | 0 | 0 | 0.5 | 0.5 | 1 | 0.5 | 0 | 1449.54 | 0 | 833.37 | 0 | 1970.84 | 0 | 826.49 | 0 | 215.39 | 0 | 92.99 | 0 | 192.56 | 0 | 92.22 | 245.18
1840 | 13.5 | 1411.34 | 660 | 131.35 | 2202.69 | 740.21 | 444.13 | 11547.34 | 3387.03 | 14490.24 | 190.84 | 16535.03 | 1353.23 | 2398.5 | 11070 | 11070 | 61.5 | 24569.25 | 296.31 | 25.34 | -51.7 | 16.41 | 23.9 | 0 | 0 | 0.5 | 0.5 | 1 | 0.5 | 0 | 4667.9 | 0 | 2675.34 | 0 | 6530.27 | 0 | 2661.52 | 0 | 346.8 | 0 | 149.26 | 0 | 319.02 | 0 | 148.49 | 389.66
1841 | 13.3 | 1411.34 | 660 | 131.35 | 2202.69 | 740.21 | 444.13 | 11547.34 | 3387.03 | 14490.24 | 190.84 | 11920.68 | 1892.35 | 2398.5 | 11070 | 11070 | 61.5 | 24569.25 | 295.09 | 24.11 | -52.18 | 15.94 | 23.9 | 0 | 0 | 0.5 | 0.5 | 1 | 0.5 | 0 | 3081.47 | 0 | 1756.98 | 0 | 5247.99 | 0 | 1834.24 | 0 | 457.88 | 0 | 196.05 | 0 | 512.75 | 0 | 204.67 | 521.01
1842 | 13.1 | 1411.34 | 660 | 131.35 | 2202.69 | 740.21 | 444.13 | 11547.34 | 3387.03 | 14490.24 | 190.84 | 5998.24 | 960.55 | 2398.5 | 11070 | 11070 | 61.5 | 24569.25 | 293.05 | 22.07 | -52.84 | 15.27 | 22.07 | 0 | 0 | 0.5 | 0.5 | 1 | 0.5 | 0 | 1596.04 | 0 | 910.03 | 0 | 2513.99 | 0 | 978.18 | 0 | 237.16 | 0 | 101.54 | 0 | 245.63 | 0 | 109.15 | 267.07
1843 | 13.3 | 1411.34 | 660 | 131.35 | 2202.69 | 740.21 | 444.13 | 11547.34 | 3387.03 | 14490.24 | 190.84 | 1698.67 | 131.88 | 2398.5 | 11070 | 11070 | 61.5 | 24569.25 | 291.79 | 20.81 | -52.99 | 15.12 | 20.81 | 0 | 0 | 0.5 | 0.5 | 1 | 0.5 | 0 | 401.26 | 0 | 228.79 | 0 | 770.01 | 0 | 298.62 | 0 | 29.81 | 0 | 12.76 | 0 | 37.62 | 0 | 16.66 | 35.03
1844 | 11.6 | 1411.34 | 660 | 131.35 | 2202.69 | 740.21 | 444.13 | 11547.34 | 3387.03 | 14490.24 | 190.84 | 0 | 0 | 2398.5 | 11070 | 11070 | 61.5 | 24569.25 | 289.69 | 18.71 | -54.8 | 13.32 | 20 | 4.74 | 0 | 0.5 | 0.5 | 1 | 0.5 | 0 | 0 | 0 | 0 | 0 | 0 | 0 | 0 | 0 | 0 | 0 | 0 | 0 | 0 | 0 | 0 | 0
1845 | 9.8 | 1411.34 | 660 | 131.35 | 2202.69 | 740.21 | 444.13 | 11547.34 | 3387.03 | 14490.24 | 190.84 | 0 | 0 | 2398.5 | 11070 | 11070 | 61.5 | 24569.25 | 288.01 | 17.04 | -56.57 | 11.54 | 20 | 10.93 | 0 | 0.5 | 0.5 | 1 | 0.5 | 0 | 0 | 0 | 0 | 0 | 0 | 0 | 0 | 0 | 0 | 0 | 0 | 0 | 0 | 0 | 0 | 0
1846 | 9.3 | 1411.34 | 660 | 131.35 | 2202.69 | 740.21 | 444.13 | 11547.34 | 3387.03 | 14490.24 | 190.84 | 0 | 0 | 2398.5 | 11070 | 11070 | 61.5 | 24569.25 | 287.56 | 16.58 | -57.07 | 11.05 | 20 | 12.63 | 0 | 0.5 | 0.5 | 1 | 0.5 | 0 | 0 | 0 | 0 | 0 | 0 | 0 | 0 | 0 | 0 | 0 | 0 | 0 | 0 | 0 | 0 | 0
1847 | 9.5 | 1411.34 | 660 | 131.35 | 2202.69 | 740.21 | 444.13 | 11547.34 | 3387.03 | 14490.24 | 190.84 | 0 | 0 | 2398.5 | 11070 | 11070 | 61.5 | 24569.25 | 287.74 | 16.76 | -56.87 | 11.25 | 20 | 11.95 | 0 | 0.5 | 0.5 | 1 | 0.5 | 0 | 0 | 0 | 0 | 0 | 0 | 0 | 0 | 0 | 0 | 0 | 0 | 0 | 0 | 0 | 0 | 0
1848 | 8.7 | 1411.34 | 660 | 131.35 | 2202.69 | 740.21 | 444.13 | 11547.34 | 3387.03 | 14490.24 | 190.84 | 0 | 0 | 2398.5 | 11070 | 11070 | 61.5 | 24569.25 | 287 | 16.03 | -57.66 | 10.46 | 20 | 14.66 | 0 | 0.5 | 0.5 | 1 | 0.5 | 0 | 0 | 0 | 0 | 0 | 0 | 0 | 0 | 0 | 0 | 0 | 0 | 0 | 0 | 0 | 0 | 0
1849 | 8.9 | 1411.34 | 660 | 131.35 | 2202.69 | 740.21 | 444.13 | 11547.34 | 3387.03 | 14490.24 | 190.84 | 0 | 0 | 2398.5 | 2214 | 2214 | 61.5 | 6857.25 | 282.39 | 11.41 | -58.67 | 9.45 | 20 | 31.69 | 0 | 0.5 | 0.1 | 0.5 | 0.5 | 0 | 0 | 0 | 0 | 0 | 0 | 0 | 0 | 0 | 0 | 0 | 0 | 0 | 0 | 0 | 0 | 0
1850 | 8.7 | 1411.34 | 660 | 131.35 | 2202.69 | 740.21 | 444.13 | 11547.34 | 3387.03 | 14490.24 | 190.84 | 0 | 0 | 2398.5 | 2214 | 2214 | 61.5 | 6857.25 | 282.2 | 11.23 | -58.87 | 9.25 | 20 | 32.37 | 0 | 0.5 | 0.1 | 0.5 | 0.5 | 0 | 0 | 0 | 0 | 0 | 0 | 0 | 0 | 0 | 0 | 0 | 0 | 0 | 0 | 0 | 0 | 0
1851 | 8.1 | 1411.34 | 660 | 131.35 | 2202.69 | 740.21 | 444.13 | 11547.34 | 3387.03 | 14490.24 | 190.84 | 0 | 0 | 2398.5 | 2214 | 2214 | 61.5 | 6857.25 | 281.65 | 10.68 | -59.46 | 8.66 | 20 | 34.4 | 0 | 0.5 | 0.1 | 0.5 | 0.5 | 0 | 0 | 0 | 0 | 0 | 0 | 0 | 0 | 0 | 0 | 0 | 0 | 0 | 0 | 0 | 0 | 0
1852 | 7.8 | 1411.34 | 660 | 131.35 | 2202.69 | 740.21 | 444.13 | 11547.34 | 3387.03 | 14490.24 | 190.84 | 0 | 0 | 2398.5 | 2214 | 2214 | 61.5 | 6857.25 | 281.38 | 10.4 | -59.75 | 8.36 | 20 | 35.42 | 0 | 0.5 | 0.1 | 0.5 | 0.5 | 0 | 0 | 0 | 0 | 0 | 0 | 0 | 0 | 0 | 0 | 0 | 0 | 0 | 0 | 0 | 0 | 0
1853 | 7.5 | 1411.34 | 660 | 131.35 | 2202.69 | 740.21 | 444.13 | 11547.34 | 3387.03 | 14490.24 | 190.84 | 0 | 0 | 2398.5 | 2214 | 2214 | 61.5 | 6857.25 | 281.1 | 10.13 | -60.05 | 8.06 | 20 | 36.43 | 0 | 0.5 | 0.1 | 0.5 | 0.5 | 0 | 0 | 0 | 0 | 0 | 0 | 0 | 0 | 0 | 0 | 0 | 0 | 0 | 0 | 0 | 0 | 0
1854 | 7.9 | 1411.34 | 660 | 131.35 | 2202.69 | 740.21 | 444.13 | 11547.34 | 3387.03 | 14490.24 | 190.84 | 0 | 0 | 2398.5 | 2214 | 2214 | 61.5 | 6857.25 | 281.47 | 10.49 | -59.66 | 8.46 | 20 | 35.08 | 0 | 0.5 | 0.1 | 0.5 | 0.5 | 0 | 0 | 0 | 0 | 0 | 0 | 0 | 0 | 0 | 0 | 0 | 0 | 0 | 0 | 0 | 0 | 0
1855 | 8.3 | 1411.34 | 660 | 131.35 | 2202.69 | 740.21 | 444.13 | 11547.34 | 3387.03 | 14490.24 | 190.84 | 0 | 0 | 2398.5 | 2214 | 2214 | 61.5 | 6857.25 | 281.84 | 10.86 | -59.26 | 8.85 | 20 | 33.73 | 0 | 0.5 | 0.1 | 0.5 | 0.5 | 0 | 0 | 0 | 0 | 0 | 0 | 0 | 0 | 0 | 0 | 0 | 0 | 0 | 0 | 0 | 0 | 0
1856 | 8.4 | 1411.34 | 660 | 131.35 | 2202.69 | 740.21 | 177.65 | 11280.86 | 3120.55 | 14223.76 | 190.84 | 7584.72 | 565.53 | 959.4 | 4428 | 4428 | 24.6 | 9827.7 | 304.49 | 14.44 | -59.64 | 9.73 | 20 | 19.17 | 0 | 0.2 | 0.2 | 1 | 0.2 | 0 | 3642.92 | 0 | 2249.72 | 0 | 1185.24 | 0 | 506.85 | 0 | 270.65 | 0 | 125.51 | 0 | 57.9 | 0 | 28.28 | 83.19
1857 | 9.2 | 1411.34 | 660 | 131.35 | 2202.69 | 740.21 | 177.65 | 11280.86 | 3120.55 | 14223.76 | 190.84 | 26140.37 | 2014.74 | 959.4 | 4428 | 4428 | 24.6 | 9827.7 | 311.01 | 20.96 | -57.46 | 11.91 | 20.96 | 0 | 0 | 0.2 | 0.2 | 1 | 0.2 | 0 | 9959.91 | 0 | 8051.69 | 0 | 5693.89 | 0 | 2434.89 | 0 | 739.98 | 0 | 449.21 | 0 | 278.16 | 0 | 135.84 | 411.55
1858 | 9.8 | 1411.34 | 660 | 131.35 | 2202.69 | 740.21 | 177.65 | 11280.86 | 3120.55 | 14223.76 | 190.84 | 30613.94 | 2458.12 | 959.4 | 4428 | 4428 | 24.6 | 9827.7 | 313.02 | 22.97 | -56.53 | 12.84 | 22.97 | 0 | 0 | 0.2 | 0.2 | 1 | 0.2 | 0 | 9233.11 | 0 | 8147.93 | 0 | 9269.12 | 0 | 3963.77 | 0 | 685.98 | 0 | 454.58 | 0 | 452.81 | 0 | 221.14 | 643.6
1859 | 10.5 | 1411.34 | 660 | 131.35 | 2202.69 | 740.21 | 177.65 | 11280.86 | 3120.55 | 14223.76 | 190.84 | 38634.87 | 3155.14 | 959.4 | 4428 | 4428 | 24.6 | 9827.7 | 316.26 | 26.21 | -55.23 | 14.14 | 23.9 | 0 | 0 | 0.2 | 0.2 | 1 | 0.2 | 0 | 10107.5 | 0 | 10158.29 | 0 | 12866.82 | 0 | 5502.26 | 0 | 750.94 | 0 | 566.74 | 0 | 628.57 | 0 | 306.98 | 901.91
1860 | 11.8 | 1411.34 | 660 | 131.35 | 2202.69 | 740.21 | 177.65 | 11280.86 | 3120.55 | 14223.76 | 190.84 | 34587.03 | 5433.78 | 959.4 | 4428 | 4428 | 24.6 | 9827.7 | 316.96 | 26.91 | -54.07 | 15.3 | 23.9 | 0 | 0 | 0.2 | 0.2 | 1 | 0.2 | 0 | 6654.14 | 0 | 11321.57 | 0 | 12817.3 | 0 | 3794.03 | 0 | 988.75 | 0 | 1263.28 | 0 | 1252.3 | 0 | 423.35 | 1506.11
1861 | 11.4 | 1411.34 | 660 | 131.35 | 2202.69 | 740.21 | 177.65 | 11280.86 | 3120.55 | 14223.76 | 190.84 | 15856.21 | 2578.36 | 959.4 | 4428 | 4428 | 24.6 | 9827.7 | 310.34 | 20.29 | -55.97 | 13.41 | 20.29 | 0 | 0 | 0.2 | 0.2 | 1 | 0.2 | 0 | 4423.48 | 0 | 2729.59 | 0 | 6180.99 | 0 | 2522.16 | 0 | 657.29 | 0 | 304.57 | 0 | 603.91 | 0 | 281.43 | 731.16
1862 | 9.6 | 1411.34 | 660 | 131.35 | 2202.69 | 740.21 | 177.65 | 11280.86 | 3120.55 | 14223.76 | 190.84 | 9033.37 | 746.53 | 959.4 | 4428 | 4428 | 24.6 | 9827.7 | 306.06 | 16.01 | -58.34 | 11.03 | 20 | 13.76 | 0 | 0.2 | 0.2 | 1 | 0.2 | 0 | 2584.61 | 0 | 1488.68 | 0 | 3486.4 | 0 | 1473.68 | 0 | 192.02 | 0 | 83.05 | 0 | 170.32 | 0 | 82.22 | 218.91
1863 | 9.9 | 1411.34 | 660 | 131.35 | 2202.69 | 740.21 | 177.65 | 11280.86 | 3120.55 | 14223.76 | 190.84 | 9042.12 | 746.87 | 959.4 | 4428 | 4428 | 24.6 | 9827.7 | 306.32 | 16.27 | -58.05 | 11.33 | 20 | 12.86 | 0 | 0.2 | 0.2 | 1 | 0.2 | 0 | 2582.87 | 0 | 1483.31 | 0 | 3503.25 | 0 | 1472.69 | 0 | 191.9 | 0 | 82.76 | 0 | 171.14 | 0 | 82.16 | 218.91
1864 | 10.1 | 1411.34 | 660 | 131.35 | 2202.69 | 740.21 | 177.65 | 11280.86 | 3120.55 | 14223.76 | 190.84 | 8502.26 | 701.96 | 959.4 | 4428 | 4428 | 24.6 | 9827.7 | 306.33 | 16.28 | -57.89 | 11.49 | 20 | 12.82 | 0 | 0.2 | 0.2 | 1 | 0.2 | 0 | 2422.62 | 0 | 1384.91 | 0 | 3313.4 | 0 | 1381.32 | 0 | 179.99 | 0 | 77.27 | 0 | 161.87 | 0 | 77.07 | 205.78
1865 | 10.2 | 1411.34 | 660 | 131.35 | 2202.69 | 740.21 | 177.65 | 11280.86 | 3120.55 | 14223.76 | 190.84 | 5023.34 | 415.69 | 959.4 | 4428 | 4428 | 24.6 | 9827.7 | 305.33 | 15.28 | -58.05 | 11.32 | 20 | 16.27 | 0 | 0.2 | 0.2 | 1 | 0.2 | 0 | 1429.05 | 0 | 814.81 | 0 | 1960.79 | 0 | 818.69 | 0 | 106.17 | 0 | 45.46 | 0 | 95.79 | 0 | 45.68 | 122.59
1866 | 10.4 | 1411.34 | 660 | 131.35 | 2202.69 | 740.21 | 444.13 | 11547.34 | 3387.03 | 14490.24 | 190.84 | 1954.38 | 162.16 | 2398.5 | 11070 | 11070 | 61.5 | 24569.25 | 289.14 | 18.16 | -55.84 | 12.28 | 20 | 6.78 | 0 | 0.5 | 0.5 | 1 | 0.5 | 0 | 554.57 | 0 | 316.2 | 0 | 763.15 | 0 | 320.45 | 0 | 41.2 | 0 | 17.64 | 0 | 37.28 | 0 | 17.88 | 48.16
1867 | 10.4 | 1411.34 | 660 | 131.35 | 2202.69 | 740.21 | 444.13 | 11547.34 | 3387.03 | 14490.24 | 190.84 | 0 | 0 | 2398.5 | 11070 | 11070 | 61.5 | 24569.25 | 288.56 | 17.59 | -55.98 | 12.13 | 20 | 8.9 | 0 | 0.5 | 0.5 | 1 | 0.5 | 0 | 0 | 0 | 0 | 0 | 0 | 0 | 0 | 0 | 0 | 0 | 0 | 0 | 0 | 0 | 0 | 0
1868 | 10 | 1411.34 | 660 | 131.35 | 2202.69 | 740.21 | 444.13 | 11547.34 | 3387.03 | 14490.24 | 190.84 | 0 | 0 | 2398.5 | 11070 | 11070 | 61.5 | 24569.25 | 288.2 | 17.22 | -56.38 | 11.74 | 20 | 10.26 | 0 | 0.5 | 0.5 | 1 | 0.5 | 0 | 0 | 0 | 0 | 0 | 0 | 0 | 0 | 0 | 0 | 0 | 0 | 0 | 0 | 0 | 0 | 0
1869 | 9.4 | 1411.34 | 660 | 131.35 | 2202.69 | 740.21 | 444.13 | 11547.34 | 3387.03 | 14490.24 | 190.84 | 0 | 0 | 2398.5 | 11070 | 11070 | 61.5 | 24569.25 | 287.65 | 16.67 | -56.97 | 11.15 | 20 | 12.29 | 0 | 0.5 | 0.5 | 1 | 0.5 | 0 | 0 | 0 | 0 | 0 | 0 | 0 | 0 | 0 | 0 | 0 | 0 | 0 | 0 | 0 | 0 | 0
1870 | 9 | 1411.34 | 660 | 131.35 | 2202.69 | 740.21 | 444.13 | 11547.34 | 3387.03 | 14490.24 | 190.84 | 0 | 0 | 2398.5 | 11070 | 11070 | 61.5 | 24569.25 | 287.28 | 16.3 | -57.36 | 10.75 | 20 | 13.64 | 0 | 0.5 | 0.5 | 1 | 0.5 | 0 | 0 | 0 | 0 | 0 | 0 | 0 | 0 | 0 | 0 | 0 | 0 | 0 | 0 | 0 | 0 | 0
1871 | 8.6 | 1411.34 | 660 | 131.35 | 2202.69 | 740.21 | 444.13 | 11547.34 | 3387.03 | 14490.24 | 190.84 | 0 | 0 | 2398.5 | 11070 | 11070 | 61.5 | 24569.25 | 286.91 | 15.94 | -57.76 | 10.36 | 20 | 15 | 0 | 0.5 | 0.5 | 1 | 0.5 | 0 | 0 | 0 | 0 | 0 | 0 | 0 | 0 | 0 | 0 | 0 | 0 | 0 | 0 | 0 | 0 | 0
1872 | 8.7 | 1411.34 | 660 | 131.35 | 2202.69 | 740.21 | 444.13 | 11547.34 | 3387.03 | 14490.24 | 190.84 | 0 | 0 | 2398.5 | 11070 | 11070 | 61.5 | 24569.25 | 287 | 16.03 | -57.66 | 10.46 | 20 | 14.66 | 0 | 0.5 | 0.5 | 1 | 0.5 | 0 | 0 | 0 | 0 | 0 | 0 | 0 | 0 | 0 | 0 | 0 | 0 | 0 | 0 | 0 | 0 | 0
1873 | 8.3 | 1411.34 | 660 | 131.35 | 2202.69 | 740.21 | 444.13 | 11547.34 | 3387.03 | 14490.24 | 190.84 | 0 | 0 | 2398.5 | 2214 | 2214 | 61.5 | 6857.25 | 281.84 | 10.86 | -59.26 | 8.85 | 20 | 33.73 | 0 | 0.5 | 0.1 | 0.5 | 0.5 | 0 | 0 | 0 | 0 | 0 | 0 | 0 | 0 | 0 | 0 | 0 | 0 | 0 | 0 | 0 | 0 | 0
1874 | 7.5 | 1411.34 | 660 | 131.35 | 2202.69 | 740.21 | 444.13 | 11547.34 | 3387.03 | 14490.24 | 190.84 | 0 | 0 | 2398.5 | 2214 | 2214 | 61.5 | 6857.25 | 281.1 | 10.13 | -60.05 | 8.06 | 20 | 36.43 | 0 | 0.5 | 0.1 | 0.5 | 0.5 | 0 | 0 | 0 | 0 | 0 | 0 | 0 | 0 | 0 | 0 | 0 | 0 | 0 | 0 | 0 | 0 | 0
1875 | 7.5 | 1411.34 | 660 | 131.35 | 2202.69 | 740.21 | 444.13 | 11547.34 | 3387.03 | 14490.24 | 190.84 | 0 | 0 | 2398.5 | 2214 | 2214 | 61.5 | 6857.25 | 281.1 | 10.13 | -60.05 | 8.06 | 20 | 36.43 | 0 | 0.5 | 0.1 | 0.5 | 0.5 | 0 | 0 | 0 | 0 | 0 | 0 | 0 | 0 | 0 | 0 | 0 | 0 | 0 | 0 | 0 | 0 | 0
1876 | 7.4 | 1411.34 | 660 | 131.35 | 2202.69 | 740.21 | 444.13 | 11547.34 | 3387.03 | 14490.24 | 190.84 | 0 | 0 | 2398.5 | 2214 | 2214 | 61.5 | 6857.25 | 281.01 | 10.04 | -60.15 | 7.97 | 20 | 36.77 | 0 | 0.5 | 0.1 | 0.5 | 0.5 | 0 | 0 | 0 | 0 | 0 | 0 | 0 | 0 | 0 | 0 | 0 | 0 | 0 | 0 | 0 | 0 | 0
1877 | 6.9 | 1411.34 | 660 | 131.35 | 2202.69 | 740.21 | 444.13 | 11547.34 | 3387.03 | 14490.24 | 190.84 | 0 | 0 | 2398.5 | 2214 | 2214 | 61.5 | 6857.25 | 280.55 | 9.58 | -60.64 | 7.47 | 20 | 38.47 | 0 | 0.5 | 0.1 | 0.5 | 0.5 | 0 | 0 | 0 | 0 | 0 | 0 | 0 | 0 | 0 | 0 | 0 | 0 | 0 | 0 | 0 | 0 | 0
1878 | 7.4 | 1411.34 | 660 | 131.35 | 2202.69 | 740.21 | 444.13 | 11547.34 | 3387.03 | 14490.24 | 190.84 | 0 | 0 | 2398.5 | 2214 | 2214 | 61.5 | 6857.25 | 281.01 | 10.04 | -60.15 | 7.97 | 20 | 36.77 | 0 | 0.5 | 0.1 | 0.5 | 0.5 | 0 | 0 | 0 | 0 | 0 | 0 | 0 | 0 | 0 | 0 | 0 | 0 | 0 | 0 | 0 | 0 | 0
1879 | 7.5 | 1411.34 | 660 | 131.35 | 2202.69 | 740.21 | 444.13 | 11547.34 | 3387.03 | 14490.24 | 190.84 | 0 | 0 | 2398.5 | 2214 | 2214 | 61.5 | 6857.25 | 281.1 | 10.13 | -60.05 | 8.06 | 20 | 36.43 | 0 | 0.5 | 0.1 | 0.5 | 0.5 | 0 | 0 | 0 | 0 | 0 | 0 | 0 | 0 | 0 | 0 | 0 | 0 | 0 | 0 | 0 | 0 | 0
1880 | 7.6 | 1411.34 | 660 | 131.35 | 2202.69 | 740.21 | 177.65 | 11280.86 | 3120.55 | 14223.76 | 190.84 | 1100.34 | 90.88 | 959.4 | 4428 | 4428 | 24.6 | 9827.7 | 301.75 | 11.7 | -60.91 | 8.46 | 20 | 28.63 | 0 | 0.2 | 0.2 | 1 | 0.2 | 0 | 327.58 | 0 | 187.97 | 0 | 409.62 | 0 | 175.17 | 0 | 24.34 | 0 | 10.49 | 0 | 20.01 | 0 | 9.77 | 26.27
1881 | 8.9 | 1411.34 | 660 | 131.35 | 2202.69 | 740.21 | 177.65 | 11280.86 | 3120.55 | 14223.76 | 190.84 | 1943.9 | 161.88 | 959.4 | 4428 | 4428 | 24.6 | 9827.7 | 303.19 | 13.14 | -59.57 | 9.81 | 20 | 23.66 | 0 | 0.2 | 0.2 | 1 | 0.2 | 0 | 562.64 | 0 | 323.7 | 0 | 740.78 | 0 | 316.78 | 0 | 41.8 | 0 | 18.06 | 0 | 36.19 | 0 | 17.67 | 48.16
1882 | 10.6 | 1411.34 | 660 | 131.35 | 2202.69 | 740.21 | 177.65 | 11280.86 | 3120.55 | 14223.76 | 190.84 | 3908.32 | 324.85 | 959.4 | 4428 | 4428 | 24.6 | 9827.7 | 305.34 | 15.29 | -57.74 | 11.63 | 20 | 16.23 | 0 | 0.2 | 0.2 | 1 | 0.2 | 0 | 1126.38 | 0 | 650.54 | 0 | 1492.95 | 0 | 638.43 | 0 | 83.69 | 0 | 36.29 | 0 | 72.93 | 0 | 35.62 | 96.32
1883 | 11.7 | 1411.34 | 660 | 131.35 | 2202.69 | 740.21 | 177.65 | 11280.86 | 3120.55 | 14223.76 | 190.84 | 14860.82 | 1223.22 | 959.4 | 4428 | 4428 | 24.6 | 9827.7 | 309.78 | 19.73 | -55.83 | 13.54 | 20 | 0.94 | 0 | 0.2 | 0.2 | 1 | 0.2 | 0 | 4257.07 | 0 | 2519.39 | 0 | 5662.77 | 0 | 2421.58 | 0 | 316.28 | 0 | 140.56 | 0 | 276.64 | 0 | 135.1 | 354.64
1884 | 11.8 | 1411.34 | 660 | 131.35 | 2202.69 | 740.21 | 177.65 | 11280.86 | 3120.55 | 14223.76 | 190.84 | 19620.26 | 1610.1 | 959.4 | 4428 | 4428 | 24.6 | 9827.7 | 311.36 | 21.31 | -55.38 | 14 | 21.31 | 0 | 0 | 0.2 | 0.2 | 1 | 0.2 | 0 | 5597.61 | 0 | 3307.28 | 0 | 7523.76 | 0 | 3191.62 | 0 | 415.88 | 0 | 184.52 | 0 | 367.55 | 0 | 178.06 | 464.09
1885 | 11.9 | 1411.34 | 660 | 131.35 | 2202.69 | 740.21 | 177.65 | 11280.86 | 3120.55 | 14223.76 | 190.84 | 7551.61 | 625.1 | 959.4 | 4428 | 4428 | 24.6 | 9827.7 | 307.72 | 17.67 | -56.18 | 13.19 | 20 | 8.05 | 0 | 0.2 | 0.2 | 1 | 0.2 | 0 | 2164.73 | 0 | 1247.82 | 0 | 2904.79 | 0 | 1234.28 | 0 | 160.83 | 0 | 69.62 | 0 | 141.9 | 0 | 68.86 | 183.89
1886 | 11.4 | 1411.34 | 660 | 131.35 | 2202.69 | 740.21 | 177.65 | 11280.86 | 3120.55 | 14223.76 | 190.84 | 7009.17 | 580.21 | 959.4 | 4428 | 4428 | 24.6 | 9827.7 | 307.04 | 16.99 | -56.72 | 12.66 | 20 | 10.37 | 0 | 0.2 | 0.2 | 1 | 0.2 | 0 | 2008.33 | 0 | 1153.99 | 0 | 2701.75 | 0 | 1145.1 | 0 | 149.21 | 0 | 64.38 | 0 | 131.99 | 0 | 63.89 | 170.75
1887 | 12.1 | 1411.34 | 660 | 131.35 | 2202.69 | 740.21 | 177.65 | 11280.86 | 3120.55 | 14223.76 | 190.84 | 7011.88 | 580.27 | 959.4 | 4428 | 4428 | 24.6 | 9827.7 | 307.68 | 17.63 | -56.03 | 13.35 | 20 | 8.19 | 0 | 0.2 | 0.2 | 1 | 0.2 | 0 | 2006.6 | 0 | 1150.36 | 0 | 2710.81 | 0 | 1144.11 | 0 | 149.08 | 0 | 64.18 | 0 | 132.43 | 0 | 63.83 | 170.75
1888 | 12 | 1411.34 | 660 | 131.35 | 2202.69 | 740.21 | 177.65 | 11280.86 | 3120.55 | 14223.76 | 190.84 | 6466.05 | 535.12 | 959.4 | 4428 | 4428 | 24.6 | 9827.7 | 307.41 | 17.36 | -56.17 | 13.21 | 20 | 9.09 | 0 | 0.2 | 0.2 | 1 | 0.2 | 0 | 1847.18 | 0 | 1055.17 | 0 | 2510.49 | 0 | 1053.21 | 0 | 137.24 | 0 | 58.87 | 0 | 122.64 | 0 | 58.76 | 157.62
1889 | 11.9 | 1411.34 | 660 | 131.35 | 2202.69 | 740.21 | 177.65 | 11280.86 | 3120.55 | 14223.76 | 190.84 | 1407.99 | 117.29 | 959.4 | 4428 | 4428 | 24.6 | 9827.7 | 305.73 | 15.68 | -56.65 | 12.73 | 20 | 14.88 | 0 | 0.2 | 0.2 | 1 | 0.2 | 0 | 403.98 | 0 | 230.34 | 0 | 543.01 | 0 | 230.66 | 0 | 30.01 | 0 | 12.85 | 0 | 26.53 | 0 | 12.87 | 35.03
1890 | 12.1 | 1411.34 | 660 | 131.35 | 2202.69 | 740.21 | 444.13 | 11547.34 | 3387.03 | 14490.24 | 190.84 | 1411.91 | 117.44 | 2398.5 | 11070 | 11070 | 61.5 | 24569.25 | 290.54 | 19.56 | -54.2 | 13.92 | 20 | 1.61 | 0 | 0.5 | 0.5 | 1 | 0.5 | 0 | 402.42 | 0 | 229.45 | 0 | 548.43 | 0 | 231.61 | 0 | 29.9 | 0 | 12.8 | 0 | 26.79 | 0 | 12.92 | 35.03
1891 | 12.4 | 1411.34 | 660 | 131.35 | 2202.69 | 740.21 | 444.13 | 11547.34 | 3387.03 | 14490.24 | 190.84 | 547.61 | 44.92 | 2398.5 | 11070 | 11070 | 61.5 | 24569.25 | 290.56 | 19.58 | -53.97 | 14.15 | 20 | 1.53 | 0 | 0.5 | 0.5 | 1 | 0.5 | 0 | 149.61 | 0 | 85.31 | 0 | 220.88 | 0 | 91.81 | 0 | 11.12 | 0 | 4.76 | 0 | 10.79 | 0 | 5.12 | 13.13
1892 | 12.1 | 1411.34 | 660 | 131.35 | 2202.69 | 740.21 | 444.13 | 11547.34 | 3387.03 | 14490.24 | 190.84 | 0 | 0 | 2398.5 | 11070 | 11070 | 61.5 | 24569.25 | 290.12 | 19.15 | -54.3 | 13.81 | 20 | 3.14 | 0 | 0.5 | 0.5 | 1 | 0.5 | 0 | 0 | 0 | 0 | 0 | 0 | 0 | 0 | 0 | 0 | 0 | 0 | 0 | 0 | 0 | 0 | 0
1893 | 11.7 | 1411.34 | 660 | 131.35 | 2202.69 | 740.21 | 444.13 | 11547.34 | 3387.03 | 14490.24 | 190.84 | 0 | 0 | 2398.5 | 11070 | 11070 | 61.5 | 24569.25 | 289.76 | 18.78 | -54.7 | 13.42 | 20 | 4.5 | 0 | 0.5 | 0.5 | 1 | 0.5 | 0 | 0 | 0 | 0 | 0 | 0 | 0 | 0 | 0 | 0 | 0 | 0 | 0 | 0 | 0 | 0 | 0
1894 | 11.1 | 1411.34 | 660 | 131.35 | 2202.69 | 740.21 | 444.13 | 11547.34 | 3387.03 | 14490.24 | 190.84 | 0 | 0 | 2398.5 | 11070 | 11070 | 61.5 | 24569.25 | 289.21 | 18.23 | -55.29 | 12.82 | 20 | 6.53 | 0 | 0.5 | 0.5 | 1 | 0.5 | 0 | 0 | 0 | 0 | 0 | 0 | 0 | 0 | 0 | 0 | 0 | 0 | 0 | 0 | 0 | 0 | 0
1895 | 10.5 | 1411.34 | 660 | 131.35 | 2202.69 | 740.21 | 444.13 | 11547.34 | 3387.03 | 14490.24 | 190.84 | 0 | 0 | 2398.5 | 11070 | 11070 | 61.5 | 24569.25 | 288.66 | 17.68 | -55.88 | 12.23 | 20 | 8.56 | 0 | 0.5 | 0.5 | 1 | 0.5 | 0 | 0 | 0 | 0 | 0 | 0 | 0 | 0 | 0 | 0 | 0 | 0 | 0 | 0 | 0 | 0 | 0
1896 | 10.3 | 1411.34 | 660 | 131.35 | 2202.69 | 740.21 | 444.13 | 11547.34 | 3387.03 | 14490.24 | 190.84 | 0 | 0 | 2398.5 | 11070 | 11070 | 61.5 | 24569.25 | 288.47 | 17.5 | -56.08 | 12.03 | 20 | 9.24 | 0 | 0.5 | 0.5 | 1 | 0.5 | 0 | 0 | 0 | 0 | 0 | 0 | 0 | 0 | 0 | 0 | 0 | 0 | 0 | 0 | 0 | 0 | 0
1897 | 9.5 | 1411.34 | 660 | 131.35 | 2202.69 | 740.21 | 444.13 | 11547.34 | 3387.03 | 14490.24 | 190.84 | 0 | 0 | 2398.5 | 2214 | 2214 | 61.5 | 6857.25 | 282.94 | 11.96 | -58.08 | 10.04 | 20 | 29.66 | 0 | 0.5 | 0.1 | 0.5 | 0.5 | 0 | 0 | 0 | 0 | 0 | 0 | 0 | 0 | 0 | 0 | 0 | 0 | 0 | 0 | 0 | 0 | 0
1898 | 8.7 | 1411.34 | 660 | 131.35 | 2202.69 | 740.21 | 444.13 | 11547.34 | 3387.03 | 14490.24 | 190.84 | 0 | 0 | 2398.5 | 2214 | 2214 | 61.5 | 6857.25 | 282.2 | 11.23 | -58.87 | 9.25 | 20 | 32.37 | 0 | 0.5 | 0.1 | 0.5 | 0.5 | 0 | 0 | 0 | 0 | 0 | 0 | 0 | 0 | 0 | 0 | 0 | 0 | 0 | 0 | 0 | 0 | 0
1899 | 8.3 | 1411.34 | 660 | 131.35 | 2202.69 | 740.21 | 444.13 | 11547.34 | 3387.03 | 14490.24 | 190.84 | 0 | 0 | 2398.5 | 2214 | 2214 | 61.5 | 6857.25 | 281.84 | 10.86 | -59.26 | 8.85 | 20 | 33.73 | 0 | 0.5 | 0.1 | 0.5 | 0.5 | 0 | 0 | 0 | 0 | 0 | 0 | 0 | 0 | 0 | 0 | 0 | 0 | 0 | 0 | 0 | 0 | 0
1900 | 8.1 | 1411.34 | 660 | 131.35 | 2202.69 | 740.21 | 444.13 | 11547.34 | 3387.03 | 14490.24 | 190.84 | 0 | 0 | 2398.5 | 2214 | 2214 | 61.5 | 6857.25 | 281.65 | 10.68 | -59.46 | 8.66 | 20 | 34.4 | 0 | 0.5 | 0.1 | 0.5 | 0.5 | 0 | 0 | 0 | 0 | 0 | 0 | 0 | 0 | 0 | 0 | 0 | 0 | 0 | 0 | 0 | 0 | 0
1901 | 7.7 | 1411.34 | 660 | 131.35 | 2202.69 | 740.21 | 444.13 | 11547.34 | 3387.03 | 14490.24 | 190.84 | 0 | 0 | 2398.5 | 2214 | 2214 | 61.5 | 6857.25 | 281.29 | 10.31 | -59.85 | 8.26 | 20 | 35.76 | 0 | 0.5 | 0.1 | 0.5 | 0.5 | 0 | 0 | 0 | 0 | 0 | 0 | 0 | 0 | 0 | 0 | 0 | 0 | 0 | 0 | 0 | 0 | 0
1902 | 7.7 | 1411.34 | 660 | 131.35 | 2202.69 | 740.21 | 444.13 | 11547.34 | 3387.03 | 14490.24 | 190.84 | 0 | 0 | 2398.5 | 2214 | 2214 | 61.5 | 6857.25 | 281.29 | 10.31 | -59.85 | 8.26 | 20 | 35.76 | 0 | 0.5 | 0.1 | 0.5 | 0.5 | 0 | 0 | 0 | 0 | 0 | 0 | 0 | 0 | 0 | 0 | 0 | 0 | 0 | 0 | 0 | 0 | 0
1903 | 7.3 | 1411.34 | 660 | 131.35 | 2202.69 | 740.21 | 444.13 | 11547.34 | 3387.03 | 14490.24 | 190.84 | 549.17 | 45.24 | 2398.5 | 2214 | 2214 | 61.5 | 6857.25 | 281.08 | 10.1 | -60.21 | 7.91 | 20 | 36.52 | 0 | 0.5 | 0.1 | 0.5 | 0.5 | 0 | 158.1 | 0 | 90.14 | 0 | 210.79 | 0 | 90.14 | 0 | 11.75 | 0 | 5.03 | 0 | 10.3 | 0 | 5.03 | 13.13
1904 | 7.9 | 1411.34 | 660 | 131.35 | 2202.69 | 740.21 | 177.65 | 11280.86 | 3120.55 | 14223.76 | 190.84 | 25303.12 | 1883.79 | 959.4 | 4428 | 4428 | 24.6 | 9827.7 | 309.56 | 19.51 | -58.81 | 10.56 | 20 | 1.7 | 0 | 0.2 | 0.2 | 1 | 0.2 | 0 | 12944.55 | 0 | 7961.8 | 0 | 3079.77 | 0 | 1317.01 | 0 | 961.72 | 0 | 444.2 | 0 | 150.45 | 0 | 73.48 | 253.94
1905 | 9.1 | 1411.34 | 660 | 131.35 | 2202.69 | 740.21 | 177.65 | 11280.86 | 3120.55 | 14223.76 | 190.84 | 92344.97 | 6874.49 | 959.4 | 4428 | 4428 | 24.6 | 9827.7 | 331.54 | 41.49 | -52.63 | 16.74 | 23.9 | 0 | 0 | 0.2 | 0.2 | 1 | 0.2 | 0 | 42604.46 | 0 | 39246.55 | 0 | 7350.61 | 0 | 3143.35 | 0 | 3165.32 | 0 | 2189.61 | 0 | 359.09 | 0 | 175.37 | 985.1
1906 | 8.9 | 1411.34 | 660 | 131.35 | 2202.69 | 740.21 | 177.65 | 11280.86 | 3120.55 | 14223.76 | 190.84 | 30719.92 | 4811.9 | 959.4 | 4428 | 4428 | 24.6 | 9827.7 | 313.04 | 22.99 | -57.25 | 12.13 | 22.99 | 0 | 0 | 0.2 | 0.2 | 1 | 0.2 | 0 | 9835.11 | 0 | 11875.96 | 0 | 6310.34 | 0 | 2698.5 | 0 | 1461.41 | 0 | 1325.15 | 0 | 616.54 | 0 | 301.1 | 1107.69
1907 | 9.9 | 1411.34 | 660 | 131.35 | 2202.69 | 740.21 | 177.65 | 11280.86 | 3120.55 | 14223.76 | 190.84 | 64317.59 | 5223.93 | 959.4 | 4428 | 4428 | 24.6 | 9827.7 | 323.77 | 33.72 | -53.9 | 15.47 | 23.9 | 0 | 0 | 0.2 | 0.2 | 1 | 0.2 | 0 | 14210.45 | 0 | 27148.47 | 0 | 16081.65 | 0 | 6877.02 | 0 | 1055.77 | 0 | 1514.64 | 0 | 785.62 | 0 | 383.68 | 1484.22
1908 | 10.7 | 1411.34 | 660 | 131.35 | 2202.69 | 740.21 | 177.65 | 11280.86 | 3120.55 | 14223.76 | 190.84 | 40371.25 | 6329.97 | 959.4 | 4428 | 4428 | 24.6 | 9827.7 | 317.91 | 27.86 | -54.7 | 14.68 | 23.9 | 0 | 0 | 0.2 | 0.2 | 1 | 0.2 | 0 | 6834.84 | 0 | 14850.03 | 0 | 14789.33 | 0 | 3897.06 | 0 | 1015.6 | 0 | 1657 | 0 | 1444.97 | 0 | 434.84 | 1777.56
1909 | 9.9 | 1411.34 | 660 | 131.35 | 2202.69 | 740.21 | 177.65 | 11280.86 | 3120.55 | 14223.76 | 190.84 | 22498.86 | 3617.81 | 959.4 | 4428 | 4428 | 24.6 | 9827.7 | 311.21 | 21.16 | -56.91 | 12.46 | 21.16 | 0 | 0 | 0.2 | 0.2 | 1 | 0.2 | 0 | 5772.66 | 0 | 4325.25 | 0 | 9109.51 | 0 | 3291.43 | 0 | 857.77 | 0 | 482.62 | 0 | 890.03 | 0 | 367.26 | 1020.13
1910 | 10.4 | 1411.34 | 660 | 131.35 | 2202.69 | 740.21 | 177.65 | 11280.86 | 3120.55 | 14223.76 | 190.84 | 50112.58 | 3978.8 | 959.4 | 4428 | 4428 | 24.6 | 9827.7 | 319.67 | 29.62 | -54.48 | 14.9 | 23.9 | 0 | 0 | 0.2 | 0.2 | 1 | 0.2 | 0 | 12259.06 | 0 | 9020.69 | 0 | 21843 | 0 | 6989.82 | 0 | 910.79 | 0 | 503.27 | 0 | 1067.07 | 0 | 389.97 | 1107.69
1911 | 11.3 | 1411.34 | 660 | 131.35 | 2202.69 | 740.21 | 177.65 | 11280.86 | 3120.55 | 14223.76 | 190.84 | 33698.24 | 5056.89 | 959.4 | 4428 | 4428 | 24.6 | 9827.7 | 316.14 | 26.09 | -54.65 | 14.72 | 23.9 | 0 | 0 | 0.2 | 0.2 | 1 | 0.2 | 0 | 6404.98 | 0 | 5358.02 | 0 | 18283.28 | 0 | 3651.96 | 0 | 951.72 | 0 | 597.86 | 0 | 1786.35 | 0 | 407.49 | 1313.47
1912 | 11.1 | 1411.34 | 660 | 131.35 | 2202.69 | 740.21 | 177.65 | 11280.86 | 3120.55 | 14223.76 | 190.84 | 35409.52 | 5065.4 | 959.4 | 4428 | 4428 | 24.6 | 9827.7 | 316.46 | 26.41 | -54.73 | 14.64 | 23.9 | 0 | 0 | 0.2 | 0.2 | 1 | 0.2 | 0 | 5702.68 | 0 | 3839.65 | 0 | 22615.67 | 0 | 3251.53 | 0 | 847.37 | 0 | 428.44 | 0 | 2209.64 | 0 | 362.81 | 1217.15
1913 | 10.2 | 1411.34 | 660 | 131.35 | 2202.69 | 740.21 | 177.65 | 11280.86 | 3120.55 | 14223.76 | 190.84 | 42899.08 | 5630.27 | 959.4 | 4428 | 4428 | 24.6 | 9827.7 | 317.98 | 27.93 | -55.06 | 14.31 | 23.9 | 0 | 0 | 0.2 | 0.2 | 1 | 0.2 | 0 | 4574.7 | 0 | 2608.38 | 0 | 31235.73 | 0 | 4480.26 | 0 | 679.76 | 0 | 291.05 | 0 | 3051.85 | 0 | 499.92 | 1107.69
1914 | 9.7 | 1411.34 | 660 | 131.35 | 2202.69 | 740.21 | 444.13 | 11547.34 | 3387.03 | 14490.24 | 190.84 | 7165.35 | 1142.83 | 2398.5 | 11070 | 11070 | 61.5 | 24569.25 | 290.29 | 19.32 | -56.11 | 12.01 | 20 | 2.52 | 0 | 0.5 | 0.5 | 1 | 0.5 | 0 | 1892.14 | 0 | 1078.85 | 0 | 3023.19 | 0 | 1171.17 | 0 | 281.15 | 0 | 120.38 | 0 | 295.38 | 0 | 130.68 | 315.23
1915 | 8.4 | 1411.34 | 660 | 131.35 | 2202.69 | 740.21 | 444.13 | 11547.34 | 3387.03 | 14490.24 | 190.84 | 1136.54 | 91.97 | 2398.5 | 11070 | 11070 | 61.5 | 24569.25 | 287.06 | 16.09 | -57.87 | 10.24 | 20 | 14.45 | 0 | 0.5 | 0.5 | 1 | 0.5 | 0 | 300.48 | 0 | 171.33 | 0 | 471.59 | 0 | 193.13 | 0 | 22.32 | 0 | 9.56 | 0 | 23.04 | 0 | 10.78 | 26.27
1916 | 7.2 | 1411.34 | 660 | 131.35 | 2202.69 | 740.21 | 444.13 | 11547.34 | 3387.03 | 14490.24 | 190.84 | 0 | 0 | 2398.5 | 11070 | 11070 | 61.5 | 24569.25 | 285.63 | 14.65 | -59.14 | 8.97 | 20 | 19.74 | 0 | 0.5 | 0.5 | 1 | 0.5 | 0 | 0 | 0 | 0 | 0 | 0 | 0 | 0 | 0 | 0 | 0 | 0 | 0 | 0 | 0 | 0 | 0
1917 | 7.9 | 1411.34 | 660 | 131.35 | 2202.69 | 740.21 | 444.13 | 11547.34 | 3387.03 | 14490.24 | 190.84 | 0 | 0 | 2398.5 | 11070 | 11070 | 61.5 | 24569.25 | 286.27 | 15.29 | -58.45 | 9.67 | 20 | 17.37 | 0 | 0.5 | 0.5 | 1 | 0.5 | 0 | 0 | 0 | 0 | 0 | 0 | 0 | 0 | 0 | 0 | 0 | 0 | 0 | 0 | 0 | 0 | 0
1918 | 6.8 | 1411.34 | 660 | 131.35 | 2202.69 | 740.21 | 444.13 | 11547.34 | 3387.03 | 14490.24 | 190.84 | 0 | 0 | 2398.5 | 11070 | 11070 | 61.5 | 24569.25 | 285.26 | 14.28 | -59.53 | 8.58 | 20 | 21.09 | 0 | 0.5 | 0.5 | 1 | 0.5 | 0 | 0 | 0 | 0 | 0 | 0 | 0 | 0 | 0 | 0 | 0 | 0 | 0 | 0 | 0 | 0 | 0
1919 | 6.5 | 1411.34 | 660 | 131.35 | 2202.69 | 740.21 | 444.13 | 11547.34 | 3387.03 | 14490.24 | 190.84 | 0 | 0 | 2398.5 | 11070 | 11070 | 61.5 | 24569.25 | 284.99 | 14.01 | -59.83 | 8.28 | 20 | 22.11 | 0 | 0.5 | 0.5 | 1 | 0.5 | 0 | 0 | 0 | 0 | 0 | 0 | 0 | 0 | 0 | 0 | 0 | 0 | 0 | 0 | 0 | 0 | 0
1920 | 5.8 | 1411.34 | 660 | 131.35 | 2202.69 | 740.21 | 444.13 | 11547.34 | 3387.03 | 14490.24 | 190.84 | 0 | 0 | 2398.5 | 11070 | 11070 | 61.5 | 24569.25 | 284.34 | 13.37 | -60.52 | 7.59 | 20 | 24.48 | 0 | 0.5 | 0.5 | 1 | 0.5 | 0 | 0 | 0 | 0 | 0 | 0 | 0 | 0 | 0 | 0 | 0 | 0 | 0 | 0 | 0 | 0 | 0
1921 | 5.6 | 1411.34 | 660 | 131.35 | 2202.69 | 740.21 | 444.13 | 11547.34 | 3387.03 | 14490.24 | 190.84 | 0 | 0 | 2398.5 | 2214 | 2214 | 61.5 | 6857.25 | 279.36 | 8.38 | -61.93 | 6.19 | 20 | 42.87 | 0 | 0.5 | 0.1 | 0.5 | 0.5 | 0 | 0 | 0 | 0 | 0 | 0 | 0 | 0 | 0 | 0 | 0 | 0 | 0 | 0 | 0 | 0 | 0
1922 | 5 | 1411.34 | 660 | 131.35 | 2202.69 | 740.21 | 444.13 | 11547.34 | 3387.03 | 14490.24 | 190.84 | 0 | 0 | 2398.5 | 2214 | 2214 | 61.5 | 6857.25 | 278.81 | 7.83 | -62.52 | 5.6 | 20 | 44.9 | 0 | 0.5 | 0.1 | 0.5 | 0.5 | 0 | 0 | 0 | 0 | 0 | 0 | 0 | 0 | 0 | 0 | 0 | 0 | 0 | 0 | 0 | 0 | 0
1923 | 6.9 | 1411.34 | 660 | 131.35 | 2202.69 | 740.21 | 444.13 | 11547.34 | 3387.03 | 14490.24 | 190.84 | 0 | 0 | 2398.5 | 2214 | 2214 | 61.5 | 6857.25 | 280.55 | 9.58 | -60.64 | 7.47 | 20 | 38.47 | 0 | 0.5 | 0.1 | 0.5 | 0.5 | 0 | 0 | 0 | 0 | 0 | 0 | 0 | 0 | 0 | 0 | 0 | 0 | 0 | 0 | 0 | 0 | 0
1924 | 6.5 | 1411.34 | 660 | 131.35 | 2202.69 | 740.21 | 444.13 | 11547.34 | 3387.03 | 14490.24 | 190.84 | 0 | 0 | 2398.5 | 2214 | 2214 | 61.5 | 6857.25 | 280.19 | 9.21 | -61.04 | 7.08 | 20 | 39.82 | 0 | 0.5 | 0.1 | 0.5 | 0.5 | 0 | 0 | 0 | 0 | 0 | 0 | 0 | 0 | 0 | 0 | 0 | 0 | 0 | 0 | 0 | 0 | 0
1925 | 7.2 | 1411.34 | 660 | 131.35 | 2202.69 | 740.21 | 444.13 | 11547.34 | 3387.03 | 14490.24 | 190.84 | 0 | 0 | 2398.5 | 2214 | 2214 | 61.5 | 6857.25 | 280.83 | 9.85 | -60.35 | 7.77 | 20 | 37.45 | 0 | 0.5 | 0.1 | 0.5 | 0.5 | 0 | 0 | 0 | 0 | 0 | 0 | 0 | 0 | 0 | 0 | 0 | 0 | 0 | 0 | 0 | 0 | 0
1926 | 6.5 | 1411.34 | 660 | 131.35 | 2202.69 | 740.21 | 444.13 | 11547.34 | 3387.03 | 14490.24 | 190.84 | 0 | 0 | 2398.5 | 2214 | 2214 | 61.5 | 6857.25 | 280.19 | 9.21 | -61.04 | 7.08 | 20 | 39.82 | 0 | 0.5 | 0.1 | 0.5 | 0.5 | 0 | 0 | 0 | 0 | 0 | 0 | 0 | 0 | 0 | 0 | 0 | 0 | 0 | 0 | 0 | 0 | 0
1927 | 3.5 | 1411.34 | 660 | 131.35 | 2202.69 | 740.21 | 444.13 | 11547.34 | 3387.03 | 14490.24 | 190.84 | 0 | 0 | 2398.5 | 2214 | 2214 | 61.5 | 6857.25 | 277.43 | 6.46 | -64 | 4.12 | 20 | 49.98 | 0 | 0.5 | 0.1 | 0.5 | 0.5 | 0 | 0 | 0 | 0 | 0 | 0 | 0 | 0 | 0 | 0 | 0 | 0 | 0 | 0 | 0 | 0 | 0
1928 | 3.5 | 1411.34 | 660 | 131.35 | 2202.69 | 740.21 | 177.65 | 11280.86 | 3120.55 | 14223.76 | 190.84 | 1087.66 | 90.08 | 959.4 | 4428 | 4428 | 24.6 | 9827.7 | 298.03 | 7.98 | -64.96 | 4.42 | 20 | 41.44 | 0 | 0.2 | 0.2 | 1 | 0.2 | 0 | 321.85 | 0 | 184.34 | 0 | 407.29 | 0 | 174.17 | 0 | 23.91 | 0 | 10.28 | 0 | 19.9 | 0 | 9.72 | 26.27
1929 | 5.1 | 1411.34 | 660 | 131.35 | 2202.69 | 740.21 | 177.65 | 11280.86 | 3120.55 | 14223.76 | 190.84 | 2484.85 | 206.69 | 959.4 | 4428 | 4428 | 24.6 | 9827.7 | 299.92 | 9.87 | -63.27 | 6.1 | 20 | 34.93 | 0 | 0.2 | 0.2 | 1 | 0.2 | 0 | 719.92 | 0 | 414.67 | 0 | 945.8 | 0 | 404.45 | 0 | 53.49 | 0 | 23.13 | 0 | 46.2 | 0 | 22.56 | 61.3
1930 | 7.1 | 1411.34 | 660 | 131.35 | 2202.69 | 740.21 | 177.65 | 11280.86 | 3120.55 | 14223.76 | 190.84 | 22869.71 | 1857.81 | 959.4 | 4428 | 4428 | 24.6 | 9827.7 | 308.12 | 18.07 | -59.77 | 9.6 | 20 | 6.65 | 0 | 0.2 | 0.2 | 1 | 0.2 | 0 | 6740.28 | 0 | 4794.73 | 0 | 7939.51 | 0 | 3395.19 | 0 | 500.77 | 0 | 267.5 | 0 | 387.86 | 0 | 189.42 | 512.25
1931 | 7.8 | 1411.34 | 660 | 131.35 | 2202.69 | 740.21 | 177.65 | 11280.86 | 3120.55 | 14223.76 | 190.84 | 38866.93 | 3178.74 | 959.4 | 4428 | 4428 | 24.6 | 9827.7 | 313.78 | 23.73 | -57.88 | 11.49 | 23.73 | 0 | 0 | 0.2 | 0.2 | 1 | 0.2 | 0 | 10306.89 | 0 | 9821.37 | 0 | 13125.71 | 0 | 5612.97 | 0 | 765.76 | 0 | 547.94 | 0 | 641.22 | 0 | 313.15 | 910.67
1932 | 7.9 | 1411.34 | 660 | 131.35 | 2202.69 | 740.21 | 177.65 | 11280.86 | 3120.55 | 14223.76 | 190.84 | 52748.44 | 4207.82 | 959.4 | 4428 | 4428 | 24.6 | 9827.7 | 318.34 | 28.29 | -56.75 | 12.63 | 23.9 | 0 | 0 | 0.2 | 0.2 | 1 | 0.2 | 0 | 12129.99 | 0 | 13919.83 | 0 | 19782.4 | 0 | 6916.22 | 0 | 901.2 | 0 | 776.6 | 0 | 966.41 | 0 | 385.86 | 1177.74
1933 | 9.3 | 1411.34 | 660 | 131.35 | 2202.69 | 740.21 | 177.65 | 11280.86 | 3120.55 | 14223.76 | 190.84 | 36113.28 | 5617.07 | 959.4 | 4428 | 4428 | 24.6 | 9827.7 | 315.2 | 25.15 | -56.42 | 12.95 | 23.9 | 0 | 0 | 0.2 | 0.2 | 1 | 0.2 | 0 | 7151.05 | 0 | 8838.84 | 0 | 16046.03 | 0 | 4077.35 | 0 | 1062.58 | 0 | 986.26 | 0 | 1567.76 | 0 | 454.96 | 1545.51
1934 | 9.1 | 1411.34 | 660 | 131.35 | 2202.69 | 740.21 | 177.65 | 11280.86 | 3120.55 | 14223.76 | 190.84 | 63796.49 | 9145.87 | 959.4 | 4428 | 4428 | 24.6 | 9827.7 | 324.07 | 34.02 | -54.45 | 14.92 | 23.9 | 0 | 0 | 0.2 | 0.2 | 1 | 0.2 | 0 | 6507.58 | 0 | 14787.23 | 0 | 38791.21 | 0 | 3710.46 | 0 | 966.97 | 0 | 1649.99 | 0 | 3790.05 | 0 | 414.02 | 2324.84
1935 | 8.2 | 1411.34 | 660 | 131.35 | 2202.69 | 740.21 | 177.65 | 11280.86 | 3120.55 | 14223.76 | 190.84 | 24666.57 | 3878.72 | 959.4 | 4428 | 4428 | 24.6 | 9827.7 | 310.38 | 20.33 | -58.42 | 10.95 | 20.33 | 0 | 0 | 0.2 | 0.2 | 1 | 0.2 | 0 | 5870.72 | 0 | 3978.46 | 0 | 11470.05 | 0 | 3347.34 | 0 | 872.34 | 0 | 443.92 | 0 | 1120.67 | 0 | 373.5 | 1068.29
1936 | 8.4 | 1411.34 | 660 | 131.35 | 2202.69 | 740.21 | 177.65 | 11280.86 | 3120.55 | 14223.76 | 190.84 | 78766.23 | 5589.59 | 959.4 | 4428 | 4428 | 24.6 | 9827.7 | 326.6 | 36.55 | -54.35 | 15.02 | 23.9 | 0 | 0 | 0.2 | 0.2 | 1 | 0.2 | 0 | 11768.42 | 0 | 8067.95 | 0 | 52219.79 | 0 | 6710.06 | 0 | 874.34 | 0 | 450.12 | 0 | 2551.04 | 0 | 374.36 | 1339.74
1937 | 8.5 | 1411.34 | 660 | 131.35 | 2202.69 | 740.21 | 177.65 | 11280.86 | 3120.55 | 14223.76 | 190.84 | 41449.41 | 5479.13 | 959.4 | 4428 | 4428 | 24.6 | 9827.7 | 315.98 | 25.93 | -56.85 | 12.52 | 23.9 | 0 | 0 | 0.2 | 0.2 | 1 | 0.2 | 0 | 4643.24 | 0 | 2647.46 | 0 | 29706.98 | 0 | 4451.72 | 0 | 689.94 | 0 | 295.41 | 0 | 2902.48 | 0 | 496.73 | 1094.56
1938 | 7.5 | 1411.34 | 660 | 131.35 | 2202.69 | 740.21 | 444.13 | 11547.34 | 3387.03 | 14490.24 | 190.84 | 21053.74 | 2787.19 | 2398.5 | 11070 | 11070 | 61.5 | 24569.25 | 292.48 | 21.51 | -57.22 | 10.89 | 21.51 | 0 | 0 | 0.5 | 0.5 | 1 | 0.5 | 0 | 2758.74 | 0 | 1572.97 | 0 | 13340.25 | 0 | 3381.77 | 0 | 409.92 | 0 | 175.52 | 0 | 1303.39 | 0 | 377.35 | 521.01
1939 | 6.4 | 1411.34 | 660 | 131.35 | 2202.69 | 740.21 | 444.13 | 11547.34 | 3387.03 | 14490.24 | 190.84 | 2887.2 | 226.67 | 2398.5 | 11070 | 11070 | 61.5 | 24569.25 | 285.78 | 14.81 | -59.72 | 8.4 | 20 | 19.17 | 0 | 0.5 | 0.5 | 1 | 0.5 | 0 | 708.41 | 0 | 403.92 | 0 | 1269.85 | 0 | 505.03 | 0 | 52.63 | 0 | 22.53 | 0 | 62.03 | 0 | 28.18 | 61.3
1940 | 5.6 | 1411.34 | 660 | 131.35 | 2202.69 | 740.21 | 444.13 | 11547.34 | 3387.03 | 14490.24 | 190.84 | 0 | 0 | 2398.5 | 11070 | 11070 | 61.5 | 24569.25 | 284.16 | 13.18 | -60.72 | 7.4 | 20 | 25.16 | 0 | 0.5 | 0.5 | 1 | 0.5 | 0 | 0 | 0 | 0 | 0 | 0 | 0 | 0 | 0 | 0 | 0 | 0 | 0 | 0 | 0 | 0 | 0
1941 | 5.5 | 1411.34 | 660 | 131.35 | 2202.69 | 740.21 | 444.13 | 11547.34 | 3387.03 | 14490.24 | 190.84 | 0 | 0 | 2398.5 | 11070 | 11070 | 61.5 | 24569.25 | 284.07 | 13.09 | -60.82 | 7.3 | 20 | 25.5 | 0 | 0.5 | 0.5 | 1 | 0.5 | 0 | 0 | 0 | 0 | 0 | 0 | 0 | 0 | 0 | 0 | 0 | 0 | 0 | 0 | 0 | 0 | 0
1942 | 4.3 | 1411.34 | 660 | 131.35 | 2202.69 | 740.21 | 444.13 | 11547.34 | 3387.03 | 14490.24 | 190.84 | 0 | 0 | 2398.5 | 11070 | 11070 | 61.5 | 24569.25 | 282.97 | 11.99 | -62 | 6.11 | 20 | 29.56 | 0 | 0.5 | 0.5 | 1 | 0.5 | 0 | 0 | 0 | 0 | 0 | 0 | 0 | 0 | 0 | 0 | 0 | 0 | 0 | 0 | 0 | 0 | 0
1943 | 2.3 | 1411.34 | 660 | 131.35 | 2202.69 | 740.21 | 444.13 | 11547.34 | 3387.03 | 14490.24 | 190.84 | 0 | 0 | 2398.5 | 11070 | 11070 | 61.5 | 24569.25 | 281.13 | 10.15 | -63.98 | 4.14 | 20 | 36.34 | 0 | 0.5 | 0.5 | 1 | 0.5 | 0 | 0 | 0 | 0 | 0 | 0 | 0 | 0 | 0 | 0 | 0 | 0 | 0 | 0 | 0 | 0 | 0
1944 | 1.4 | 1411.34 | 660 | 131.35 | 2202.69 | 740.21 | 444.13 | 11547.34 | 3387.03 | 14490.24 | 190.84 | 0 | 0 | 2398.5 | 11070 | 11070 | 61.5 | 24569.25 | 280.3 | 9.33 | -64.86 | 3.25 | 20 | 39.38 | 0 | 0.5 | 0.5 | 1 | 0.5 | 0 | 0 | 0 | 0 | 0 | 0 | 0 | 0 | 0 | 0 | 0 | 0 | 0 | 0 | 0 | 0 | 0
1945 | 0.3 | 1411.34 | 660 | 131.35 | 2202.69 | 740.21 | 444.13 | 11547.34 | 3387.03 | 14490.24 | 190.84 | 0 | 0 | 2398.5 | 2214 | 2214 | 61.5 | 6857.25 | 274.5 | 3.52 | -67.16 | 0.96 | 20 | 60.82 | 0 | 0.5 | 0.1 | 0.5 | 0.5 | 0 | 0 | 0 | 0 | 0 | 0 | 0 | 0 | 0 | 0 | 0 | 0 | 0 | 0 | 0 | 0 | 0
1946 | -0.5 | 1411.34 | 660 | 131.35 | 2202.69 | 740.21 | 444.13 | 11547.34 | 3387.03 | 14490.24 | 190.84 | 0 | 0 | 2398.5 | 2214 | 2214 | 61.5 | 6857.25 | 273.76 | 2.78 | -67.95 | 0.17 | 20 | 63.53 | 0 | 0.5 | 0.1 | 0.5 | 0.5 | 0 | 0 | 0 | 0 | 0 | 0 | 0 | 0 | 0 | 0 | 0 | 0 | 0 | 0 | 0 | 0 | 0
1947 | -0.6 | 1411.34 | 660 | 131.35 | 2202.69 | 740.21 | 444.13 | 11547.34 | 3387.03 | 14490.24 | 190.84 | 0 | 0 | 2398.5 | 2214 | 2214 | 61.5 | 6857.25 | 273.67 | 2.69 | -68.04 | 0.07 | 20 | 63.87 | 0 | 0.5 | 0.1 | 0.5 | 0.5 | 0 | 0 | 0 | 0 | 0 | 0 | 0 | 0 | 0 | 0 | 0 | 0 | 0 | 0 | 0 | 0 | 0
1948 | -0.5 | 1411.34 | 660 | 131.35 | 2202.69 | 740.21 | 444.13 | 11547.34 | 3387.03 | 14490.24 | 190.84 | 0 | 0 | 2398.5 | 2214 | 2214 | 61.5 | 6857.25 | 273.76 | 2.78 | -67.95 | 0.17 | 20 | 63.53 | 0 | 0.5 | 0.1 | 0.5 | 0.5 | 0 | 0 | 0 | 0 | 0 | 0 | 0 | 0 | 0 | 0 | 0 | 0 | 0 | 0 | 0 | 0 | 0
1949 | -1 | 1411.34 | 660 | 131.35 | 2202.69 | 740.21 | 444.13 | 11547.34 | 3387.03 | 14490.24 | 190.84 | 0 | 0 | 2398.5 | 2214 | 2214 | 61.5 | 6857.25 | 273.3 | 2.33 | -68.44 | -0.32 | 20 | 65.22 | 0 | 0.5 | 0.1 | 0.5 | 0.5 | 0 | 0 | 0 | 0 | 0 | 0 | 0 | 0 | 0 | 0 | 0 | 0 | 0 | 0 | 0 | 0 | 0
1950 | -1.2 | 1411.34 | 660 | 131.35 | 2202.69 | 740.21 | 444.13 | 11547.34 | 3387.03 | 14490.24 | 190.84 | 0 | 0 | 2398.5 | 2214 | 2214 | 61.5 | 6857.25 | 273.12 | 2.14 | -68.64 | -0.52 | 20 | 65.9 | 0 | 0.5 | 0.1 | 0.5 | 0.5 | 0 | 0 | 0 | 0 | 0 | 0 | 0 | 0 | 0 | 0 | 0 | 0 | 0 | 0 | 0 | 0 | 0
1951 | -1 | 1411.34 | 660 | 131.35 | 2202.69 | 740.21 | 444.13 | 11547.34 | 3387.03 | 14490.24 | 190.84 | 549.17 | 45.24 | 2398.5 | 2214 | 2214 | 61.5 | 6857.25 | 273.46 | 2.49 | -68.4 | -0.28 | 20 | 64.63 | 0 | 0.5 | 0.1 | 0.5 | 0.5 | 0 | 158.1 | 0 | 90.14 | 0 | 210.79 | 0 | 90.14 | 0 | 11.75 | 0 | 5.03 | 0 | 10.3 | 0 | 5.03 | 13.13
1952 | 0.2 | 1411.34 | 660 | 131.35 | 2202.69 | 740.21 | 177.65 | 11280.86 | 3120.55 | 14223.76 | 190.84 | 15662.74 | 1152.82 | 959.4 | 4428 | 4428 | 24.6 | 9827.7 | 299.58 | 9.53 | -67.13 | 2.24 | 20 | 36.1 | 0 | 0.2 | 0.2 | 1 | 0.2 | 0 | 8002.02 | 0 | 4868.17 | 0 | 1956.07 | 0 | 836.48 | 0 | 594.51 | 0 | 271.6 | 0 | 95.56 | 0 | 46.67 | 144.48
1953 | 3.5 | 1411.34 | 660 | 131.35 | 2202.69 | 740.21 | 177.65 | 11280.86 | 3120.55 | 14223.76 | 190.84 | 28025.34 | 2179.03 | 959.4 | 4428 | 4428 | 24.6 | 9827.7 | 306.45 | 16.4 | -62.94 | 6.43 | 20 | 12.41 | 0 | 0.2 | 0.2 | 1 | 0.2 | 0 | 10584.92 | 0 | 8285.5 | 0 | 6412.66 | 0 | 2742.25 | 0 | 786.41 | 0 | 462.26 | 0 | 313.27 | 0 | 152.99 | 464.09
1954 | 5.9 | 1411.34 | 660 | 131.35 | 2202.69 | 740.21 | 177.65 | 11280.86 | 3120.55 | 14223.76 | 190.84 | 47387.3 | 3758.03 | 959.4 | 4428 | 4428 | 24.6 | 9827.7 | 314.7 | 24.65 | -59.12 | 10.25 | 23.9 | 0 | 0 | 0.2 | 0.2 | 1 | 0.2 | 0 | 14818.69 | 0 | 15332.17 | 0 | 12073.45 | 0 | 5162.99 | 0 | 1100.96 | 0 | 855.4 | 0 | 589.81 | 0 | 288.05 | 923.8
1955 | 7.3 | 1411.34 | 660 | 131.35 | 2202.69 | 740.21 | 177.65 | 11280.86 | 3120.55 | 14223.76 | 190.84 | 35997.25 | 5862.4 | 959.4 | 4428 | 4428 | 24.6 | 9827.7 | 313.42 | 23.37 | -58.39 | 10.99 | 23.37 | 0 | 0 | 0.2 | 0.2 | 1 | 0.2 | 0 | 7614.23 | 0 | 16769.16 | 0 | 8135.05 | 0 | 3478.81 | 0 | 1131.41 | 0 | 1871.14 | 0 | 794.83 | 0 | 388.17 | 1676.86
1956 | 8.5 | 1411.34 | 660 | 131.35 | 2202.69 | 740.21 | 177.65 | 11280.86 | 3120.55 | 14223.76 | 190.84 | 84391.79 | 6645.49 | 959.4 | 4428 | 4428 | 24.6 | 9827.7 | 328.75 | 38.7 | -53.79 | 15.58 | 23.9 | 0 | 0 | 0.2 | 0.2 | 1 | 0.2 | 0 | 13767.33 | 0 | 32028.86 | 0 | 30745.8 | 0 | 7849.8 | 0 | 1022.85 | 0 | 1786.92 | 0 | 1501.99 | 0 | 437.95 | 1895.77
1957 | 6.8 | 1411.34 | 660 | 131.35 | 2202.69 | 740.21 | 177.65 | 11280.86 | 3120.55 | 14223.76 | 190.84 | 45035.42 | 6880.5 | 959.4 | 4428 | 4428 | 24.6 | 9827.7 | 315.89 | 25.84 | -58.18 | 11.19 | 23.9 | 0 | 0 | 0.2 | 0.2 | 1 | 0.2 | 0 | 7390.38 | 0 | 12388.86 | 0 | 21042.37 | 0 | 4213.81 | 0 | 1098.14 | 0 | 1382.38 | 0 | 2055.92 | 0 | 470.19 | 1873.88
1958 | 7.7 | 1411.34 | 660 | 131.35 | 2202.69 | 740.21 | 177.65 | 11280.86 | 3120.55 | 14223.76 | 190.84 | 48083.18 | 7132.93 | 959.4 | 4428 | 4428 | 24.6 | 9827.7 | 317.66 | 27.61 | -57.07 | 12.31 | 23.9 | 0 | 0 | 0.2 | 0.2 | 1 | 0.2 | 0 | 7350.66 | 0 | 10235.51 | 0 | 26305.84 | 0 | 4191.17 | 0 | 1092.24 | 0 | 1142.1 | 0 | 2570.18 | 0 | 467.66 | 1860.74
1959 | 8.4 | 1411.34 | 660 | 131.35 | 2202.69 | 740.21 | 177.65 | 11280.86 | 3120.55 | 14223.76 | 190.84 | 53597.45 | 7594.24 | 959.4 | 4428 | 4428 | 24.6 | 9827.7 | 320.03 | 29.98 | -55.96 | 13.41 | 23.9 | 0 | 0 | 0.2 | 0.2 | 1 | 0.2 | 0 | 6723.41 | 0 | 8259.1 | 0 | 34781.43 | 0 | 3833.52 | 0 | 999.04 | 0 | 921.57 | 0 | 3398.28 | 0 | 427.75 | 1847.61
1960 | 9.7 | 1411.34 | 660 | 131.35 | 2202.69 | 740.21 | 177.65 | 11280.86 | 3120.55 | 14223.76 | 190.84 | 62626.53 | 8374.75 | 959.4 | 4428 | 4428 | 24.6 | 9827.7 | 324.05 | 34 | -54 | 15.38 | 23.9 | 0 | 0 | 0.2 | 0.2 | 1 | 0.2 | 0 | 5214.92 | 0 | 4485.08 | 0 | 49953.11 | 0 | 2973.42 | 0 | 774.89 | 0 | 500.45 | 0 | 4880.61 | 0 | 331.78 | 1887.01
1961 | 8.4 | 1411.34 | 660 | 131.35 | 2202.69 | 740.21 | 177.65 | 11280.86 | 3120.55 | 14223.76 | 190.84 | 60291.8 | 7624.56 | 959.4 | 4428 | 4428 | 24.6 | 9827.7 | 321.98 | 31.93 | -55.49 | 13.88 | 23.9 | 0 | 0 | 0.2 | 0.2 | 1 | 0.2 | 0 | 4158.86 | 0 | 2371.28 | 0 | 48033.89 | 0 | 5727.77 | 0 | 617.97 | 0 | 264.59 | 0 | 4693.09 | 0 | 639.12 | 1409.79
1962 | 6.1 | 1411.34 | 660 | 131.35 | 2202.69 | 740.21 | 444.13 | 11547.34 | 3387.03 | 14490.24 | 190.84 | 13261.15 | 1892.5 | 2398.5 | 11070 | 11070 | 61.5 | 24569.25 | 288.84 | 17.87 | -59.19 | 8.92 | 20 | 7.87 | 0 | 0.5 | 0.5 | 1 | 0.5 | 0 | 2419.16 | 0 | 1379.35 | 0 | 7307.98 | 0 | 2154.67 | 0 | 359.47 | 0 | 153.91 | 0 | 714.02 | 0 | 240.42 | 424.69
1963 | 5.7 | 1411.34 | 660 | 131.35 | 2202.69 | 740.21 | 444.13 | 11547.34 | 3387.03 | 14490.24 | 190.84 | 2825.89 | 223.58 | 2398.5 | 11070 | 11070 | 61.5 | 24569.25 | 285.08 | 14.1 | -60.41 | 7.7 | 20 | 21.77 | 0 | 0.5 | 0.5 | 1 | 0.5 | 0 | 708.49 | 0 | 403.96 | 0 | 1222.23 | 0 | 491.21 | 0 | 52.64 | 0 | 22.54 | 0 | 59.71 | 0 | 27.41 | 61.3
1964 | 5.1 | 1411.34 | 660 | 131.35 | 2202.69 | 740.21 | 444.13 | 11547.34 | 3387.03 | 14490.24 | 190.84 | 0 | 0 | 2398.5 | 11070 | 11070 | 61.5 | 24569.25 | 283.7 | 12.72 | -61.21 | 6.9 | 20 | 26.85 | 0 | 0.5 | 0.5 | 1 | 0.5 | 0 | 0 | 0 | 0 | 0 | 0 | 0 | 0 | 0 | 0 | 0 | 0 | 0 | 0 | 0 | 0 | 0
1965 | 3.6 | 1411.34 | 660 | 131.35 | 2202.69 | 740.21 | 444.13 | 11547.34 | 3387.03 | 14490.24 | 190.84 | 0 | 0 | 2398.5 | 11070 | 11070 | 61.5 | 24569.25 | 282.32 | 11.35 | -62.69 | 5.42 | 20 | 31.93 | 0 | 0.5 | 0.5 | 1 | 0.5 | 0 | 0 | 0 | 0 | 0 | 0 | 0 | 0 | 0 | 0 | 0 | 0 | 0 | 0 | 0 | 0 | 0
1966 | 2.3 | 1411.34 | 660 | 131.35 | 2202.69 | 740.21 | 444.13 | 11547.34 | 3387.03 | 14490.24 | 190.84 | 0 | 0 | 2398.5 | 11070 | 11070 | 61.5 | 24569.25 | 281.13 | 10.15 | -63.98 | 4.14 | 20 | 36.34 | 0 | 0.5 | 0.5 | 1 | 0.5 | 0 | 0 | 0 | 0 | 0 | 0 | 0 | 0 | 0 | 0 | 0 | 0 | 0 | 0 | 0 | 0 | 0
1967 | 1.6 | 1411.34 | 660 | 131.35 | 2202.69 | 740.21 | 444.13 | 11547.34 | 3387.03 | 14490.24 | 190.84 | 0 | 0 | 2398.5 | 11070 | 11070 | 61.5 | 24569.25 | 280.49 | 9.51 | -64.67 | 3.45 | 20 | 38.71 | 0 | 0.5 | 0.5 | 1 | 0.5 | 0 | 0 | 0 | 0 | 0 | 0 | 0 | 0 | 0 | 0 | 0 | 0 | 0 | 0 | 0 | 0 | 0
1968 | 1.5 | 1411.34 | 660 | 131.35 | 2202.69 | 740.21 | 444.13 | 11547.34 | 3387.03 | 14490.24 | 190.84 | 0 | 0 | 2398.5 | 11070 | 11070 | 61.5 | 24569.25 | 280.4 | 9.42 | -64.77 | 3.35 | 20 | 39.04 | 0 | 0.5 | 0.5 | 1 | 0.5 | 0 | 0 | 0 | 0 | 0 | 0 | 0 | 0 | 0 | 0 | 0 | 0 | 0 | 0 | 0 | 0 | 0
1969 | 1.3 | 1411.34 | 660 | 131.35 | 2202.69 | 740.21 | 444.13 | 11547.34 | 3387.03 | 14490.24 | 190.84 | 0 | 0 | 2398.5 | 2214 | 2214 | 61.5 | 6857.25 | 275.41 | 4.44 | -66.17 | 1.95 | 20 | 57.43 | 0 | 0.5 | 0.1 | 0.5 | 0.5 | 0 | 0 | 0 | 0 | 0 | 0 | 0 | 0 | 0 | 0 | 0 | 0 | 0 | 0 | 0 | 0 | 0
1970 | 1.2 | 1411.34 | 660 | 131.35 | 2202.69 | 740.21 | 444.13 | 11547.34 | 3387.03 | 14490.24 | 190.84 | 0 | 0 | 2398.5 | 2214 | 2214 | 61.5 | 6857.25 | 275.32 | 4.34 | -66.27 | 1.85 | 20 | 57.77 | 0 | 0.5 | 0.1 | 0.5 | 0.5 | 0 | 0 | 0 | 0 | 0 | 0 | 0 | 0 | 0 | 0 | 0 | 0 | 0 | 0 | 0 | 0 | 0
1971 | 0.5 | 1411.34 | 660 | 131.35 | 2202.69 | 740.21 | 444.13 | 11547.34 | 3387.03 | 14490.24 | 190.84 | 0 | 0 | 2398.5 | 2214 | 2214 | 61.5 | 6857.25 | 274.68 | 3.7 | -66.96 | 1.16 | 20 | 60.14 | 0 | 0.5 | 0.1 | 0.5 | 0.5 | 0 | 0 | 0 | 0 | 0 | 0 | 0 | 0 | 0 | 0 | 0 | 0 | 0 | 0 | 0 | 0 | 0
1972 | 0.4 | 1411.34 | 660 | 131.35 | 2202.69 | 740.21 | 444.13 | 11547.34 | 3387.03 | 14490.24 | 190.84 | 0 | 0 | 2398.5 | 2214 | 2214 | 61.5 | 6857.25 | 274.59 | 3.61 | -67.06 | 1.06 | 20 | 60.48 | 0 | 0.5 | 0.1 | 0.5 | 0.5 | 0 | 0 | 0 | 0 | 0 | 0 | 0 | 0 | 0 | 0 | 0 | 0 | 0 | 0 | 0 | 0 | 0
1973 | -0.7 | 1411.34 | 660 | 131.35 | 2202.69 | 740.21 | 444.13 | 11547.34 | 3387.03 | 14490.24 | 190.84 | 0 | 0 | 2398.5 | 2214 | 2214 | 61.5 | 6857.25 | 273.58 | 2.6 | -68.14 | -0.03 | 20 | 64.21 | 0 | 0.5 | 0.1 | 0.5 | 0.5 | 0 | 0 | 0 | 0 | 0 | 0 | 0 | 0 | 0 | 0 | 0 | 0 | 0 | 0 | 0 | 0 | 0
1974 | -1 | 1411.34 | 660 | 131.35 | 2202.69 | 740.21 | 444.13 | 11547.34 | 3387.03 | 14490.24 | 190.84 | 0 | 0 | 2398.5 | 2214 | 2214 | 61.5 | 6857.25 | 273.3 | 2.33 | -68.44 | -0.32 | 20 | 65.22 | 0 | 0.5 | 0.1 | 0.5 | 0.5 | 0 | 0 | 0 | 0 | 0 | 0 | 0 | 0 | 0 | 0 | 0 | 0 | 0 | 0 | 0 | 0 | 0
1975 | -0.8 | 1411.34 | 660 | 131.35 | 2202.69 | 740.21 | 444.13 | 11547.34 | 3387.03 | 14490.24 | 190.84 | 549.17 | 45.24 | 2398.5 | 2214 | 2214 | 61.5 | 6857.25 | 273.65 | 2.67 | -68.2 | -0.09 | 20 | 63.95 | 0 | 0.5 | 0.1 | 0.5 | 0.5 | 0 | 158.1 | 0 | 90.14 | 0 | 210.79 | 0 | 90.14 | 0 | 11.75 | 0 | 5.03 | 0 | 10.3 | 0 | 5.03 | 13.13
1976 | 1.8 | 1411.34 | 660 | 131.35 | 2202.69 | 740.21 | 444.13 | 11547.34 | 3387.03 | 14490.24 | 190.84 | 34837.05 | 2572.46 | 2398.5 | 11070 | 11070 | 61.5 | 24569.25 | 290.81 | 19.83 | -61.92 | 6.19 | 20 | 0.62 | 0 | 0.5 | 0.5 | 1 | 0.5 | 0 | 18354.34 | 0 | 11131.71 | 0 | 3748.17 | 0 | 1602.83 | 0 | 1363.65 | 0 | 621.05 | 0 | 183.1 | 0 | 89.42 | 315.23
1977 | 4.7 | 1411.34 | 660 | 131.35 | 2202.69 | 740.21 | 444.13 | 11547.34 | 3387.03 | 14490.24 | 190.84 | 60682.99 | 4599.74 | 2398.5 | 11070 | 11070 | 61.5 | 24569.25 | 301.02 | 30.05 | -57.16 | 10.95 | 23.9 | 0 | 0 | 0.5 | 0.5 | 1 | 0.5 | 0 | 25739.71 | 0 | 21911.48 | 0 | 9128.27 | 0 | 3903.54 | 0 | 1912.35 | 0 | 1222.46 | 0 | 445.93 | 0 | 217.78 | 801.21
1978 | 6 | 1411.34 | 660 | 131.35 | 2202.69 | 740.21 | 444.13 | 11547.34 | 3387.03 | 14490.24 | 190.84 | 17496.23 | 2817.03 | 2398.5 | 11070 | 11070 | 61.5 | 24569.25 | 290.15 | 19.17 | -58.94 | 9.17 | 20 | 3.05 | 0 | 0.5 | 0.5 | 1 | 0.5 | 0 | 5332.38 | 0 | 4705.55 | 0 | 5224.25 | 0 | 2234.06 | 0 | 792.34 | 0 | 525.05 | 0 | 510.43 | 0 | 249.28 | 739.92
1979 | 6.1 | 1411.34 | 660 | 131.35 | 2202.69 | 740.21 | 444.13 | 11547.34 | 3387.03 | 14490.24 | 190.84 | 31641.13 | 2588.11 | 2398.5 | 11070 | 11070 | 61.5 | 24569.25 | 293.89 | 22.92 | -57.89 | 10.22 | 22.92 | 0 | 0 | 0.5 | 0.5 | 1 | 0.5 | 0 | 8755.45 | 0 | 6607.85 | 0 | 11401.98 | 0 | 4875.85 | 0 | 650.49 | 0 | 368.66 | 0 | 557.01 | 0 | 272.03 | 739.92
1980 | 7 | 1411.34 | 660 | 131.35 | 2202.69 | 740.21 | 444.13 | 11547.34 | 3387.03 | 14490.24 | 190.84 | 26064.72 | 2130.8 | 2398.5 | 11070 | 11070 | 61.5 | 24569.25 | 293.17 | 22.2 | -57.42 | 10.7 | 22.2 | 0 | 0 | 0.5 | 0.5 | 1 | 0.5 | 0 | 7424.53 | 0 | 4414.97 | 0 | 9991.94 | 0 | 4233.28 | 0 | 551.61 | 0 | 246.32 | 0 | 488.12 | 0 | 236.18 | 608.57
1981 | 7.1 | 1411.34 | 660 | 131.35 | 2202.69 | 740.21 | 444.13 | 11547.34 | 3387.03 | 14490.24 | 190.84 | 26653.73 | 2177.5 | 2398.5 | 11070 | 11070 | 61.5 | 24569.25 | 293.42 | 22.44 | -57.27 | 10.84 | 22.44 | 0 | 0 | 0.5 | 0.5 | 1 | 0.5 | 0 | 7576.61 | 0 | 4461.35 | 0 | 10295.77 | 0 | 4320 | 0 | 562.91 | 0 | 248.9 | 0 | 502.97 | 0 | 241.02 | 621.71
1982 | 6.3 | 1411.34 | 660 | 131.35 | 2202.69 | 740.21 | 444.13 | 11547.34 | 3387.03 | 14490.24 | 190.84 | 18471.06 | 1516.01 | 2398.5 | 11070 | 11070 | 61.5 | 24569.25 | 290.29 | 19.32 | -58.67 | 9.45 | 20 | 2.53 | 0 | 0.5 | 0.5 | 1 | 0.5 | 0 | 5260.43 | 0 | 3052.27 | 0 | 7158.99 | 0 | 2999.37 | 0 | 390.83 | 0 | 170.29 | 0 | 349.73 | 0 | 167.34 | 437.82
1983 | 8 | 1411.34 | 660 | 131.35 | 2202.69 | 740.21 | 444.13 | 11547.34 | 3387.03 | 14490.24 | 190.84 | 47139.95 | 3728.77 | 2398.5 | 11070 | 11070 | 61.5 | 24569.25 | 300.15 | 29.17 | -54.89 | 13.23 | 23.9 | 0 | 0 | 0.5 | 0.5 | 1 | 0.5 | 0 | 11560.1 | 0 | 7603.79 | 0 | 21384.78 | 0 | 6591.29 | 0 | 858.86 | 0 | 424.22 | 0 | 1044.69 | 0 | 367.73 | 1033.26
1984 | 8.7 | 1411.34 | 660 | 131.35 | 2202.69 | 740.21 | 444.13 | 11547.34 | 3387.03 | 14490.24 | 190.84 | 39894.21 | 5681.29 | 2398.5 | 11070 | 11070 | 61.5 | 24569.25 | 299.47 | 28.5 | -54.56 | 13.56 | 23.9 | 0 | 0 | 0.5 | 0.5 | 1 | 0.5 | 0 | 5999.27 | 0 | 4031.54 | 0 | 26442.76 | 0 | 3420.64 | 0 | 891.44 | 0 | 449.85 | 0 | 2583.56 | 0 | 381.68 | 1374.76
1985 | 7.3 | 1411.34 | 660 | 131.35 | 2202.69 | 740.21 | 444.13 | 11547.34 | 3387.03 | 14490.24 | 190.84 | 16615.51 | 2565.97 | 2398.5 | 11070 | 11070 | 61.5 | 24569.25 | 291.04 | 20.06 | -57.73 | 10.38 | 20.06 | 0 | 0 | 0.5 | 0.5 | 1 | 0.5 | 0 | 3839.57 | 0 | 2189.23 | 0 | 8151.06 | 0 | 2435.65 | 0 | 570.53 | 0 | 244.28 | 0 | 796.39 | 0 | 271.78 | 683
1986 | 7.2 | 1411.34 | 660 | 131.35 | 2202.69 | 740.21 | 444.13 | 11547.34 | 3387.03 | 14490.24 | 190.84 | 32110.72 | 2247.68 | 2398.5 | 11070 | 11070 | 61.5 | 24569.25 | 294.94 | 23.96 | -56.8 | 11.32 | 23.9 | 0 | 0 | 0.5 | 0.5 | 1 | 0.5 | 0 | 5329.75 | 0 | 3038.9 | 0 | 18506.9 | 0 | 5235.17 | 0 | 395.98 | 0 | 169.54 | 0 | 904.1 | 0 | 292.08 | 485.98
1987 | 6.6 | 1411.34 | 660 | 131.35 | 2202.69 | 740.21 | 444.13 | 11547.34 | 3387.03 | 14490.24 | 190.84 | 14663.02 | 1724.19 | 2398.5 | 11070 | 11070 | 61.5 | 24569.25 | 289.64 | 18.66 | -58.62 | 9.5 | 20 | 4.95 | 0 | 0.5 | 0.5 | 1 | 0.5 | 0 | 1063.54 | 0 | 606.4 | 0 | 9741.2 | 0 | 3251.88 | 0 | 158.03 | 0 | 67.66 | 0 | 951.75 | 0 | 362.85 | 183.89
1988 | 5 | 1411.34 | 660 | 131.35 | 2202.69 | 740.21 | 444.13 | 11547.34 | 3387.03 | 14490.24 | 190.84 | 0 | 0 | 2398.5 | 11070 | 11070 | 61.5 | 24569.25 | 283.61 | 12.63 | -61.31 | 6.8 | 20 | 27.19 | 0 | 0.5 | 0.5 | 1 | 0.5 | 0 | 0 | 0 | 0 | 0 | 0 | 0 | 0 | 0 | 0 | 0 | 0 | 0 | 0 | 0 | 0 | 0
1989 | 2 | 1411.34 | 660 | 131.35 | 2202.69 | 740.21 | 444.13 | 11547.34 | 3387.03 | 14490.24 | 190.84 | 0 | 0 | 2398.5 | 11070 | 11070 | 61.5 | 24569.25 | 280.86 | 9.88 | -64.27 | 3.84 | 20 | 37.35 | 0 | 0.5 | 0.5 | 1 | 0.5 | 0 | 0 | 0 | 0 | 0 | 0 | 0 | 0 | 0 | 0 | 0 | 0 | 0 | 0 | 0 | 0 | 0
1990 | 2.6 | 1411.34 | 660 | 131.35 | 2202.69 | 740.21 | 444.13 | 11547.34 | 3387.03 | 14490.24 | 190.84 | 0 | 0 | 2398.5 | 11070 | 11070 | 61.5 | 24569.25 | 281.41 | 10.43 | -63.68 | 4.43 | 20 | 35.32 | 0 | 0.5 | 0.5 | 1 | 0.5 | 0 | 0 | 0 | 0 | 0 | 0 | 0 | 0 | 0 | 0 | 0 | 0 | 0 | 0 | 0 | 0 | 0
1991 | 1.9 | 1411.34 | 660 | 131.35 | 2202.69 | 740.21 | 444.13 | 11547.34 | 3387.03 | 14490.24 | 190.84 | 0 | 0 | 2398.5 | 11070 | 11070 | 61.5 | 24569.25 | 280.76 | 9.79 | -64.37 | 3.74 | 20 | 37.69 | 0 | 0.5 | 0.5 | 1 | 0.5 | 0 | 0 | 0 | 0 | 0 | 0 | 0 | 0 | 0 | 0 | 0 | 0 | 0 | 0 | 0 | 0 | 0
1992 | 0.5 | 1411.34 | 660 | 131.35 | 2202.69 | 740.21 | 444.13 | 11547.34 | 3387.03 | 14490.24 | 190.84 | 0 | 0 | 2398.5 | 11070 | 11070 | 61.5 | 24569.25 | 279.48 | 8.5 | -65.75 | 2.36 | 20 | 42.43 | 0 | 0.5 | 0.5 | 1 | 0.5 | 0 | 0 | 0 | 0 | 0 | 0 | 0 | 0 | 0 | 0 | 0 | 0 | 0 | 0 | 0 | 0 | 0
1993 | 0.1 | 1411.34 | 660 | 131.35 | 2202.69 | 740.21 | 444.13 | 11547.34 | 3387.03 | 14490.24 | 190.84 | 0 | 0 | 2398.5 | 2214 | 2214 | 61.5 | 6857.25 | 274.31 | 3.34 | -67.35 | 0.76 | 20 | 61.5 | 0 | 0.5 | 0.1 | 0.5 | 0.5 | 0 | 0 | 0 | 0 | 0 | 0 | 0 | 0 | 0 | 0 | 0 | 0 | 0 | 0 | 0 | 0 | 0
1994 | -1.2 | 1411.34 | 660 | 131.35 | 2202.69 | 740.21 | 444.13 | 11547.34 | 3387.03 | 14490.24 | 190.84 | 0 | 0 | 2398.5 | 2214 | 2214 | 61.5 | 6857.25 | 273.12 | 2.14 | -68.64 | -0.52 | 20 | 65.9 | 0 | 0.5 | 0.1 | 0.5 | 0.5 | 0 | 0 | 0 | 0 | 0 | 0 | 0 | 0 | 0 | 0 | 0 | 0 | 0 | 0 | 0 | 0 | 0
1995 | -1.2 | 1411.34 | 660 | 131.35 | 2202.69 | 740.21 | 444.13 | 11547.34 | 3387.03 | 14490.24 | 190.84 | 0 | 0 | 2398.5 | 2214 | 2214 | 61.5 | 6857.25 | 273.12 | 2.14 | -68.64 | -0.52 | 20 | 65.9 | 0 | 0.5 | 0.1 | 0.5 | 0.5 | 0 | 0 | 0 | 0 | 0 | 0 | 0 | 0 | 0 | 0 | 0 | 0 | 0 | 0 | 0 | 0 | 0
1996 | -0.5 | 1411.34 | 660 | 131.35 | 2202.69 | 740.21 | 444.13 | 11547.34 | 3387.03 | 14490.24 | 190.84 | 0 | 0 | 2398.5 | 2214 | 2214 | 61.5 | 6857.25 | 273.76 | 2.78 | -67.95 | 0.17 | 20 | 63.53 | 0 | 0.5 | 0.1 | 0.5 | 0.5 | 0 | 0 | 0 | 0 | 0 | 0 | 0 | 0 | 0 | 0 | 0 | 0 | 0 | 0 | 0 | 0 | 0
1997 | -0.5 | 1411.34 | 660 | 131.35 | 2202.69 | 740.21 | 444.13 | 11547.34 | 3387.03 | 14490.24 | 190.84 | 0 | 0 | 2398.5 | 2214 | 2214 | 61.5 | 6857.25 | 273.76 | 2.78 | -67.95 | 0.17 | 20 | 63.53 | 0 | 0.5 | 0.1 | 0.5 | 0.5 | 0 | 0 | 0 | 0 | 0 | 0 | 0 | 0 | 0 | 0 | 0 | 0 | 0 | 0 | 0 | 0 | 0
1998 | -0.4 | 1411.34 | 660 | 131.35 | 2202.69 | 740.21 | 444.13 | 11547.34 | 3387.03 | 14490.24 | 190.84 | 0 | 0 | 2398.5 | 2214 | 2214 | 61.5 | 6857.25 | 273.85 | 2.88 | -67.85 | 0.27 | 20 | 63.19 | 0 | 0.5 | 0.1 | 0.5 | 0.5 | 0 | 0 | 0 | 0 | 0 | 0 | 0 | 0 | 0 | 0 | 0 | 0 | 0 | 0 | 0 | 0 | 0
1999 | 0.2 | 1411.34 | 660 | 131.35 | 2202.69 | 740.21 | 444.13 | 11547.34 | 3387.03 | 14490.24 | 190.84 | 549.17 | 45.24 | 2398.5 | 2214 | 2214 | 61.5 | 6857.25 | 274.56 | 3.59 | -67.21 | 0.9 | 20 | 60.57 | 0 | 0.5 | 0.1 | 0.5 | 0.5 | 0 | 158.1 | 0 | 90.14 | 0 | 210.79 | 0 | 90.14 | 0 | 11.75 | 0 | 5.03 | 0 | 10.3 | 0 | 5.03 | 13.13
2000 | 1.6 | 1411.34 | 660 | 131.35 | 2202.69 | 740.21 | 444.13 | 11547.34 | 3387.03 | 14490.24 | 190.84 | 24634.42 | 1807.74 | 2398.5 | 11070 | 11070 | 61.5 | 24569.25 | 287.65 | 16.68 | -62.87 | 5.25 | 20 | 12.26 | 0 | 0.5 | 0.5 | 1 | 0.5 | 0 | 12710.14 | 0 | 7655.57 | 0 | 2990.07 | 0 | 1278.65 | 0 | 944.31 | 0 | 427.11 | 0 | 146.07 | 0 | 71.34 | 218.91
2001 | 3.4 | 1411.34 | 660 | 131.35 | 2202.69 | 740.21 | 444.13 | 11547.34 | 3387.03 | 14490.24 | 190.84 | 17742.69 | 1417.14 | 2398.5 | 11070 | 11070 | 61.5 | 24569.25 | 287.33 | 16.36 | -61.59 | 6.53 | 20 | 13.45 | 0 | 0.5 | 0.5 | 1 | 0.5 | 0 | 5944.73 | 0 | 4106.04 | 0 | 5387.89 | 0 | 2304.03 | 0 | 441.67 | 0 | 229.08 | 0 | 263.21 | 0 | 128.54 | 354.64
2002 | 4.4 | 1411.34 | 660 | 131.35 | 2202.69 | 740.21 | 444.13 | 11547.34 | 3387.03 | 14490.24 | 190.84 | 34283.17 | 2764.4 | 2398.5 | 11070 | 11070 | 61.5 | 24569.25 | 293.1 | 22.12 | -59.38 | 8.73 | 22.12 | 0 | 0 | 0.5 | 0.5 | 1 | 0.5 | 0 | 10425.68 | 0 | 8965.82 | 0 | 10431.03 | 0 | 4460.64 | 0 | 774.58 | 0 | 500.21 | 0 | 509.58 | 0 | 248.86 | 731.16
2003 | 6.1 | 1411.34 | 660 | 131.35 | 2202.69 | 740.21 | 444.13 | 11547.34 | 3387.03 | 14490.24 | 190.84 | 64641.41 | 5270.78 | 2398.5 | 11070 | 11070 | 61.5 | 24569.25 | 303.63 | 32.65 | -55.46 | 12.65 | 23.9 | 0 | 0 | 0.5 | 0.5 | 1 | 0.5 | 0 | 14801.36 | 0 | 26049.29 | 0 | 16664.5 | 0 | 7126.27 | 0 | 1099.68 | 0 | 1453.32 | 0 | 814.09 | 0 | 397.58 | 1506.11
2004 | 6 | 1411.34 | 660 | 131.35 | 2202.69 | 740.21 | 444.13 | 11547.34 | 3387.03 | 14490.24 | 190.84 | 29195.38 | 4675.43 | 2398.5 | 11070 | 11070 | 61.5 | 24569.25 | 293.82 | 22.85 | -58.02 | 10.1 | 22.85 | 0 | 0 | 0.5 | 0.5 | 1 | 0.5 | 0 | 6550 | 0 | 8011.13 | 0 | 10899.61 | 0 | 3734.65 | 0 | 973.27 | 0 | 893.9 | 0 | 1064.93 | 0 | 416.72 | 1326.6
2005 | 7.5 | 1411.34 | 660 | 131.35 | 2202.69 | 740.21 | 444.13 | 11547.34 | 3387.03 | 14490.24 | 190.84 | 113415.03 | 8534.4 | 2398.5 | 11070 | 11070 | 61.5 | 24569.25 | 319.04 | 48.06 | -50.54 | 17.58 | 23.9 | 0 | 0 | 0.5 | 0.5 | 1 | 0.5 | 0 | 13591.81 | 0 | 35671.1 | 0 | 56402.39 | 0 | 7749.72 | 0 | 1009.81 | 0 | 1990.13 | 0 | 2755.36 | 0 | 432.37 | 2346.73
2006 | 6.5 | 1411.34 | 660 | 131.35 | 2202.69 | 740.21 | 444.13 | 11547.34 | 3387.03 | 14490.24 | 190.84 | 57295.88 | 8355.55 | 2398.5 | 11070 | 11070 | 61.5 | 24569.25 | 302.89 | 31.92 | -55.36 | 12.76 | 23.9 | 0 | 0 | 0.5 | 0.5 | 1 | 0.5 | 0 | 7107.74 | 0 | 12735.47 | 0 | 33400.01 | 0 | 4052.66 | 0 | 1056.15 | 0 | 1421.05 | 0 | 3263.31 | 0 | 452.2 | 2162.84
2007 | 6.5 | 1411.34 | 660 | 131.35 | 2202.69 | 740.21 | 444.13 | 11547.34 | 3387.03 | 14490.24 | 190.84 | 32668.88 | 4943.98 | 2398.5 | 11070 | 11070 | 61.5 | 24569.25 | 295.3 | 24.32 | -57.27 | 10.85 | 23.9 | 0 | 0 | 0.5 | 0.5 | 1 | 0.5 | 0 | 6467.02 | 0 | 5152.76 | 0 | 17361.75 | 0 | 3687.34 | 0 | 960.94 | 0 | 574.96 | 0 | 1696.31 | 0 | 411.44 | 1300.33
2008 | 7.4 | 1411.34 | 660 | 131.35 | 2202.69 | 740.21 | 444.13 | 11547.34 | 3387.03 | 14490.24 | 190.84 | 49878.58 | 6892.02 | 2398.5 | 11070 | 11070 | 61.5 | 24569.25 | 301.31 | 30.34 | -55.08 | 13.04 | 23.9 | 0 | 0 | 0.5 | 0.5 | 1 | 0.5 | 0 | 5991.78 | 0 | 4292.4 | 0 | 36178.04 | 0 | 3416.36 | 0 | 890.32 | 0 | 478.95 | 0 | 3534.73 | 0 | 381.21 | 1606.81
2009 | 7.7 | 1411.34 | 660 | 131.35 | 2202.69 | 740.21 | 444.13 | 11547.34 | 3387.03 | 14490.24 | 190.84 | 54098.16 | 6970.53 | 2398.5 | 11070 | 11070 | 61.5 | 24569.25 | 302.75 | 31.78 | -54.49 | 13.63 | 23.9 | 0 | 0 | 0.5 | 0.5 | 1 | 0.5 | 0 | 4560.4 | 0 | 2600.23 | 0 | 41386.16 | 0 | 5551.37 | 0 | 677.63 | 0 | 290.14 | 0 | 4043.58 | 0 | 619.43 | 1339.74
2010 | 6.5 | 1411.34 | 660 | 131.35 | 2202.69 | 740.21 | 444.13 | 11547.34 | 3387.03 | 14490.24 | 190.84 | 27889.04 | 3613.6 | 2398.5 | 11070 | 11070 | 61.5 | 24569.25 | 293.64 | 22.66 | -57.69 | 10.43 | 22.66 | 0 | 0 | 0.5 | 0.5 | 1 | 0.5 | 0 | 3091.33 | 0 | 1762.6 | 0 | 18469.12 | 0 | 4566 | 0 | 459.34 | 0 | 196.67 | 0 | 1804.5 | 0 | 509.48 | 643.6
2011 | 5.3 | 1411.34 | 660 | 131.35 | 2202.69 | 740.21 | 444.13 | 11547.34 | 3387.03 | 14490.24 | 190.84 | 18482.09 | 1160.71 | 2398.5 | 11070 | 11070 | 61.5 | 24569.25 | 289.29 | 18.31 | -59.68 | 8.44 | 20 | 6.23 | 0 | 0.5 | 0.5 | 1 | 0.5 | 0 | 2032.52 | 0 | 1158.89 | 0 | 11353.65 | 0 | 3937.03 | 0 | 151.01 | 0 | 64.66 | 0 | 554.65 | 0 | 219.65 | 170.75
2012 | 3.8 | 1411.34 | 660 | 131.35 | 2202.69 | 740.21 | 444.13 | 11547.34 | 3387.03 | 14490.24 | 190.84 | 0 | 0 | 2398.5 | 11070 | 11070 | 61.5 | 24569.25 | 282.51 | 11.53 | -62.5 | 5.62 | 20 | 31.25 | 0 | 0.5 | 0.5 | 1 | 0.5 | 0 | 0 | 0 | 0 | 0 | 0 | 0 | 0 | 0 | 0 | 0 | 0 | 0 | 0 | 0 | 0 | 0
2013 | 4.2 | 1411.34 | 660 | 131.35 | 2202.69 | 740.21 | 444.13 | 11547.34 | 3387.03 | 14490.24 | 190.84 | 0 | 0 | 2398.5 | 11070 | 11070 | 61.5 | 24569.25 | 282.87 | 11.9 | -62.1 | 6.01 | 20 | 29.9 | 0 | 0.5 | 0.5 | 1 | 0.5 | 0 | 0 | 0 | 0 | 0 | 0 | 0 | 0 | 0 | 0 | 0 | 0 | 0 | 0 | 0 | 0 | 0
2014 | 3.3 | 1411.34 | 660 | 131.35 | 2202.69 | 740.21 | 444.13 | 11547.34 | 3387.03 | 14490.24 | 190.84 | 0 | 0 | 2398.5 | 11070 | 11070 | 61.5 | 24569.25 | 282.05 | 11.07 | -62.99 | 5.13 | 20 | 32.95 | 0 | 0.5 | 0.5 | 1 | 0.5 | 0 | 0 | 0 | 0 | 0 | 0 | 0 | 0 | 0 | 0 | 0 | 0 | 0 | 0 | 0 | 0 | 0
2015 | 2.4 | 1411.34 | 660 | 131.35 | 2202.69 | 740.21 | 444.13 | 11547.34 | 3387.03 | 14490.24 | 190.84 | 0 | 0 | 2398.5 | 11070 | 11070 | 61.5 | 24569.25 | 281.22 | 10.25 | -63.88 | 4.24 | 20 | 36 | 0 | 0.5 | 0.5 | 1 | 0.5 | 0 | 0 | 0 | 0 | 0 | 0 | 0 | 0 | 0 | 0 | 0 | 0 | 0 | 0 | 0 | 0 | 0
2016 | 1.4 | 1411.34 | 660 | 131.35 | 2202.69 | 740.21 | 444.13 | 11547.34 | 3387.03 | 14490.24 | 190.84 | 0 | 0 | 2398.5 | 11070 | 11070 | 61.5 | 24569.25 | 280.3 | 9.33 | -64.86 | 3.25 | 20 | 39.38 | 0 | 0.5 | 0.5 | 1 | 0.5 | 0 | 0 | 0 | 0 | 0 | 0 | 0 | 0 | 0 | 0 | 0 | 0 | 0 | 0 | 0 | 0 | 0
2017 | 0.8 | 1411.34 | 660 | 131.35 | 2202.69 | 740.21 | 444.13 | 11547.34 | 3387.03 | 14490.24 | 190.84 | 0 | 0 | 2398.5 | 2214 | 2214 | 61.5 | 6857.25 | 274.95 | 3.98 | -66.66 | 1.45 | 20 | 59.13 | 0 | 0.5 | 0.1 | 0.5 | 0.5 | 0 | 0 | 0 | 0 | 0 | 0 | 0 | 0 | 0 | 0 | 0 | 0 | 0 | 0 | 0 | 0 | 0
2018 | -1.1 | 1411.34 | 660 | 131.35 | 2202.69 | 740.21 | 444.13 | 11547.34 | 3387.03 | 14490.24 | 190.84 | 0 | 0 | 2398.5 | 2214 | 2214 | 61.5 | 6857.25 | 273.21 | 2.23 | -68.54 | -0.42 | 20 | 65.56 | 0 | 0.5 | 0.1 | 0.5 | 0.5 | 0 | 0 | 0 | 0 | 0 | 0 | 0 | 0 | 0 | 0 | 0 | 0 | 0 | 0 | 0 | 0 | 0
2019 | -2.4 | 1411.34 | 660 | 131.35 | 2202.69 | 740.21 | 444.13 | 11547.34 | 3387.03 | 14490.24 | 190.84 | 0 | 0 | 2398.5 | 2214 | 2214 | 61.5 | 6857.25 | 272.02 | 1.04 | -69.82 | -1.71 | 20 | 69.97 | 0 | 0.5 | 0.1 | 0.5 | 0.5 | 0 | 0 | 0 | 0 | 0 | 0 | 0 | 0 | 0 | 0 | 0 | 0 | 0 | 0 | 0 | 0 | 0
2020 | -2.2 | 1411.34 | 660 | 131.35 | 2202.69 | 740.21 | 444.13 | 11547.34 | 3387.03 | 14490.24 | 190.84 | 0 | 0 | 2398.5 | 2214 | 2214 | 61.5 | 6857.25 | 272.2 | 1.22 | -69.62 | -1.51 | 20 | 69.29 | 0 | 0.5 | 0.1 | 0.5 | 0.5 | 0 | 0 | 0 | 0 | 0 | 0 | 0 | 0 | 0 | 0 | 0 | 0 | 0 | 0 | 0 | 0 | 0
2021 | -2.5 | 1411.34 | 660 | 131.35 | 2202.69 | 740.21 | 444.13 | 11547.34 | 3387.03 | 14490.24 | 190.84 | 0 | 0 | 2398.5 | 2214 | 2214 | 61.5 | 6857.25 | 271.93 | 0.95 | -69.92 | -1.81 | 20 | 70.31 | 0 | 0.5 | 0.1 | 0.5 | 0.5 | 0 | 0 | 0 | 0 | 0 | 0 | 0 | 0 | 0 | 0 | 0 | 0 | 0 | 0 | 0 | 0 | 0
2022 | -3 | 1411.34 | 660 | 131.35 | 2202.69 | 740.21 | 444.13 | 11547.34 | 3387.03 | 14490.24 | 190.84 | 0 | 0 | 2398.5 | 2214 | 2214 | 61.5 | 6857.25 | 271.47 | 0.49 | -70.41 | -2.3 | 20 | 72 | 0 | 0.5 | 0.1 | 0.5 | 0.5 | 0 | 0 | 0 | 0 | 0 | 0 | 0 | 0 | 0 | 0 | 0 | 0 | 0 | 0 | 0 | 0 | 0
2023 | -2.7 | 1411.34 | 660 | 131.35 | 2202.69 | 740.21 | 444.13 | 11547.34 | 3387.03 | 14490.24 | 190.84 | 1466.43 | 120.75 | 2398.5 | 2214 | 2214 | 61.5 | 6857.25 | 272.17 | 1.2 | -70.01 | -1.89 | 20 | 69.4 | 0 | 0.5 | 0.1 | 0.5 | 0.5 | 0 | 422.16 | 0 | 240.7 | 0 | 562.87 | 0 | 240.7 | 0 | 31.36 | 0 | 13.43 | 0 | 27.5 | 0 | 13.43 | 35.03
2024 | 1.1 | 1411.34 | 660 | 131.35 | 2202.69 | 740.21 | 177.65 | 11280.86 | 3120.55 | 14223.76 | 190.84 | 83728.36 | 6040.3 | 959.4 | 4428 | 4428 | 24.6 | 9827.7 | 321.55 | 31.5 | -61.18 | 8.19 | 23.9 | 0 | 0 | 0.2 | 0.2 | 1 | 0.2 | 0 | 49052.12 | 0 | 29601.72 | 0 | 3554.5 | 0 | 1520.02 | 0 | 3644.36 | 0 | 1651.51 | 0 | 173.64 | 0 | 84.8 | 485.98
2025 | 4.4 | 1411.34 | 660 | 131.35 | 2202.69 | 740.21 | 177.65 | 11280.86 | 3120.55 | 14223.76 | 190.84 | 50543.88 | 7592.28 | 959.4 | 4428 | 4428 | 24.6 | 9827.7 | 315.52 | 25.47 | -60.12 | 9.26 | 23.9 | 0 | 0 | 0.2 | 0.2 | 1 | 0.2 | 0 | 23714.53 | 0 | 21197.31 | 0 | 3945.02 | 0 | 1687.02 | 0 | 3523.77 | 0 | 2365.24 | 0 | 385.44 | 0 | 188.24 | 1129.58
2026 | 6.2 | 1411.34 | 660 | 131.35 | 2202.69 | 740.21 | 177.65 | 11280.86 | 3120.55 | 14223.76 | 190.84 | 51694.98 | 8140.28 | 959.4 | 4428 | 4428 | 24.6 | 9827.7 | 317.64 | 27.59 | -58.22 | 11.15 | 23.9 | 0 | 0 | 0.2 | 0.2 | 1 | 0.2 | 0 | 17888.53 | 0 | 25956.69 | 0 | 5498.45 | 0 | 2351.31 | 0 | 2658.08 | 0 | 2896.3 | 0 | 537.22 | 0 | 262.36 | 1786.31
2027 | 5.7 | 1411.34 | 660 | 131.35 | 2202.69 | 740.21 | 177.65 | 11280.86 | 3120.55 | 14223.76 | 190.84 | 21413.91 | 3511.46 | 959.4 | 4428 | 4428 | 24.6 | 9827.7 | 307.06 | 17.01 | -61.14 | 8.23 | 20 | 10.29 | 0 | 0.2 | 0.2 | 1 | 0.2 | 0 | 5664.28 | 0 | 5570.84 | 0 | 7129.84 | 0 | 3048.95 | 0 | 841.66 | 0 | 621.61 | 0 | 696.61 | 0 | 340.21 | 1011.37
2028 | 3.3 | 1411.34 | 660 | 131.35 | 2202.69 | 740.21 | 177.65 | 11280.86 | 3120.55 | 14223.76 | 190.84 | 17849.58 | 1467.44 | 959.4 | 4428 | 4428 | 24.6 | 9827.7 | 303.11 | 13.06 | -63.9 | 5.48 | 20 | 23.92 | 0 | 0.2 | 0.2 | 1 | 0.2 | 0 | 5101.86 | 0 | 2993.64 | 0 | 6845.13 | 0 | 2908.96 | 0 | 379.05 | 0 | 167.02 | 0 | 334.4 | 0 | 162.29 | 424.69
2029 | 5.8 | 1411.34 | 660 | 131.35 | 2202.69 | 740.21 | 177.65 | 11280.86 | 3120.55 | 14223.76 | 190.84 | 44646.35 | 3603.03 | 959.4 | 4428 | 4428 | 24.6 | 9827.7 | 313.77 | 23.72 | -59.42 | 9.95 | 23.72 | 0 | 0 | 0.2 | 0.2 | 1 | 0.2 | 0 | 11693.74 | 0 | 8364.62 | 0 | 17920.5 | 0 | 6667.49 | 0 | 868.79 | 0 | 466.67 | 0 | 875.45 | 0 | 371.99 | 1020.13
2030 | 7.6 | 1411.34 | 660 | 131.35 | 2202.69 | 740.21 | 177.65 | 11280.86 | 3120.55 | 14223.76 | 190.84 | 129704.31 | 9373.33 | 959.4 | 4428 | 4428 | 24.6 | 9827.7 | 341.89 | 51.84 | -51.35 | 18.03 | 23.9 | 0 | 0 | 0.2 | 0.2 | 1 | 0.2 | 0 | 13172.04 | 0 | 29790.79 | 0 | 79231.1 | 0 | 7510.38 | 0 | 978.62 | 0 | 1662.06 | 0 | 3870.59 | 0 | 419.01 | 2443.05
2031 | 6.9 | 1411.34 | 660 | 131.35 | 2202.69 | 740.21 | 177.65 | 11280.86 | 3120.55 | 14223.76 | 190.84 | 41450.36 | 6089.81 | 959.4 | 4428 | 4428 | 24.6 | 9827.7 | 314.71 | 24.66 | -58.39 | 10.99 | 23.9 | 0 | 0 | 0.2 | 0.2 | 1 | 0.2 | 0 | 6893.45 | 0 | 6420 | 0 | 24206.43 | 0 | 3930.48 | 0 | 1024.31 | 0 | 716.36 | 0 | 2365.06 | 0 | 438.57 | 1545.51
2032 | 7.2 | 1411.34 | 660 | 131.35 | 2202.69 | 740.21 | 177.65 | 11280.86 | 3120.55 | 14223.76 | 190.84 | 29091.67 | 4344.42 | 959.4 | 4428 | 4428 | 24.6 | 9827.7 | 310.89 | 20.84 | -59.07 | 10.3 | 20.84 | 0 | 0 | 0.2 | 0.2 | 1 | 0.2 | 0 | 5659.11 | 0 | 3492.73 | 0 | 16713.14 | 0 | 3226.69 | 0 | 840.89 | 0 | 389.73 | 0 | 1632.94 | 0 | 360.04 | 1120.82
2033 | 7 | 1411.34 | 660 | 131.35 | 2202.69 | 740.21 | 177.65 | 11280.86 | 3120.55 | 14223.76 | 190.84 | 49717.22 | 3597.93 | 959.4 | 4428 | 4428 | 24.6 | 9827.7 | 316.35 | 26.3 | -57.89 | 11.49 | 23.9 | 0 | 0 | 0.2 | 0.2 | 1 | 0.2 | 0 | 8882.47 | 0 | 5064.56 | 0 | 29213.42 | 0 | 6556.76 | 0 | 659.93 | 0 | 282.56 | 0 | 1427.13 | 0 | 365.81 | 862.51
2034 | 6.5 | 1411.34 | 660 | 131.35 | 2202.69 | 740.21 | 444.13 | 11547.34 | 3387.03 | 14490.24 | 190.84 | 26160.13 | 3429.6 | 2398.5 | 11070 | 11070 | 61.5 | 24569.25 | 293.12 | 22.15 | -57.82 | 10.3 | 22.15 | 0 | 0 | 0.5 | 0.5 | 1 | 0.5 | 0 | 3117.92 | 0 | 1777.76 | 0 | 16951.36 | 0 | 4313.08 | 0 | 463.3 | 0 | 198.37 | 0 | 1656.21 | 0 | 481.26 | 630.46
2035 | 5.6 | 1411.34 | 660 | 131.35 | 2202.69 | 740.21 | 444.13 | 11547.34 | 3387.03 | 14490.24 | 190.84 | 5227.15 | 408.88 | 2398.5 | 11070 | 11070 | 61.5 | 24569.25 | 285.75 | 14.78 | -60.34 | 7.78 | 20 | 19.28 | 0 | 0.5 | 0.5 | 1 | 0.5 | 0 | 1281.6 | 0 | 730.74 | 0 | 2293.92 | 0 | 920.9 | 0 | 95.22 | 0 | 40.77 | 0 | 112.06 | 0 | 51.38 | 109.46
2036 | 3.6 | 1411.34 | 660 | 131.35 | 2202.69 | 740.21 | 444.13 | 11547.34 | 3387.03 | 14490.24 | 190.84 | 0 | 0 | 2398.5 | 11070 | 11070 | 61.5 | 24569.25 | 282.32 | 11.35 | -62.69 | 5.42 | 20 | 31.93 | 0 | 0.5 | 0.5 | 1 | 0.5 | 0 | 0 | 0 | 0 | 0 | 0 | 0 | 0 | 0 | 0 | 0 | 0 | 0 | 0 | 0 | 0 | 0
2037 | 2.2 | 1411.34 | 660 | 131.35 | 2202.69 | 740.21 | 444.13 | 11547.34 | 3387.03 | 14490.24 | 190.84 | 0 | 0 | 2398.5 | 11070 | 11070 | 61.5 | 24569.25 | 281.04 | 10.06 | -64.07 | 4.04 | 20 | 36.67 | 0 | 0.5 | 0.5 | 1 | 0.5 | 0 | 0 | 0 | 0 | 0 | 0 | 0 | 0 | 0 | 0 | 0 | 0 | 0 | 0 | 0 | 0 | 0
2038 | 2.2 | 1411.34 | 660 | 131.35 | 2202.69 | 740.21 | 444.13 | 11547.34 | 3387.03 | 14490.24 | 190.84 | 0 | 0 | 2398.5 | 11070 | 11070 | 61.5 | 24569.25 | 281.04 | 10.06 | -64.07 | 4.04 | 20 | 36.67 | 0 | 0.5 | 0.5 | 1 | 0.5 | 0 | 0 | 0 | 0 | 0 | 0 | 0 | 0 | 0 | 0 | 0 | 0 | 0 | 0 | 0 | 0 | 0
2039 | 1.1 | 1411.34 | 660 | 131.35 | 2202.69 | 740.21 | 444.13 | 11547.34 | 3387.03 | 14490.24 | 190.84 | 0 | 0 | 2398.5 | 11070 | 11070 | 61.5 | 24569.25 | 280.03 | 9.05 | -65.16 | 2.95 | 20 | 40.4 | 0 | 0.5 | 0.5 | 1 | 0.5 | 0 | 0 | 0 | 0 | 0 | 0 | 0 | 0 | 0 | 0 | 0 | 0 | 0 | 0 | 0 | 0 | 0
2040 | 1.3 | 1411.34 | 660 | 131.35 | 2202.69 | 740.21 | 444.13 | 11547.34 | 3387.03 | 14490.24 | 190.84 | 0 | 0 | 2398.5 | 11070 | 11070 | 61.5 | 24569.25 | 280.21 | 9.24 | -64.96 | 3.15 | 20 | 39.72 | 0 | 0.5 | 0.5 | 1 | 0.5 | 0 | 0 | 0 | 0 | 0 | 0 | 0 | 0 | 0 | 0 | 0 | 0 | 0 | 0 | 0 | 0 | 0
2041 | 1.2 | 1411.34 | 660 | 131.35 | 2202.69 | 740.21 | 444.13 | 11547.34 | 3387.03 | 14490.24 | 190.84 | 0 | 0 | 2398.5 | 2214 | 2214 | 61.5 | 6857.25 | 275.32 | 4.34 | -66.27 | 1.85 | 20 | 57.77 | 0 | 0.5 | 0.1 | 0.5 | 0.5 | 0 | 0 | 0 | 0 | 0 | 0 | 0 | 0 | 0 | 0 | 0 | 0 | 0 | 0 | 0 | 0 | 0
2042 | -0.5 | 1411.34 | 660 | 131.35 | 2202.69 | 740.21 | 444.13 | 11547.34 | 3387.03 | 14490.24 | 190.84 | 0 | 0 | 2398.5 | 2214 | 2214 | 61.5 | 6857.25 | 273.76 | 2.78 | -67.95 | 0.17 | 20 | 63.53 | 0 | 0.5 | 0.1 | 0.5 | 0.5 | 0 | 0 | 0 | 0 | 0 | 0 | 0 | 0 | 0 | 0 | 0 | 0 | 0 | 0 | 0 | 0 | 0
2043 | -1.8 | 1411.34 | 660 | 131.35 | 2202.69 | 740.21 | 444.13 | 11547.34 | 3387.03 | 14490.24 | 190.84 | 0 | 0 | 2398.5 | 2214 | 2214 | 61.5 | 6857.25 | 272.57 | 1.59 | -69.23 | -1.11 | 20 | 67.93 | 0 | 0.5 | 0.1 | 0.5 | 0.5 | 0 | 0 | 0 | 0 | 0 | 0 | 0 | 0 | 0 | 0 | 0 | 0 | 0 | 0 | 0 | 0 | 0
2044 | -2.5 | 1411.34 | 660 | 131.35 | 2202.69 | 740.21 | 444.13 | 11547.34 | 3387.03 | 14490.24 | 190.84 | 0 | 0 | 2398.5 | 2214 | 2214 | 61.5 | 6857.25 | 271.93 | 0.95 | -69.92 | -1.81 | 20 | 70.31 | 0 | 0.5 | 0.1 | 0.5 | 0.5 | 0 | 0 | 0 | 0 | 0 | 0 | 0 | 0 | 0 | 0 | 0 | 0 | 0 | 0 | 0 | 0 | 0
2045 | -3.2 | 1411.34 | 660 | 131.35 | 2202.69 | 740.21 | 444.13 | 11547.34 | 3387.03 | 14490.24 | 190.84 | 0 | 0 | 2398.5 | 2214 | 2214 | 61.5 | 6857.25 | 271.28 | 0.31 | -70.61 | -2.5 | 20 | 72.68 | 0 | 0.5 | 0.1 | 0.5 | 0.5 | 0 | 0 | 0 | 0 | 0 | 0 | 0 | 0 | 0 | 0 | 0 | 0 | 0 | 0 | 0 | 0 | 0
2046 | -3.4 | 1411.34 | 660 | 131.35 | 2202.69 | 740.21 | 444.13 | 11547.34 | 3387.03 | 14490.24 | 190.84 | 0 | 0 | 2398.5 | 2214 | 2214 | 61.5 | 6857.25 | 271.1 | 0.12 | -70.81 | -2.69 | 20 | 73.35 | 0 | 0.5 | 0.1 | 0.5 | 0.5 | 0 | 0 | 0 | 0 | 0 | 0 | 0 | 0 | 0 | 0 | 0 | 0 | 0 | 0 | 0 | 0 | 0
2047 | -2.7 | 1411.34 | 660 | 131.35 | 2202.69 | 740.21 | 444.13 | 11547.34 | 3387.03 | 14490.24 | 190.84 | 2017.98 | 166.12 | 2398.5 | 2214 | 2214 | 61.5 | 6857.25 | 272.33 | 1.36 | -69.97 | -1.85 | 20 | 68.8 | 0 | 0.5 | 0.1 | 0.5 | 0.5 | 0 | 580.93 | 0 | 331.23 | 0 | 774.58 | 0 | 331.23 | 0 | 43.16 | 0 | 18.48 | 0 | 37.84 | 0 | 18.48 | 48.16
2048 | 0.5 | 1411.34 | 660 | 131.35 | 2202.69 | 740.21 | 177.65 | 11280.86 | 3120.55 | 14223.76 | 190.84 | 70248.36 | 5114.79 | 959.4 | 4428 | 4428 | 24.6 | 9827.7 | 316.83 | 26.78 | -62.77 | 6.6 | 23.9 | 0 | 0 | 0.2 | 0.2 | 1 | 0.2 | 0 | 40495.65 | 0 | 24271.8 | 0 | 3839.16 | 0 | 1641.75 | 0 | 3008.65 | 0 | 1354.15 | 0 | 187.55 | 0 | 91.59 | 472.85
2049 | 3 | 1411.34 | 660 | 131.35 | 2202.69 | 740.21 | 177.65 | 11280.86 | 3120.55 | 14223.76 | 190.84 | 52666.32 | 7920.66 | 959.4 | 4428 | 4428 | 24.6 | 9827.7 | 314.96 | 24.91 | -61.33 | 8.04 | 23.9 | 0 | 0 | 0.2 | 0.2 | 1 | 0.2 | 0 | 24885 | 0 | 22157.17 | 0 | 3939.5 | 0 | 1684.66 | 0 | 3697.69 | 0 | 2472.34 | 0 | 384.9 | 0 | 187.98 | 1177.74
2050 | 6.4 | 1411.34 | 660 | 131.35 | 2202.69 | 740.21 | 177.65 | 11280.86 | 3120.55 | 14223.76 | 190.84 | 52645.84 | 8310.43 | 959.4 | 4428 | 4428 | 24.6 | 9827.7 | 318.15 | 28.1 | -57.95 | 11.42 | 23.9 | 0 | 0 | 0.2 | 0.2 | 1 | 0.2 | 0 | 18320.79 | 0 | 26464.22 | 0 | 5506.2 | 0 | 2354.62 | 0 | 2722.31 | 0 | 2952.93 | 0 | 537.98 | 0 | 262.73 | 1834.48
2051 | 6.5 | 1411.34 | 660 | 131.35 | 2202.69 | 740.21 | 177.65 | 11280.86 | 3120.55 | 14223.76 | 190.84 | 41814.16 | 6944.04 | 959.4 | 4428 | 4428 | 24.6 | 9827.7 | 314.7 | 24.65 | -58.7 | 10.68 | 23.9 | 0 | 0 | 0.2 | 0.2 | 1 | 0.2 | 0 | 8177.37 | 0 | 22941.66 | 0 | 7491.52 | 0 | 3203.61 | 0 | 1215.09 | 0 | 2559.88 | 0 | 731.95 | 0 | 357.47 | 2079.66
2052 | 7.2 | 1411.34 | 660 | 131.35 | 2202.69 | 740.21 | 177.65 | 11280.86 | 3120.55 | 14223.76 | 190.84 | 36740.69 | 5853.2 | 959.4 | 4428 | 4428 | 24.6 | 9827.7 | 313.55 | 23.5 | -58.43 | 10.94 | 23.5 | 0 | 0 | 0.2 | 0.2 | 1 | 0.2 | 0 | 7136.94 | 0 | 12031.9 | 0 | 13502.54 | 0 | 4069.31 | 0 | 1060.49 | 0 | 1342.54 | 0 | 1319.25 | 0 | 454.06 | 1676.86
2053 | 7.6 | 1411.34 | 660 | 131.35 | 2202.69 | 740.21 | 177.65 | 11280.86 | 3120.55 | 14223.76 | 190.84 | 57880.08 | 4550.65 | 959.4 | 4428 | 4428 | 24.6 | 9827.7 | 319.65 | 29.6 | -56.66 | 12.71 | 23.9 | 0 | 0 | 0.2 | 0.2 | 1 | 0.2 | 0 | 13003.91 | 0 | 12768.94 | 0 | 24692.73 | 0 | 7414.51 | 0 | 966.13 | 0 | 712.39 | 0 | 1206.29 | 0 | 413.66 | 1252.17
2054 | 8.2 | 1411.34 | 660 | 131.35 | 2202.69 | 740.21 | 177.65 | 11280.86 | 3120.55 | 14223.76 | 190.84 | 34171.1 | 5265.17 | 959.4 | 4428 | 4428 | 24.6 | 9827.7 | 313.54 | 23.49 | -57.67 | 11.71 | 23.49 | 0 | 0 | 0.2 | 0.2 | 1 | 0.2 | 0 | 7007.88 | 0 | 6595.26 | 0 | 16572.25 | 0 | 3995.72 | 0 | 1041.31 | 0 | 735.91 | 0 | 1619.17 | 0 | 445.85 | 1422.92
2055 | 8.2 | 1411.34 | 660 | 131.35 | 2202.69 | 740.21 | 177.65 | 11280.86 | 3120.55 | 14223.76 | 190.84 | 38824.68 | 3119.29 | 959.4 | 4428 | 4428 | 24.6 | 9827.7 | 314.25 | 24.2 | -57.49 | 11.88 | 23.9 | 0 | 0 | 0.2 | 0.2 | 1 | 0.2 | 0 | 10314.68 | 0 | 6302.91 | 0 | 16325.92 | 0 | 5881.18 | 0 | 766.34 | 0 | 351.65 | 0 | 797.55 | 0 | 328.12 | 875.64
2056 | 8.4 | 1411.34 | 660 | 131.35 | 2202.69 | 740.21 | 177.65 | 11280.86 | 3120.55 | 14223.76 | 190.84 | 13502.51 | 2194.14 | 959.4 | 4428 | 4428 | 24.6 | 9827.7 | 306.83 | 16.78 | -59.12 | 10.26 | 20 | 11.1 | 0 | 0.2 | 0.2 | 1 | 0.2 | 0 | 3793.32 | 0 | 2171.41 | 0 | 5374.92 | 0 | 2162.86 | 0 | 563.65 | 0 | 242.29 | 0 | 525.15 | 0 | 241.34 | 621.71
2057 | 8.2 | 1411.34 | 660 | 131.35 | 2202.69 | 740.21 | 177.65 | 11280.86 | 3120.55 | 14223.76 | 190.84 | 65815.34 | 4564.71 | 959.4 | 4428 | 4428 | 24.6 | 9827.7 | 322.36 | 32.31 | -55.52 | 13.85 | 23.9 | 0 | 0 | 0.2 | 0.2 | 1 | 0.2 | 0 | 9588.78 | 0 | 5467.29 | 0 | 42656.25 | 0 | 8103.02 | 0 | 712.4 | 0 | 305.03 | 0 | 2083.84 | 0 | 452.08 | 1011.37
2058 | 7.9 | 1411.34 | 660 | 131.35 | 2202.69 | 740.21 | 444.13 | 11547.34 | 3387.03 | 14490.24 | 190.84 | 9696.25 | 1511.3 | 2398.5 | 11070 | 11070 | 61.5 | 24569.25 | 289.43 | 18.45 | -57.69 | 10.43 | 20 | 5.72 | 0 | 0.5 | 0.5 | 1 | 0.5 | 0 | 2363.66 | 0 | 1347.7 | 0 | 4388.61 | 0 | 1596.29 | 0 | 351.22 | 0 | 150.38 | 0 | 428.78 | 0 | 178.12 | 402.8
2059 | 5.8 | 1411.34 | 660 | 131.35 | 2202.69 | 740.21 | 444.13 | 11547.34 | 3387.03 | 14490.24 | 190.84 | 15034.73 | 1003.16 | 2398.5 | 11070 | 11070 | 61.5 | 24569.25 | 288.69 | 17.71 | -59.43 | 8.69 | 20 | 8.44 | 0 | 0.5 | 0.5 | 1 | 0.5 | 0 | 2153.65 | 0 | 1227.96 | 0 | 8556.84 | 0 | 3096.28 | 0 | 160.01 | 0 | 68.51 | 0 | 418.02 | 0 | 172.74 | 183.89
2060 | 4 | 1411.34 | 660 | 131.35 | 2202.69 | 740.21 | 444.13 | 11547.34 | 3387.03 | 14490.24 | 190.84 | 0 | 0 | 2398.5 | 11070 | 11070 | 61.5 | 24569.25 | 282.69 | 11.71 | -62.3 | 5.82 | 20 | 30.58 | 0 | 0.5 | 0.5 | 1 | 0.5 | 0 | 0 | 0 | 0 | 0 | 0 | 0 | 0 | 0 | 0 | 0 | 0 | 0 | 0 | 0 | 0 | 0
2061 | 1.9 | 1411.34 | 660 | 131.35 | 2202.69 | 740.21 | 444.13 | 11547.34 | 3387.03 | 14490.24 | 190.84 | 0 | 0 | 2398.5 | 11070 | 11070 | 61.5 | 24569.25 | 280.76 | 9.79 | -64.37 | 3.74 | 20 | 37.69 | 0 | 0.5 | 0.5 | 1 | 0.5 | 0 | 0 | 0 | 0 | 0 | 0 | 0 | 0 | 0 | 0 | 0 | 0 | 0 | 0 | 0 | 0 | 0
2062 | 0.9 | 1411.34 | 660 | 131.35 | 2202.69 | 740.21 | 444.13 | 11547.34 | 3387.03 | 14490.24 | 190.84 | 0 | 0 | 2398.5 | 11070 | 11070 | 61.5 | 24569.25 | 279.85 | 8.87 | -65.36 | 2.76 | 20 | 41.08 | 0 | 0.5 | 0.5 | 1 | 0.5 | 0 | 0 | 0 | 0 | 0 | 0 | 0 | 0 | 0 | 0 | 0 | 0 | 0 | 0 | 0 | 0 | 0
2063 | 1.3 | 1411.34 | 660 | 131.35 | 2202.69 | 740.21 | 444.13 | 11547.34 | 3387.03 | 14490.24 | 190.84 | 0 | 0 | 2398.5 | 11070 | 11070 | 61.5 | 24569.25 | 280.21 | 9.24 | -64.96 | 3.15 | 20 | 39.72 | 0 | 0.5 | 0.5 | 1 | 0.5 | 0 | 0 | 0 | 0 | 0 | 0 | 0 | 0 | 0 | 0 | 0 | 0 | 0 | 0 | 0 | 0 | 0
2064 | 2.3 | 1411.34 | 660 | 131.35 | 2202.69 | 740.21 | 444.13 | 11547.34 | 3387.03 | 14490.24 | 190.84 | 0 | 0 | 2398.5 | 11070 | 11070 | 61.5 | 24569.25 | 281.13 | 10.15 | -63.98 | 4.14 | 20 | 36.34 | 0 | 0.5 | 0.5 | 1 | 0.5 | 0 | 0 | 0 | 0 | 0 | 0 | 0 | 0 | 0 | 0 | 0 | 0 | 0 | 0 | 0 | 0 | 0
2065 | 2.9 | 1411.34 | 660 | 131.35 | 2202.69 | 740.21 | 444.13 | 11547.34 | 3387.03 | 14490.24 | 190.84 | 0 | 0 | 2398.5 | 2214 | 2214 | 61.5 | 6857.25 | 276.88 | 5.91 | -64.59 | 3.52 | 20 | 52.02 | 0 | 0.5 | 0.1 | 0.5 | 0.5 | 0 | 0 | 0 | 0 | 0 | 0 | 0 | 0 | 0 | 0 | 0 | 0 | 0 | 0 | 0 | 0 | 0
2066 | 3.3 | 1411.34 | 660 | 131.35 | 2202.69 | 740.21 | 444.13 | 11547.34 | 3387.03 | 14490.24 | 190.84 | 0 | 0 | 2398.5 | 2214 | 2214 | 61.5 | 6857.25 | 277.25 | 6.27 | -64.2 | 3.92 | 20 | 50.66 | 0 | 0.5 | 0.1 | 0.5 | 0.5 | 0 | 0 | 0 | 0 | 0 | 0 | 0 | 0 | 0 | 0 | 0 | 0 | 0 | 0 | 0 | 0 | 0
2067 | 3.7 | 1411.34 | 660 | 131.35 | 2202.69 | 740.21 | 444.13 | 11547.34 | 3387.03 | 14490.24 | 190.84 | 0 | 0 | 2398.5 | 2214 | 2214 | 61.5 | 6857.25 | 277.62 | 6.64 | -63.8 | 4.31 | 20 | 49.31 | 0 | 0.5 | 0.1 | 0.5 | 0.5 | 0 | 0 | 0 | 0 | 0 | 0 | 0 | 0 | 0 | 0 | 0 | 0 | 0 | 0 | 0 | 0 | 0
2068 | 4.2 | 1411.34 | 660 | 131.35 | 2202.69 | 740.21 | 444.13 | 11547.34 | 3387.03 | 14490.24 | 190.84 | 0 | 0 | 2398.5 | 2214 | 2214 | 61.5 | 6857.25 | 278.07 | 7.1 | -63.31 | 4.81 | 20 | 47.61 | 0 | 0.5 | 0.1 | 0.5 | 0.5 | 0 | 0 | 0 | 0 | 0 | 0 | 0 | 0 | 0 | 0 | 0 | 0 | 0 | 0 | 0 | 0 | 0
2069 | 4.4 | 1411.34 | 660 | 131.35 | 2202.69 | 740.21 | 444.13 | 11547.34 | 3387.03 | 14490.24 | 190.84 | 0 | 0 | 2398.5 | 2214 | 2214 | 61.5 | 6857.25 | 278.26 | 7.28 | -63.11 | 5 | 20 | 46.93 | 0 | 0.5 | 0.1 | 0.5 | 0.5 | 0 | 0 | 0 | 0 | 0 | 0 | 0 | 0 | 0 | 0 | 0 | 0 | 0 | 0 | 0 | 0 | 0
2070 | 4.4 | 1411.34 | 660 | 131.35 | 2202.69 | 740.21 | 444.13 | 11547.34 | 3387.03 | 14490.24 | 190.84 | 0 | 0 | 2398.5 | 2214 | 2214 | 61.5 | 6857.25 | 278.26 | 7.28 | -63.11 | 5 | 20 | 46.93 | 0 | 0.5 | 0.1 | 0.5 | 0.5 | 0 | 0 | 0 | 0 | 0 | 0 | 0 | 0 | 0 | 0 | 0 | 0 | 0 | 0 | 0 | 0 | 0
2071 | 4.7 | 1411.34 | 660 | 131.35 | 2202.69 | 740.21 | 444.13 | 11547.34 | 3387.03 | 14490.24 | 190.84 | 549.17 | 45.24 | 2398.5 | 2214 | 2214 | 61.5 | 6857.25 | 278.69 | 7.72 | -62.77 | 5.34 | 20 | 45.32 | 0 | 0.5 | 0.1 | 0.5 | 0.5 | 0 | 158.1 | 0 | 90.14 | 0 | 210.79 | 0 | 90.14 | 0 | 11.75 | 0 | 5.03 | 0 | 10.3 | 0 | 5.03 | 13.13
2072 | 5.6 | 1411.34 | 660 | 131.35 | 2202.69 | 740.21 | 177.65 | 11280.86 | 3120.55 | 14223.76 | 190.84 | 10110.81 | 775.16 | 959.4 | 4428 | 4428 | 24.6 | 9827.7 | 302.75 | 12.7 | -62.21 | 7.16 | 20 | 25.18 | 0 | 0.2 | 0.2 | 1 | 0.2 | 0 | 4413.79 | 0 | 2593.66 | 0 | 2173.79 | 0 | 929.58 | 0 | 327.92 | 0 | 144.7 | 0 | 106.19 | 0 | 51.86 | 144.48
2073 | 6.5 | 1411.34 | 660 | 131.35 | 2202.69 | 740.21 | 177.65 | 11280.86 | 3120.55 | 14223.76 | 190.84 | 22927.88 | 1820.79 | 959.4 | 4428 | 4428 | 24.6 | 9827.7 | 307.58 | 17.53 | -60.36 | 9.01 | 20 | 8.51 | 0 | 0.2 | 0.2 | 1 | 0.2 | 0 | 8023.29 | 0 | 5715.38 | 0 | 6436.68 | 0 | 2752.53 | 0 | 596.09 | 0 | 318.87 | 0 | 314.44 | 0 | 153.57 | 437.82
2074 | 7.7 | 1411.34 | 660 | 131.35 | 2202.69 | 740.21 | 177.65 | 11280.86 | 3120.55 | 14223.76 | 190.84 | 34192.74 | 2765.58 | 959.4 | 4428 | 4428 | 24.6 | 9827.7 | 312.21 | 22.16 | -58.33 | 11.04 | 22.16 | 0 | 0 | 0.2 | 0.2 | 1 | 0.2 | 0 | 10383.12 | 0 | 8559.83 | 0 | 10681.88 | 0 | 4567.91 | 0 | 771.42 | 0 | 477.56 | 0 | 521.83 | 0 | 254.85 | 739.92
2075 | 9.1 | 1411.34 | 660 | 131.35 | 2202.69 | 740.21 | 177.65 | 11280.86 | 3120.55 | 14223.76 | 190.84 | 51851 | 4229.84 | 959.4 | 4428 | 4428 | 24.6 | 9827.7 | 319.11 | 29.06 | -55.62 | 13.75 | 23.9 | 0 | 0 | 0.2 | 0.2 | 1 | 0.2 | 0 | 13127.84 | 0 | 16108.67 | 0 | 15840.57 | 0 | 6773.93 | 0 | 975.34 | 0 | 898.72 | 0 | 773.84 | 0 | 377.92 | 1204.01
2076 | 10.3 | 1411.34 | 660 | 131.35 | 2202.69 | 740.21 | 177.65 | 11280.86 | 3120.55 | 14223.76 | 190.84 | 41376.65 | 6581.93 | 959.4 | 4428 | 4428 | 24.6 | 9827.7 | 317.91 | 27.86 | -55 | 14.37 | 23.9 | 0 | 0 | 0.2 | 0.2 | 1 | 0.2 | 0 | 7152.96 | 0 | 15115.04 | 0 | 15030.2 | 0 | 4078.44 | 0 | 1062.87 | 0 | 1686.57 | 0 | 1468.51 | 0 | 455.08 | 1908.91
2077 | 11.6 | 1411.34 | 660 | 131.35 | 2202.69 | 740.21 | 177.65 | 11280.86 | 3120.55 | 14223.76 | 190.84 | 56542.7 | 8571.34 | 959.4 | 4428 | 4428 | 24.6 | 9827.7 | 324.06 | 34.01 | -52.53 | 16.84 | 23.9 | 0 | 0 | 0.2 | 0.2 | 1 | 0.2 | 0 | 6928.65 | 0 | 17625.56 | 0 | 28037.94 | 0 | 3950.55 | 0 | 1029.54 | 0 | 1966.7 | 0 | 2739.41 | 0 | 440.81 | 2394.89
2078 | 11.4 | 1411.34 | 660 | 131.35 | 2202.69 | 740.21 | 177.65 | 11280.86 | 3120.55 | 14223.76 | 190.84 | 74491.72 | 10806.18 | 959.4 | 4428 | 4428 | 24.6 | 9827.7 | 329.73 | 39.68 | -51.33 | 18.05 | 23.9 | 0 | 0 | 0.2 | 0.2 | 1 | 0.2 | 0 | 6045.9 | 0 | 17547.06 | 0 | 47451.54 | 0 | 3447.22 | 0 | 898.37 | 0 | 1957.94 | 0 | 4636.19 | 0 | 384.65 | 2929.03
2079 | 11.6 | 1411.34 | 660 | 131.35 | 2202.69 | 740.21 | 177.65 | 11280.86 | 3120.55 | 14223.76 | 190.84 | 69939.1 | 9767.67 | 959.4 | 4428 | 4428 | 24.6 | 9827.7 | 328.29 | 38.24 | -51.52 | 17.86 | 23.9 | 0 | 0 | 0.2 | 0.2 | 1 | 0.2 | 0 | 5933.8 | 0 | 10260.14 | 0 | 50361.86 | 0 | 3383.31 | 0 | 881.71 | 0 | 1144.85 | 0 | 4920.54 | 0 | 377.52 | 2443.05
2080 | 11.4 | 1411.34 | 660 | 131.35 | 2202.69 | 740.21 | 177.65 | 11280.86 | 3120.55 | 14223.76 | 190.84 | 61146.23 | 8297.93 | 959.4 | 4428 | 4428 | 24.6 | 9827.7 | 325.14 | 35.09 | -52.43 | 16.95 | 23.9 | 0 | 0 | 0.2 | 0.2 | 1 | 0.2 | 0 | 5613.72 | 0 | 4211.49 | 0 | 48120.21 | 0 | 3200.81 | 0 | 834.15 | 0 | 469.93 | 0 | 4701.53 | 0 | 357.15 | 1935.17
2081 | 10.9 | 1411.34 | 660 | 131.35 | 2202.69 | 740.21 | 177.65 | 11280.86 | 3120.55 | 14223.76 | 190.84 | 53486.87 | 6960.46 | 959.4 | 4428 | 4428 | 24.6 | 9827.7 | 322.07 | 32.02 | -53.54 | 15.83 | 23.9 | 0 | 0 | 0.2 | 0.2 | 1 | 0.2 | 0 | 4754.83 | 0 | 2711.09 | 0 | 40239.26 | 0 | 5781.7 | 0 | 706.53 | 0 | 302.51 | 0 | 3931.53 | 0 | 645.13 | 1374.76
2082 | 9.9 | 1411.34 | 660 | 131.35 | 2202.69 | 740.21 | 444.13 | 11547.34 | 3387.03 | 14490.24 | 190.84 | 30125.53 | 3911.92 | 2398.5 | 11070 | 11070 | 61.5 | 24569.25 | 297.45 | 26.47 | -54.16 | 13.96 | 23.9 | 0 | 0 | 0.5 | 0.5 | 1 | 0.5 | 0 | 3294 | 0 | 1878.16 | 0 | 19912.81 | 0 | 5040.56 | 0 | 489.46 | 0 | 209.57 | 0 | 1945.56 | 0 | 562.44 | 704.89
2083 | 8.4 | 1411.34 | 660 | 131.35 | 2202.69 | 740.21 | 444.13 | 11547.34 | 3387.03 | 14490.24 | 190.84 | 6037.22 | 837.8 | 2398.5 | 11070 | 11070 | 61.5 | 24569.25 | 288.71 | 17.73 | -57.49 | 10.63 | 20 | 8.36 | 0 | 0.5 | 0.5 | 1 | 0.5 | 0 | 1029.27 | 0 | 586.86 | 0 | 3220.23 | 0 | 1200.86 | 0 | 152.94 | 0 | 65.48 | 0 | 314.63 | 0 | 133.99 | 170.75
2084 | 5.6 | 1411.34 | 660 | 131.35 | 2202.69 | 740.21 | 444.13 | 11547.34 | 3387.03 | 14490.24 | 190.84 | 0 | 0 | 2398.5 | 11070 | 11070 | 61.5 | 24569.25 | 284.16 | 13.18 | -60.72 | 7.4 | 20 | 25.16 | 0 | 0.5 | 0.5 | 1 | 0.5 | 0 | 0 | 0 | 0 | 0 | 0 | 0 | 0 | 0 | 0 | 0 | 0 | 0 | 0 | 0 | 0 | 0
2085 | 3.4 | 1411.34 | 660 | 131.35 | 2202.69 | 740.21 | 444.13 | 11547.34 | 3387.03 | 14490.24 | 190.84 | 0 | 0 | 2398.5 | 11070 | 11070 | 61.5 | 24569.25 | 282.14 | 11.16 | -62.89 | 5.22 | 20 | 32.61 | 0 | 0.5 | 0.5 | 1 | 0.5 | 0 | 0 | 0 | 0 | 0 | 0 | 0 | 0 | 0 | 0 | 0 | 0 | 0 | 0 | 0 | 0 | 0
2086 | 2.3 | 1411.34 | 660 | 131.35 | 2202.69 | 740.21 | 444.13 | 11547.34 | 3387.03 | 14490.24 | 190.84 | 0 | 0 | 2398.5 | 11070 | 11070 | 61.5 | 24569.25 | 281.13 | 10.15 | -63.98 | 4.14 | 20 | 36.34 | 0 | 0.5 | 0.5 | 1 | 0.5 | 0 | 0 | 0 | 0 | 0 | 0 | 0 | 0 | 0 | 0 | 0 | 0 | 0 | 0 | 0 | 0 | 0
2087 | 2 | 1411.34 | 660 | 131.35 | 2202.69 | 740.21 | 444.13 | 11547.34 | 3387.03 | 14490.24 | 190.84 | 0 | 0 | 2398.5 | 11070 | 11070 | 61.5 | 24569.25 | 280.86 | 9.88 | -64.27 | 3.84 | 20 | 37.35 | 0 | 0.5 | 0.5 | 1 | 0.5 | 0 | 0 | 0 | 0 | 0 | 0 | 0 | 0 | 0 | 0 | 0 | 0 | 0 | 0 | 0 | 0 | 0
2088 | 0.7 | 1411.34 | 660 | 131.35 | 2202.69 | 740.21 | 444.13 | 11547.34 | 3387.03 | 14490.24 | 190.84 | 0 | 0 | 2398.5 | 11070 | 11070 | 61.5 | 24569.25 | 279.66 | 8.69 | -65.56 | 2.56 | 20 | 41.75 | 0 | 0.5 | 0.5 | 1 | 0.5 | 0 | 0 | 0 | 0 | 0 | 0 | 0 | 0 | 0 | 0 | 0 | 0 | 0 | 0 | 0 | 0 | 0
2089 | 0.1 | 1411.34 | 660 | 131.35 | 2202.69 | 740.21 | 444.13 | 11547.34 | 3387.03 | 14490.24 | 190.84 | 0 | 0 | 2398.5 | 2214 | 2214 | 61.5 | 6857.25 | 274.31 | 3.34 | -67.35 | 0.76 | 20 | 61.5 | 0 | 0.5 | 0.1 | 0.5 | 0.5 | 0 | 0 | 0 | 0 | 0 | 0 | 0 | 0 | 0 | 0 | 0 | 0 | 0 | 0 | 0 | 0 | 0
2090 | -0.1 | 1411.34 | 660 | 131.35 | 2202.69 | 740.21 | 444.13 | 11547.34 | 3387.03 | 14490.24 | 190.84 | 0 | 0 | 2398.5 | 2214 | 2214 | 61.5 | 6857.25 | 274.13 | 3.15 | -67.55 | 0.56 | 20 | 62.18 | 0 | 0.5 | 0.1 | 0.5 | 0.5 | 0 | 0 | 0 | 0 | 0 | 0 | 0 | 0 | 0 | 0 | 0 | 0 | 0 | 0 | 0 | 0 | 0
2091 | 1.2 | 1411.34 | 660 | 131.35 | 2202.69 | 740.21 | 444.13 | 11547.34 | 3387.03 | 14490.24 | 190.84 | 0 | 0 | 2398.5 | 2214 | 2214 | 61.5 | 6857.25 | 275.32 | 4.34 | -66.27 | 1.85 | 20 | 57.77 | 0 | 0.5 | 0.1 | 0.5 | 0.5 | 0 | 0 | 0 | 0 | 0 | 0 | 0 | 0 | 0 | 0 | 0 | 0 | 0 | 0 | 0 | 0 | 0
2092 | 3 | 1411.34 | 660 | 131.35 | 2202.69 | 740.21 | 444.13 | 11547.34 | 3387.03 | 14490.24 | 190.84 | 0 | 0 | 2398.5 | 2214 | 2214 | 61.5 | 6857.25 | 276.97 | 6 | -64.49 | 3.62 | 20 | 51.68 | 0 | 0.5 | 0.1 | 0.5 | 0.5 | 0 | 0 | 0 | 0 | 0 | 0 | 0 | 0 | 0 | 0 | 0 | 0 | 0 | 0 | 0 | 0 | 0
2093 | 3.5 | 1411.34 | 660 | 131.35 | 2202.69 | 740.21 | 444.13 | 11547.34 | 3387.03 | 14490.24 | 190.84 | 0 | 0 | 2398.5 | 2214 | 2214 | 61.5 | 6857.25 | 277.43 | 6.46 | -64 | 4.12 | 20 | 49.98 | 0 | 0.5 | 0.1 | 0.5 | 0.5 | 0 | 0 | 0 | 0 | 0 | 0 | 0 | 0 | 0 | 0 | 0 | 0 | 0 | 0 | 0 | 0 | 0
2094 | 3.9 | 1411.34 | 660 | 131.35 | 2202.69 | 740.21 | 444.13 | 11547.34 | 3387.03 | 14490.24 | 190.84 | 0 | 0 | 2398.5 | 2214 | 2214 | 61.5 | 6857.25 | 277.8 | 6.82 | -63.6 | 4.51 | 20 | 48.63 | 0 | 0.5 | 0.1 | 0.5 | 0.5 | 0 | 0 | 0 | 0 | 0 | 0 | 0 | 0 | 0 | 0 | 0 | 0 | 0 | 0 | 0 | 0 | 0
2095 | 3.5 | 1411.34 | 660 | 131.35 | 2202.69 | 740.21 | 444.13 | 11547.34 | 3387.03 | 14490.24 | 190.84 | 1099.24 | 90.52 | 2398.5 | 2214 | 2214 | 61.5 | 6857.25 | 277.75 | 6.78 | -63.92 | 4.2 | 20 | 48.79 | 0 | 0.5 | 0.1 | 0.5 | 0.5 | 0 | 316.45 | 0 | 180.43 | 0 | 421.93 | 0 | 180.43 | 0 | 23.51 | 0 | 10.07 | 0 | 20.61 | 0 | 10.07 | 26.27
2096 | 5.1 | 1411.34 | 660 | 131.35 | 2202.69 | 740.21 | 177.65 | 11280.86 | 3120.55 | 14223.76 | 190.84 | 24923.15 | 1843.57 | 959.4 | 4428 | 4428 | 24.6 | 9827.7 | 306.9 | 16.85 | -61.6 | 7.77 | 20 | 10.86 | 0 | 0.2 | 0.2 | 1 | 0.2 | 0 | 12544.99 | 0 | 7390.51 | 0 | 3493.65 | 0 | 1494 | 0 | 932.04 | 0 | 412.32 | 0 | 170.67 | 0 | 83.35 | 245.18
2097 | 6.9 | 1411.34 | 660 | 131.35 | 2202.69 | 740.21 | 177.65 | 11280.86 | 3120.55 | 14223.76 | 190.84 | 28388.73 | 2238.55 | 959.4 | 4428 | 4428 | 24.6 | 9827.7 | 309.65 | 19.6 | -59.56 | 9.81 | 20 | 1.38 | 0 | 0.2 | 0.2 | 1 | 0.2 | 0 | 10404.45 | 0 | 7682.69 | 0 | 7215.86 | 0 | 3085.73 | 0 | 773 | 0 | 428.63 | 0 | 352.51 | 0 | 172.16 | 512.25
2098 | 8.8 | 1411.34 | 660 | 131.35 | 2202.69 | 740.21 | 177.65 | 11280.86 | 3120.55 | 14223.76 | 190.84 | 46584.85 | 3718.73 | 959.4 | 4428 | 4428 | 24.6 | 9827.7 | 317.08 | 27.03 | -56.32 | 13.05 | 23.9 | 0 | 0 | 0.2 | 0.2 | 1 | 0.2 | 0 | 14605.55 | 0 | 13977.62 | 0 | 12609.47 | 0 | 5392.21 | 0 | 1085.13 | 0 | 779.83 | 0 | 616 | 0 | 300.84 | 936.94
2099 | 11 | 1411.34 | 660 | 131.35 | 2202.69 | 740.21 | 177.65 | 11280.86 | 3120.55 | 14223.76 | 190.84 | 34333.67 | 5645.72 | 959.4 | 4428 | 4428 | 24.6 | 9827.7 | 316.23 | 26.18 | -54.87 | 14.51 | 23.9 | 0 | 0 | 0.2 | 0.2 | 1 | 0.2 | 0 | 7910.89 | 0 | 14087.34 | 0 | 8640.49 | 0 | 3694.95 | 0 | 1175.49 | 0 | 1571.9 | 0 | 844.21 | 0 | 412.29 | 1641.83
2100 | 12 | 1411.34 | 660 | 131.35 | 2202.69 | 740.21 | 177.65 | 11280.86 | 3120.55 | 14223.76 | 190.84 | 45325.96 | 7248.63 | 959.4 | 4428 | 4428 | 24.6 | 9827.7 | 320.79 | 30.74 | -53.01 | 16.37 | 23.9 | 0 | 0 | 0.2 | 0.2 | 1 | 0.2 | 0 | 6860.69 | 0 | 18291.9 | 0 | 16261.57 | 0 | 3911.8 | 0 | 1019.44 | 0 | 2041.05 | 0 | 1588.82 | 0 | 436.49 | 2162.84
2101 | 12.4 | 1411.34 | 660 | 131.35 | 2202.69 | 740.21 | 177.65 | 11280.86 | 3120.55 | 14223.76 | 190.84 | 22243.2 | 3596.57 | 959.4 | 4428 | 4428 | 24.6 | 9827.7 | 313.39 | 23.34 | -54.47 | 14.91 | 23.34 | 0 | 0 | 0.2 | 0.2 | 1 | 0.2 | 0 | 5886.59 | 0 | 4111.87 | 0 | 8888.35 | 0 | 3356.39 | 0 | 874.7 | 0 | 458.81 | 0 | 868.43 | 0 | 374.51 | 1020.13
2102 | 12.8 | 1411.34 | 660 | 131.35 | 2202.69 | 740.21 | 177.65 | 11280.86 | 3120.55 | 14223.76 | 190.84 | 71463.38 | 5509.59 | 959.4 | 4428 | 4428 | 24.6 | 9827.7 | 328.56 | 38.52 | -50.52 | 18.85 | 23.9 | 0 | 0 | 0.2 | 0.2 | 1 | 0.2 | 0 | 14462.82 | 0 | 13821.53 | 0 | 34932.68 | 0 | 8246.34 | 0 | 1074.52 | 0 | 771.12 | 0 | 1706.53 | 0 | 460.07 | 1497.35
2103 | 13.4 | 1411.34 | 660 | 131.35 | 2202.69 | 740.21 | 177.65 | 11280.86 | 3120.55 | 14223.76 | 190.84 | 42692.97 | 6293.62 | 959.4 | 4428 | 4428 | 24.6 | 9827.7 | 321.01 | 30.96 | -51.87 | 17.5 | 23.9 | 0 | 0 | 0.2 | 0.2 | 1 | 0.2 | 0 | 7076.59 | 0 | 6534.1 | 0 | 25047.39 | 0 | 4034.89 | 0 | 1051.52 | 0 | 729.09 | 0 | 2447.22 | 0 | 450.22 | 1615.56
2104 | 13.3 | 1411.34 | 660 | 131.35 | 2202.69 | 740.21 | 177.65 | 11280.86 | 3120.55 | 14223.76 | 190.84 | 18605.55 | 2965.99 | 959.4 | 4428 | 4428 | 24.6 | 9827.7 | 312.97 | 22.92 | -53.87 | 15.5 | 22.92 | 0 | 0 | 0.2 | 0.2 | 1 | 0.2 | 0 | 4797.77 | 0 | 2778.78 | 0 | 8293.43 | 0 | 2735.57 | 0 | 712.91 | 0 | 310.06 | 0 | 810.3 | 0 | 305.24 | 827.48
2105 | 13.1 | 1411.34 | 660 | 131.35 | 2202.69 | 740.21 | 177.65 | 11280.86 | 3120.55 | 14223.76 | 190.84 | 45102.7 | 3316.87 | 959.4 | 4428 | 4428 | 24.6 | 9827.7 | 320.54 | 30.49 | -52.21 | 17.17 | 23.9 | 0 | 0 | 0.2 | 0.2 | 1 | 0.2 | 0 | 8705.86 | 0 | 4963.87 | 0 | 25205.42 | 0 | 6227.55 | 0 | 646.81 | 0 | 276.94 | 0 | 1231.33 | 0 | 347.44 | 814.35
2106 | 12.6 | 1411.34 | 660 | 131.35 | 2202.69 | 740.21 | 444.13 | 11547.34 | 3387.03 | 14490.24 | 190.84 | 6938.49 | 1120.12 | 2398.5 | 11070 | 11070 | 61.5 | 24569.25 | 292.89 | 21.91 | -53.26 | 14.85 | 21.91 | 0 | 0 | 0.5 | 0.5 | 1 | 0.5 | 0 | 1890.01 | 0 | 1077.64 | 0 | 2829.3 | 0 | 1141.53 | 0 | 280.84 | 0 | 120.25 | 0 | 276.43 | 0 | 127.37 | 315.23
2107 | 11 | 1411.34 | 660 | 131.35 | 2202.69 | 740.21 | 444.13 | 11547.34 | 3387.03 | 14490.24 | 190.84 | 6404.8 | 503.42 | 2398.5 | 11070 | 11070 | 61.5 | 24569.25 | 291.05 | 20.07 | -54.92 | 13.2 | 20.07 | 0 | 0 | 0.5 | 0.5 | 1 | 0.5 | 0 | 1598.69 | 0 | 911.54 | 0 | 2768.92 | 0 | 1125.65 | 0 | 118.78 | 0 | 50.86 | 0 | 135.27 | 0 | 62.8 | 135.72
2108 | 9.6 | 1411.34 | 660 | 131.35 | 2202.69 | 740.21 | 444.13 | 11547.34 | 3387.03 | 14490.24 | 190.84 | 0 | 0 | 2398.5 | 11070 | 11070 | 61.5 | 24569.25 | 287.83 | 16.86 | -56.77 | 11.34 | 20 | 11.6 | 0 | 0.5 | 0.5 | 1 | 0.5 | 0 | 0 | 0 | 0 | 0 | 0 | 0 | 0 | 0 | 0 | 0 | 0 | 0 | 0 | 0 | 0 | 0
2109 | 8.3 | 1411.34 | 660 | 131.35 | 2202.69 | 740.21 | 444.13 | 11547.34 | 3387.03 | 14490.24 | 190.84 | 0 | 0 | 2398.5 | 11070 | 11070 | 61.5 | 24569.25 | 286.64 | 15.66 | -58.05 | 10.06 | 20 | 16.01 | 0 | 0.5 | 0.5 | 1 | 0.5 | 0 | 0 | 0 | 0 | 0 | 0 | 0 | 0 | 0 | 0 | 0 | 0 | 0 | 0 | 0 | 0 | 0
2110 | 7.2 | 1411.34 | 660 | 131.35 | 2202.69 | 740.21 | 444.13 | 11547.34 | 3387.03 | 14490.24 | 190.84 | 0 | 0 | 2398.5 | 11070 | 11070 | 61.5 | 24569.25 | 285.63 | 14.65 | -59.14 | 8.97 | 20 | 19.74 | 0 | 0.5 | 0.5 | 1 | 0.5 | 0 | 0 | 0 | 0 | 0 | 0 | 0 | 0 | 0 | 0 | 0 | 0 | 0 | 0 | 0 | 0 | 0
2111 | 7.3 | 1411.34 | 660 | 131.35 | 2202.69 | 740.21 | 444.13 | 11547.34 | 3387.03 | 14490.24 | 190.84 | 0 | 0 | 2398.5 | 11070 | 11070 | 61.5 | 24569.25 | 285.72 | 14.74 | -59.04 | 9.07 | 20 | 19.4 | 0 | 0.5 | 0.5 | 1 | 0.5 | 0 | 0 | 0 | 0 | 0 | 0 | 0 | 0 | 0 | 0 | 0 | 0 | 0 | 0 | 0 | 0 | 0
2112 | 6.8 | 1411.34 | 660 | 131.35 | 2202.69 | 740.21 | 444.13 | 11547.34 | 3387.03 | 14490.24 | 190.84 | 0 | 0 | 2398.5 | 11070 | 11070 | 61.5 | 24569.25 | 285.26 | 14.28 | -59.53 | 8.58 | 20 | 21.09 | 0 | 0.5 | 0.5 | 1 | 0.5 | 0 | 0 | 0 | 0 | 0 | 0 | 0 | 0 | 0 | 0 | 0 | 0 | 0 | 0 | 0 | 0 | 0
2113 | 5.9 | 1411.34 | 660 | 131.35 | 2202.69 | 740.21 | 444.13 | 11547.34 | 3387.03 | 14490.24 | 190.84 | 0 | 0 | 2398.5 | 2214 | 2214 | 61.5 | 6857.25 | 279.63 | 8.66 | -61.63 | 6.49 | 20 | 41.85 | 0 | 0.5 | 0.1 | 0.5 | 0.5 | 0 | 0 | 0 | 0 | 0 | 0 | 0 | 0 | 0 | 0 | 0 | 0 | 0 | 0 | 0 | 0 | 0
2114 | 5.2 | 1411.34 | 660 | 131.35 | 2202.69 | 740.21 | 444.13 | 11547.34 | 3387.03 | 14490.24 | 190.84 | 0 | 0 | 2398.5 | 2214 | 2214 | 61.5 | 6857.25 | 278.99 | 8.02 | -62.32 | 5.79 | 20 | 44.22 | 0 | 0.5 | 0.1 | 0.5 | 0.5 | 0 | 0 | 0 | 0 | 0 | 0 | 0 | 0 | 0 | 0 | 0 | 0 | 0 | 0 | 0 | 0 | 0
2115 | 4.9 | 1411.34 | 660 | 131.35 | 2202.69 | 740.21 | 444.13 | 11547.34 | 3387.03 | 14490.24 | 190.84 | 0 | 0 | 2398.5 | 2214 | 2214 | 61.5 | 6857.25 | 278.72 | 7.74 | -62.62 | 5.5 | 20 | 45.24 | 0 | 0.5 | 0.1 | 0.5 | 0.5 | 0 | 0 | 0 | 0 | 0 | 0 | 0 | 0 | 0 | 0 | 0 | 0 | 0 | 0 | 0 | 0 | 0
2116 | 4.7 | 1411.34 | 660 | 131.35 | 2202.69 | 740.21 | 444.13 | 11547.34 | 3387.03 | 14490.24 | 190.84 | 0 | 0 | 2398.5 | 2214 | 2214 | 61.5 | 6857.25 | 278.53 | 7.56 | -62.81 | 5.3 | 20 | 45.92 | 0 | 0.5 | 0.1 | 0.5 | 0.5 | 0 | 0 | 0 | 0 | 0 | 0 | 0 | 0 | 0 | 0 | 0 | 0 | 0 | 0 | 0 | 0 | 0
2117 | 4.1 | 1411.34 | 660 | 131.35 | 2202.69 | 740.21 | 444.13 | 11547.34 | 3387.03 | 14490.24 | 190.84 | 0 | 0 | 2398.5 | 2214 | 2214 | 61.5 | 6857.25 | 277.98 | 7.01 | -63.41 | 4.71 | 20 | 47.95 | 0 | 0.5 | 0.1 | 0.5 | 0.5 | 0 | 0 | 0 | 0 | 0 | 0 | 0 | 0 | 0 | 0 | 0 | 0 | 0 | 0 | 0 | 0 | 0
2118 | 3.8 | 1411.34 | 660 | 131.35 | 2202.69 | 740.21 | 444.13 | 11547.34 | 3387.03 | 14490.24 | 190.84 | 0 | 0 | 2398.5 | 2214 | 2214 | 61.5 | 6857.25 | 277.71 | 6.73 | -63.7 | 4.41 | 20 | 48.97 | 0 | 0.5 | 0.1 | 0.5 | 0.5 | 0 | 0 | 0 | 0 | 0 | 0 | 0 | 0 | 0 | 0 | 0 | 0 | 0 | 0 | 0 | 0 | 0
2119 | 4.7 | 1411.34 | 660 | 131.35 | 2202.69 | 740.21 | 444.13 | 11547.34 | 3387.03 | 14490.24 | 190.84 | 2017.99 | 166.12 | 2398.5 | 2214 | 2214 | 61.5 | 6857.25 | 279.13 | 8.15 | -62.67 | 5.45 | 20 | 43.73 | 0 | 0.5 | 0.1 | 0.5 | 0.5 | 0 | 580.94 | 0 | 331.24 | 0 | 774.58 | 0 | 331.24 | 0 | 43.16 | 0 | 18.48 | 0 | 37.84 | 0 | 18.48 | 48.16
2120 | 6.2 | 1411.34 | 660 | 131.35 | 2202.69 | 740.21 | 177.65 | 11280.86 | 3120.55 | 14223.76 | 190.84 | 56409.14 | 4162.31 | 959.4 | 4428 | 4428 | 24.6 | 9827.7 | 317.7 | 27.65 | -58.17 | 11.2 | 23.9 | 0 | 0 | 0.2 | 0.2 | 1 | 0.2 | 0 | 31136.99 | 0 | 18309.96 | 0 | 4876.74 | 0 | 2085.45 | 0 | 2313.34 | 0 | 1021.53 | 0 | 238.24 | 0 | 116.35 | 472.85
2121 | 9.4 | 1411.34 | 660 | 131.35 | 2202.69 | 740.21 | 177.65 | 11280.86 | 3120.55 | 14223.76 | 190.84 | 47081.67 | 7140.46 | 959.4 | 4428 | 4428 | 24.6 | 9827.7 | 318.91 | 28.86 | -55.46 | 13.92 | 23.9 | 0 | 0 | 0.2 | 0.2 | 1 | 0.2 | 0 | 21815.42 | 0 | 18775.52 | 0 | 4546.51 | 0 | 1944.23 | 0 | 3241.58 | 0 | 2095.01 | 0 | 444.21 | 0 | 216.94 | 1142.72
2122 | 11.5 | 1411.34 | 660 | 131.35 | 2202.69 | 740.21 | 177.65 | 11280.86 | 3120.55 | 14223.76 | 190.84 | 50470.15 | 8015.89 | 959.4 | 4428 | 4428 | 24.6 | 9827.7 | 322.05 | 32 | -53.09 | 16.29 | 23.9 | 0 | 0 | 0.2 | 0.2 | 1 | 0.2 | 0 | 17659.8 | 0 | 24392.89 | 0 | 5896.1 | 0 | 2521.36 | 0 | 2624.09 | 0 | 2721.81 | 0 | 576.07 | 0 | 281.34 | 1812.58
2123 | 12.8 | 1411.34 | 660 | 131.35 | 2202.69 | 740.21 | 177.65 | 11280.86 | 3120.55 | 14223.76 | 190.84 | 45436.17 | 7686.75 | 959.4 | 4428 | 4428 | 24.6 | 9827.7 | 321.67 | 31.62 | -52.18 | 17.2 | 23.9 | 0 | 0 | 0.2 | 0.2 | 1 | 0.2 | 0 | 8608.01 | 0 | 26894 | 0 | 6958.49 | 0 | 2975.67 | 0 | 1279.07 | 0 | 3000.89 | 0 | 679.87 | 0 | 332.03 | 2394.89
2124 | 14.1 | 1411.34 | 660 | 131.35 | 2202.69 | 740.21 | 177.65 | 11280.86 | 3120.55 | 14223.76 | 190.84 | 53137.21 | 8651.91 | 959.4 | 4428 | 4428 | 24.6 | 9827.7 | 325.36 | 35.31 | -50.29 | 19.08 | 23.9 | 0 | 0 | 0.2 | 0.2 | 1 | 0.2 | 0 | 5906.93 | 0 | 25234.68 | 0 | 18627.61 | 0 | 3367.99 | 0 | 877.72 | 0 | 2815.74 | 0 | 1819.99 | 0 | 375.81 | 2762.66
2125 | 15.2 | 1411.34 | 660 | 131.35 | 2202.69 | 740.21 | 177.65 | 11280.86 | 3120.55 | 14223.76 | 190.84 | 65343.9 | 9995.01 | 959.4 | 4428 | 4428 | 24.6 | 9827.7 | 330.28 | 40.24 | -48.27 | 21.11 | 23.9 | 0 | 0 | 0.2 | 0.2 | 1 | 0.2 | 0 | 6181.33 | 0 | 21978.76 | 0 | 33659.36 | 0 | 3524.44 | 0 | 918.49 | 0 | 2452.44 | 0 | 3288.65 | 0 | 393.27 | 2942.17
2126 | 15.5 | 1411.34 | 660 | 131.35 | 2202.69 | 740.21 | 177.65 | 11280.86 | 3120.55 | 14223.76 | 190.84 | 72557.92 | 10592.2 | 959.4 | 4428 | 4428 | 24.6 | 9827.7 | 332.82 | 42.77 | -47.43 | 21.94 | 23.9 | 0 | 0 | 0.2 | 0.2 | 1 | 0.2 | 0 | 6142.67 | 0 | 16909.85 | 0 | 46003 | 0 | 3502.4 | 0 | 912.75 | 0 | 1886.84 | 0 | 4494.67 | 0 | 390.81 | 2907.14
2127 | 16 | 1411.34 | 660 | 131.35 | 2202.69 | 740.21 | 177.65 | 11280.86 | 3120.55 | 14223.76 | 190.84 | 74031.66 | 10347.27 | 959.4 | 4428 | 4428 | 24.6 | 9827.7 | 333.63 | 43.58 | -46.85 | 22.52 | 23.9 | 0 | 0 | 0.2 | 0.2 | 1 | 0.2 | 0 | 5768.44 | 0 | 10662.54 | 0 | 54311.67 | 0 | 3289.02 | 0 | 857.14 | 0 | 1189.75 | 0 | 5306.45 | 0 | 367 | 2626.93
2128 | 16.2 | 1411.34 | 660 | 131.35 | 2202.69 | 740.21 | 177.65 | 11280.86 | 3120.55 | 14223.76 | 190.84 | 66307.38 | 8974.53 | 959.4 | 4428 | 4428 | 24.6 | 9827.7 | 331.17 | 41.12 | -47.29 | 22.09 | 23.9 | 0 | 0 | 0.2 | 0.2 | 1 | 0.2 | 0 | 5317.87 | 0 | 4001.64 | 0 | 53955.75 | 0 | 3032.12 | 0 | 790.19 | 0 | 446.51 | 0 | 5271.68 | 0 | 338.33 | 2127.82
2129 | 15.8 | 1411.34 | 660 | 131.35 | 2202.69 | 740.21 | 177.65 | 11280.86 | 3120.55 | 14223.76 | 190.84 | 60253.82 | 7768.04 | 959.4 | 4428 | 4428 | 24.6 | 9827.7 | 328.71 | 38.66 | -48.18 | 21.19 | 23.9 | 0 | 0 | 0.2 | 0.2 | 1 | 0.2 | 0 | 4622.74 | 0 | 2635.77 | 0 | 46514.15 | 0 | 6481.16 | 0 | 686.9 | 0 | 294.11 | 0 | 4544.61 | 0 | 723.18 | 1519.24
2130 | 15.3 | 1411.34 | 660 | 131.35 | 2202.69 | 740.21 | 444.13 | 11547.34 | 3387.03 | 14490.24 | 190.84 | 39151.2 | 4937.02 | 2398.5 | 11070 | 11070 | 61.5 | 24569.25 | 305.13 | 34.15 | -48.14 | 19.97 | 23.9 | 0 | 0 | 0.5 | 0.5 | 1 | 0.5 | 0 | 3484.37 | 0 | 1986.7 | 0 | 27010.18 | 0 | 6669.95 | 0 | 517.75 | 0 | 221.68 | 0 | 2639 | 0 | 744.25 | 814.35
2131 | 13.8 | 1411.34 | 660 | 131.35 | 2202.69 | 740.21 | 444.13 | 11547.34 | 3387.03 | 14490.24 | 190.84 | 8735.04 | 1171.96 | 2398.5 | 11070 | 11070 | 61.5 | 24569.25 | 294.49 | 23.51 | -51.95 | 16.16 | 23.51 | 0 | 0 | 0.5 | 0.5 | 1 | 0.5 | 0 | 1263.84 | 0 | 720.61 | 0 | 4928.4 | 0 | 1822.19 | 0 | 187.79 | 0 | 80.41 | 0 | 481.52 | 0 | 203.32 | 218.91
2132 | 12.4 | 1411.34 | 660 | 131.35 | 2202.69 | 740.21 | 444.13 | 11547.34 | 3387.03 | 14490.24 | 190.84 | 0 | 0 | 2398.5 | 11070 | 11070 | 61.5 | 24569.25 | 290.51 | 19.53 | -54.01 | 14.11 | 20 | 1.73 | 0 | 0.5 | 0.5 | 1 | 0.5 | 0 | 0 | 0 | 0 | 0 | 0 | 0 | 0 | 0 | 0 | 0 | 0 | 0 | 0 | 0 | 0 | 0
2133 | 11.6 | 1411.34 | 660 | 131.35 | 2202.69 | 740.21 | 444.13 | 11547.34 | 3387.03 | 14490.24 | 190.84 | 0 | 0 | 2398.5 | 11070 | 11070 | 61.5 | 24569.25 | 289.67 | 18.69 | -54.8 | 13.32 | 20 | 4.84 | 0 | 0.5 | 0.5 | 1 | 0.5 | 0 | 0 | 0 | 0 | 0 | 0 | 0 | 0 | 0 | 0 | 0 | 0 | 0 | 0 | 0 | 0 | 0
2134 | 10.5 | 1411.34 | 660 | 131.35 | 2202.69 | 740.21 | 444.13 | 11547.34 | 3387.03 | 14490.24 | 190.84 | 0 | 0 | 2398.5 | 11070 | 11070 | 61.5 | 24569.25 | 288.66 | 17.68 | -55.88 | 12.23 | 20 | 8.56 | 0 | 0.5 | 0.5 | 1 | 0.5 | 0 | 0 | 0 | 0 | 0 | 0 | 0 | 0 | 0 | 0 | 0 | 0 | 0 | 0 | 0 | 0 | 0
2135 | 9.8 | 1411.34 | 660 | 131.35 | 2202.69 | 740.21 | 444.13 | 11547.34 | 3387.03 | 14490.24 | 190.84 | 0 | 0 | 2398.5 | 11070 | 11070 | 61.5 | 24569.25 | 288.01 | 17.04 | -56.57 | 11.54 | 20 | 10.93 | 0 | 0.5 | 0.5 | 1 | 0.5 | 0 | 0 | 0 | 0 | 0 | 0 | 0 | 0 | 0 | 0 | 0 | 0 | 0 | 0 | 0 | 0 | 0
2136 | 9.3 | 1411.34 | 660 | 131.35 | 2202.69 | 740.21 | 444.13 | 11547.34 | 3387.03 | 14490.24 | 190.84 | 0 | 0 | 2398.5 | 11070 | 11070 | 61.5 | 24569.25 | 287.56 | 16.58 | -57.07 | 11.05 | 20 | 12.63 | 0 | 0.5 | 0.5 | 1 | 0.5 | 0 | 0 | 0 | 0 | 0 | 0 | 0 | 0 | 0 | 0 | 0 | 0 | 0 | 0 | 0 | 0 | 0
2137 | 8.3 | 1411.34 | 660 | 131.35 | 2202.69 | 740.21 | 444.13 | 11547.34 | 3387.03 | 14490.24 | 190.84 | 0 | 0 | 2398.5 | 2214 | 2214 | 61.5 | 6857.25 | 281.84 | 10.86 | -59.26 | 8.85 | 20 | 33.73 | 0 | 0.5 | 0.1 | 0.5 | 0.5 | 0 | 0 | 0 | 0 | 0 | 0 | 0 | 0 | 0 | 0 | 0 | 0 | 0 | 0 | 0 | 0 | 0
2138 | 7.4 | 1411.34 | 660 | 131.35 | 2202.69 | 740.21 | 444.13 | 11547.34 | 3387.03 | 14490.24 | 190.84 | 0 | 0 | 2398.5 | 2214 | 2214 | 61.5 | 6857.25 | 281.01 | 10.04 | -60.15 | 7.97 | 20 | 36.77 | 0 | 0.5 | 0.1 | 0.5 | 0.5 | 0 | 0 | 0 | 0 | 0 | 0 | 0 | 0 | 0 | 0 | 0 | 0 | 0 | 0 | 0 | 0 | 0
2139 | 6.5 | 1411.34 | 660 | 131.35 | 2202.69 | 740.21 | 444.13 | 11547.34 | 3387.03 | 14490.24 | 190.84 | 0 | 0 | 2398.5 | 2214 | 2214 | 61.5 | 6857.25 | 280.19 | 9.21 | -61.04 | 7.08 | 20 | 39.82 | 0 | 0.5 | 0.1 | 0.5 | 0.5 | 0 | 0 | 0 | 0 | 0 | 0 | 0 | 0 | 0 | 0 | 0 | 0 | 0 | 0 | 0 | 0 | 0
2140 | 6.2 | 1411.34 | 660 | 131.35 | 2202.69 | 740.21 | 444.13 | 11547.34 | 3387.03 | 14490.24 | 190.84 | 0 | 0 | 2398.5 | 2214 | 2214 | 61.5 | 6857.25 | 279.91 | 8.93 | -61.33 | 6.78 | 20 | 40.84 | 0 | 0.5 | 0.1 | 0.5 | 0.5 | 0 | 0 | 0 | 0 | 0 | 0 | 0 | 0 | 0 | 0 | 0 | 0 | 0 | 0 | 0 | 0 | 0
2141 | 5.5 | 1411.34 | 660 | 131.35 | 2202.69 | 740.21 | 444.13 | 11547.34 | 3387.03 | 14490.24 | 190.84 | 0 | 0 | 2398.5 | 2214 | 2214 | 61.5 | 6857.25 | 279.27 | 8.29 | -62.02 | 6.09 | 20 | 43.21 | 0 | 0.5 | 0.1 | 0.5 | 0.5 | 0 | 0 | 0 | 0 | 0 | 0 | 0 | 0 | 0 | 0 | 0 | 0 | 0 | 0 | 0 | 0 | 0
2142 | 4.9 | 1411.34 | 660 | 131.35 | 2202.69 | 740.21 | 444.13 | 11547.34 | 3387.03 | 14490.24 | 190.84 | 0 | 0 | 2398.5 | 2214 | 2214 | 61.5 | 6857.25 | 278.72 | 7.74 | -62.62 | 5.5 | 20 | 45.24 | 0 | 0.5 | 0.1 | 0.5 | 0.5 | 0 | 0 | 0 | 0 | 0 | 0 | 0 | 0 | 0 | 0 | 0 | 0 | 0 | 0 | 0 | 0 | 0
2143 | 6.3 | 1411.34 | 660 | 131.35 | 2202.69 | 740.21 | 444.13 | 11547.34 | 3387.03 | 14490.24 | 190.84 | 3493.13 | 287.38 | 2398.5 | 2214 | 2214 | 61.5 | 6857.25 | 281.03 | 10.05 | -60.98 | 7.14 | 20 | 36.72 | 0 | 0.5 | 0.1 | 0.5 | 0.5 | 0 | 1005.6 | 0 | 573.37 | 0 | 1340.8 | 0 | 573.37 | 0 | 74.71 | 0 | 31.99 | 0 | 65.5 | 0 | 31.99 | 83.19
2144 | 9.2 | 1411.34 | 660 | 131.35 | 2202.69 | 740.21 | 444.13 | 11547.34 | 3387.03 | 14490.24 | 190.84 | 81602.97 | 6026.63 | 2398.5 | 11070 | 11070 | 61.5 | 24569.25 | 311.21 | 40.23 | -51.2 | 16.92 | 23.9 | 0 | 0 | 0.5 | 0.5 | 1 | 0.5 | 0 | 47644.58 | 0 | 27902.88 | 0 | 4241.64 | 0 | 1813.86 | 0 | 3539.78 | 0 | 1556.73 | 0 | 207.21 | 0 | 101.2 | 621.71
2145 | 10.9 | 1411.34 | 660 | 131.35 | 2202.69 | 740.21 | 444.13 | 11547.34 | 3387.03 | 14490.24 | 190.84 | 51867.03 | 7875.36 | 2398.5 | 11070 | 11070 | 61.5 | 24569.25 | 305.33 | 34.35 | -51.42 | 16.7 | 23.9 | 0 | 0 | 0.5 | 0.5 | 1 | 0.5 | 0 | 24544.16 | 0 | 21205.26 | 0 | 4285.15 | 0 | 1832.46 | 0 | 3647.04 | 0 | 2366.13 | 0 | 418.68 | 0 | 204.47 | 1239.04
2146 | 12.5 | 1411.34 | 660 | 131.35 | 2202.69 | 740.21 | 444.13 | 11547.34 | 3387.03 | 14490.24 | 190.84 | 52227.09 | 8315.53 | 2398.5 | 11070 | 11070 | 61.5 | 24569.25 | 307.02 | 36.04 | -49.78 | 18.33 | 23.9 | 0 | 0 | 0.5 | 0.5 | 1 | 0.5 | 0 | 18419.92 | 0 | 25496.21 | 0 | 5821.5 | 0 | 2489.46 | 0 | 2737.04 | 0 | 2844.92 | 0 | 568.78 | 0 | 277.78 | 1887.01
2147 | 14.7 | 1411.34 | 660 | 131.35 | 2202.69 | 740.21 | 444.13 | 11547.34 | 3387.03 | 14490.24 | 190.84 | 43073.61 | 7258.27 | 2398.5 | 11070 | 11070 | 61.5 | 24569.25 | 306.27 | 35.29 | -48.31 | 19.81 | 23.9 | 0 | 0 | 0.5 | 0.5 | 1 | 0.5 | 0 | 8582.46 | 0 | 23908.92 | 0 | 7412.43 | 0 | 3169.79 | 0 | 1275.28 | 0 | 2667.81 | 0 | 724.22 | 0 | 353.69 | 2237.27
2148 | 15.2 | 1411.34 | 660 | 131.35 | 2202.69 | 740.21 | 444.13 | 11547.34 | 3387.03 | 14490.24 | 190.84 | 53250.86 | 8700.7 | 2398.5 | 11070 | 11070 | 61.5 | 24569.25 | 309.88 | 38.9 | -47.02 | 21.09 | 23.9 | 0 | 0 | 0.5 | 0.5 | 1 | 0.5 | 0 | 5935.57 | 0 | 25305.29 | 0 | 18625.7 | 0 | 3384.31 | 0 | 881.97 | 0 | 2823.62 | 0 | 1819.8 | 0 | 377.63 | 2797.68
2149 | 16.2 | 1411.34 | 660 | 131.35 | 2202.69 | 740.21 | 444.13 | 11547.34 | 3387.03 | 14490.24 | 190.84 | 65315.17 | 10019.7 | 2398.5 | 11070 | 11070 | 61.5 | 24569.25 | 314.42 | 43.44 | -45.13 | 22.99 | 23.9 | 0 | 0 | 0.5 | 0.5 | 1 | 0.5 | 0 | 6214.56 | 0 | 21927.11 | 0 | 33630.12 | 0 | 3543.39 | 0 | 923.43 | 0 | 2446.67 | 0 | 3285.79 | 0 | 395.38 | 2968.43
2150 | 16.8 | 1411.34 | 660 | 131.35 | 2202.69 | 740.21 | 444.13 | 11547.34 | 3387.03 | 14490.24 | 190.84 | 70674.27 | 10357.81 | 2398.5 | 11070 | 11070 | 61.5 | 24569.25 | 316.52 | 45.54 | -44.15 | 23.97 | 23.97 | 0 | 0 | 0.5 | 0.5 | 1 | 0.5 | 0 | 6240.35 | 0 | 16338.27 | 0 | 44537.55 | 0 | 3558.09 | 0 | 927.26 | 0 | 1823.06 | 0 | 4351.49 | 0 | 397.02 | 2858.98
2151 | 17.4 | 1411.34 | 660 | 131.35 | 2202.69 | 740.21 | 444.13 | 11547.34 | 3387.03 | 14490.24 | 190.84 | 71525.93 | 10045.52 | 2398.5 | 11070 | 11070 | 61.5 | 24569.25 | 317.21 | 46.24 | -43.52 | 24.6 | 24 | 0 | -8.79 | 0.5 | 0.5 | 1 | 0.5 | 0 | 5936.91 | 0 | 10263.18 | 0 | 51940.76 | 0 | 3385.08 | 0 | 882.17 | 0 | 1145.19 | 0 | 5074.81 | 0 | 377.71 | 2565.64
2152 | 17.3 | 1411.34 | 660 | 131.35 | 2202.69 | 740.21 | 444.13 | 11547.34 | 3387.03 | 14490.24 | 190.84 | 51485.76 | 7192.96 | 2398.5 | 11070 | 11070 | 61.5 | 24569.25 | 310.92 | 39.94 | -45.17 | 22.94 | 23.9 | 0 | 0 | 0.5 | 0.5 | 1 | 0.5 | 0 | 6249.32 | 0 | 4106.49 | 0 | 37566.75 | 0 | 3563.21 | 0 | 928.59 | 0 | 458.21 | 0 | 3670.41 | 0 | 397.59 | 1738.15
2153 | 17.4 | 1411.34 | 660 | 131.35 | 2202.69 | 740.21 | 444.13 | 11547.34 | 3387.03 | 14490.24 | 190.84 | 37225.95 | 5144.19 | 2398.5 | 11070 | 11070 | 61.5 | 24569.25 | 306.59 | 35.61 | -46.19 | 21.93 | 23.9 | 0 | 0 | 0.5 | 0.5 | 1 | 0.5 | 0 | 5100.46 | 0 | 2908.16 | 0 | 24573.25 | 0 | 4644.09 | 0 | 757.88 | 0 | 324.5 | 0 | 2400.9 | 0 | 518.2 | 1142.72
2154 | 16.5 | 1411.34 | 660 | 131.35 | 2202.69 | 740.21 | 444.13 | 11547.34 | 3387.03 | 14490.24 | 190.84 | 43346.37 | 5420.21 | 2398.5 | 11070 | 11070 | 61.5 | 24569.25 | 307.5 | 36.52 | -46.64 | 21.48 | 23.9 | 0 | 0 | 0.5 | 0.5 | 1 | 0.5 | 0 | 3503.05 | 0 | 1997.35 | 0 | 30389.63 | 0 | 7456.34 | 0 | 520.52 | 0 | 222.87 | 0 | 2969.18 | 0 | 831.99 | 875.64
2155 | 13.2 | 1411.34 | 660 | 131.35 | 2202.69 | 740.21 | 444.13 | 11547.34 | 3387.03 | 14490.24 | 190.84 | 7306.1 | 1011.93 | 2398.5 | 11070 | 11070 | 61.5 | 24569.25 | 293.51 | 22.53 | -52.65 | 15.46 | 22.53 | 0 | 0 | 0.5 | 0.5 | 1 | 0.5 | 0 | 1220.85 | 0 | 696.1 | 0 | 3909.56 | 0 | 1479.6 | 0 | 181.41 | 0 | 77.67 | 0 | 381.98 | 0 | 165.1 | 205.78
2156 | 13.3 | 1411.34 | 660 | 131.35 | 2202.69 | 740.21 | 444.13 | 11547.34 | 3387.03 | 14490.24 | 190.84 | 0 | 0 | 2398.5 | 11070 | 11070 | 61.5 | 24569.25 | 291.3 | 20.33 | -53.12 | 15 | 20.33 | 0 | 0 | 0.5 | 0.5 | 1 | 0.5 | 0 | 0 | 0 | 0 | 0 | 0 | 0 | 0 | 0 | 0 | 0 | 0 | 0 | 0 | 0 | 0 | 0
2157 | 11.8 | 1411.34 | 660 | 131.35 | 2202.69 | 740.21 | 444.13 | 11547.34 | 3387.03 | 14490.24 | 190.84 | 0 | 0 | 2398.5 | 11070 | 11070 | 61.5 | 24569.25 | 289.86 | 18.88 | -54.6 | 13.52 | 20 | 4.12 | 0 | 0.5 | 0.5 | 1 | 0.5 | 0 | 0 | 0 | 0 | 0 | 0 | 0 | 0 | 0 | 0 | 0 | 0 | 0 | 0 | 0 | 0 | 0
2158 | 9.8 | 1411.34 | 660 | 131.35 | 2202.69 | 740.21 | 444.13 | 11547.34 | 3387.03 | 14490.24 | 190.84 | 0 | 0 | 2398.5 | 11070 | 11070 | 61.5 | 24569.25 | 288.01 | 17.04 | -56.57 | 11.54 | 20 | 10.93 | 0 | 0.5 | 0.5 | 1 | 0.5 | 0 | 0 | 0 | 0 | 0 | 0 | 0 | 0 | 0 | 0 | 0 | 0 | 0 | 0 | 0 | 0 | 0
2159 | 9.5 | 1411.34 | 660 | 131.35 | 2202.69 | 740.21 | 444.13 | 11547.34 | 3387.03 | 14490.24 | 190.84 | 0 | 0 | 2398.5 | 11070 | 11070 | 61.5 | 24569.25 | 287.74 | 16.76 | -56.87 | 11.25 | 20 | 11.95 | 0 | 0.5 | 0.5 | 1 | 0.5 | 0 | 0 | 0 | 0 | 0 | 0 | 0 | 0 | 0 | 0 | 0 | 0 | 0 | 0 | 0 | 0 | 0
2160 | 9.1 | 1411.34 | 660 | 131.35 | 2202.69 | 740.21 | 444.13 | 11547.34 | 3387.03 | 14490.24 | 190.84 | 0 | 0 | 2398.5 | 11070 | 11070 | 61.5 | 24569.25 | 287.37 | 16.4 | -57.26 | 10.85 | 20 | 13.3 | 0 | 0.5 | 0.5 | 1 | 0.5 | 0 | 0 | 0 | 0 | 0 | 0 | 0 | 0 | 0 | 0 | 0 | 0 | 0 | 0 | 0 | 0 | 0
2161 | 8.9 | 1411.34 | 660 | 131.35 | 2202.69 | 740.21 | 444.13 | 11547.34 | 3387.03 | 14490.24 | 190.84 | 0 | 0 | 2398.5 | 2214 | 2214 | 61.5 | 6857.25 | 282.39 | 11.41 | -58.67 | 9.45 | 20 | 31.69 | 0 | 0.5 | 0.1 | 0.5 | 0.5 | 0 | 0 | 0 | 0 | 0 | 0 | 0 | 0 | 0 | 0 | 0 | 0 | 0 | 0 | 0 | 0 | 0
2162 | 9.3 | 1411.34 | 660 | 131.35 | 2202.69 | 740.21 | 444.13 | 11547.34 | 3387.03 | 14490.24 | 190.84 | 0 | 0 | 2398.5 | 2214 | 2214 | 61.5 | 6857.25 | 282.76 | 11.78 | -58.27 | 9.84 | 20 | 30.34 | 0 | 0.5 | 0.1 | 0.5 | 0.5 | 0 | 0 | 0 | 0 | 0 | 0 | 0 | 0 | 0 | 0 | 0 | 0 | 0 | 0 | 0 | 0 | 0
2163 | 9.6 | 1411.34 | 660 | 131.35 | 2202.69 | 740.21 | 444.13 | 11547.34 | 3387.03 | 14490.24 | 190.84 | 0 | 0 | 2398.5 | 2214 | 2214 | 61.5 | 6857.25 | 283.03 | 12.05 | -57.98 | 10.14 | 20 | 29.32 | 0 | 0.5 | 0.1 | 0.5 | 0.5 | 0 | 0 | 0 | 0 | 0 | 0 | 0 | 0 | 0 | 0 | 0 | 0 | 0 | 0 | 0 | 0 | 0
2164 | 8.6 | 1411.34 | 660 | 131.35 | 2202.69 | 740.21 | 444.13 | 11547.34 | 3387.03 | 14490.24 | 190.84 | 0 | 0 | 2398.5 | 2214 | 2214 | 61.5 | 6857.25 | 282.11 | 11.14 | -58.96 | 9.15 | 20 | 32.71 | 0 | 0.5 | 0.1 | 0.5 | 0.5 | 0 | 0 | 0 | 0 | 0 | 0 | 0 | 0 | 0 | 0 | 0 | 0 | 0 | 0 | 0 | 0 | 0
2165 | 6 | 1411.34 | 660 | 131.35 | 2202.69 | 740.21 | 444.13 | 11547.34 | 3387.03 | 14490.24 | 190.84 | 0 | 0 | 2398.5 | 2214 | 2214 | 61.5 | 6857.25 | 279.73 | 8.75 | -61.53 | 6.58 | 20 | 41.52 | 0 | 0.5 | 0.1 | 0.5 | 0.5 | 0 | 0 | 0 | 0 | 0 | 0 | 0 | 0 | 0 | 0 | 0 | 0 | 0 | 0 | 0 | 0 | 0
2166 | 6 | 1411.34 | 660 | 131.35 | 2202.69 | 740.21 | 444.13 | 11547.34 | 3387.03 | 14490.24 | 190.84 | 0 | 0 | 2398.5 | 2214 | 2214 | 61.5 | 6857.25 | 279.73 | 8.75 | -61.53 | 6.58 | 20 | 41.52 | 0 | 0.5 | 0.1 | 0.5 | 0.5 | 0 | 0 | 0 | 0 | 0 | 0 | 0 | 0 | 0 | 0 | 0 | 0 | 0 | 0 | 0 | 0 | 0
2167 | 5.5 | 1411.34 | 660 | 131.35 | 2202.69 | 740.21 | 444.13 | 11547.34 | 3387.03 | 14490.24 | 190.84 | 1466.45 | 120.75 | 2398.5 | 2214 | 2214 | 61.5 | 6857.25 | 279.7 | 8.72 | -61.92 | 6.2 | 20 | 41.62 | 0 | 0.5 | 0.1 | 0.5 | 0.5 | 0 | 422.16 | 0 | 240.7 | 0 | 562.88 | 0 | 240.7 | 0 | 31.36 | 0 | 13.43 | 0 | 27.5 | 0 | 13.43 | 35.03
2168 | 9.2 | 1411.34 | 660 | 131.35 | 2202.69 | 740.21 | 444.13 | 11547.34 | 3387.03 | 14490.24 | 190.84 | 48896.51 | 3624.8 | 2398.5 | 11070 | 11070 | 61.5 | 24569.25 | 301.7 | 30.72 | -53.59 | 14.53 | 23.9 | 0 | 0 | 0.5 | 0.5 | 1 | 0.5 | 0 | 26098.91 | 0 | 15166.66 | 0 | 5345.18 | 0 | 2285.77 | 0 | 1939.03 | 0 | 846.16 | 0 | 261.12 | 0 | 127.53 | 450.96
2169 | 10.3 | 1411.34 | 660 | 131.35 | 2202.69 | 740.21 | 444.13 | 11547.34 | 3387.03 | 14490.24 | 190.84 | 16222.57 | 2560.72 | 2398.5 | 11070 | 11070 | 61.5 | 24569.25 | 293.68 | 22.71 | -54.8 | 13.31 | 22.71 | 0 | 0 | 0.5 | 0.5 | 1 | 0.5 | 0 | 6048.05 | 0 | 4459.15 | 0 | 4003.39 | 0 | 1711.97 | 0 | 898.69 | 0 | 497.56 | 0 | 391.15 | 0 | 191.03 | 582.3
2170 | 11.2 | 1411.34 | 660 | 131.35 | 2202.69 | 740.21 | 444.13 | 11547.34 | 3387.03 | 14490.24 | 190.84 | 51670.05 | 4138.8 | 2398.5 | 11070 | 11070 | 61.5 | 24569.25 | 304.5 | 33.53 | -51.39 | 16.72 | 23.9 | 0 | 0 | 0.5 | 0.5 | 1 | 0.5 | 0 | 16408 | 0 | 15934.25 | 0 | 13538.36 | 0 | 5789.43 | 0 | 1219.04 | 0 | 888.99 | 0 | 661.37 | 0 | 323 | 1046.4
2171 | 13.1 | 1411.34 | 660 | 131.35 | 2202.69 | 740.21 | 444.13 | 11547.34 | 3387.03 | 14490.24 | 190.84 | 40921.5 | 6827.57 | 2398.5 | 11070 | 11070 | 61.5 | 24569.25 | 304.1 | 33.12 | -50.06 | 18.05 | 23.9 | 0 | 0 | 0.5 | 0.5 | 1 | 0.5 | 0 | 8677.19 | 0 | 20614.35 | 0 | 8146.33 | 0 | 3483.63 | 0 | 1289.35 | 0 | 2300.19 | 0 | 795.93 | 0 | 388.71 | 2053.39
2172 | 14.9 | 1411.34 | 660 | 131.35 | 2202.69 | 740.21 | 444.13 | 11547.34 | 3387.03 | 14490.24 | 190.84 | 52841.94 | 8622.51 | 2398.5 | 11070 | 11070 | 61.5 | 24569.25 | 309.47 | 38.49 | -47.35 | 20.76 | 23.9 | 0 | 0 | 0.5 | 0.5 | 1 | 0.5 | 0 | 5934.92 | 0 | 25076.63 | 0 | 18446.44 | 0 | 3383.95 | 0 | 881.88 | 0 | 2798.1 | 0 | 1802.29 | 0 | 377.59 | 2762.66
2173 | 15.9 | 1411.34 | 660 | 131.35 | 2202.69 | 740.21 | 444.13 | 11547.34 | 3387.03 | 14490.24 | 190.84 | 65020.61 | 10004.02 | 2398.5 | 11070 | 11070 | 61.5 | 24569.25 | 314.06 | 43.08 | -45.44 | 22.67 | 23.9 | 0 | 0 | 0.5 | 0.5 | 1 | 0.5 | 0 | 6253.64 | 0 | 21758.68 | 0 | 33442.62 | 0 | 3565.67 | 0 | 929.23 | 0 | 2427.88 | 0 | 3267.47 | 0 | 397.87 | 2981.57
2174 | 17 | 1411.34 | 660 | 131.35 | 2202.69 | 740.21 | 444.13 | 11547.34 | 3387.03 | 14490.24 | 190.84 | 73557.89 | 10791.18 | 2398.5 | 11070 | 11070 | 61.5 | 24569.25 | 317.6 | 46.62 | -43.72 | 24.39 | 24 | 0 | -5.77 | 0.5 | 0.5 | 1 | 0.5 | 0 | 6192.11 | 0 | 17058.17 | 0 | 46777.01 | 0 | 3530.59 | 0 | 920.09 | 0 | 1903.39 | 0 | 4570.29 | 0 | 393.95 | 3003.46
2175 | 17 | 1411.34 | 660 | 131.35 | 2202.69 | 740.21 | 444.13 | 11547.34 | 3387.03 | 14490.24 | 190.84 | 60659.46 | 8649.09 | 2398.5 | 11070 | 11070 | 61.5 | 24569.25 | 313.53 | 42.55 | -44.75 | 23.37 | 23.9 | 0 | 0 | 0.5 | 0.5 | 1 | 0.5 | 0 | 6763.79 | 0 | 8824.39 | 0 | 41214.74 | 0 | 3856.55 | 0 | 1005.04 | 0 | 984.64 | 0 | 4026.84 | 0 | 430.32 | 2202.25
2176 | 16.8 | 1411.34 | 660 | 131.35 | 2202.69 | 740.21 | 444.13 | 11547.34 | 3387.03 | 14490.24 | 190.84 | 58298.36 | 8036.33 | 2398.5 | 11070 | 11070 | 61.5 | 24569.25 | 312.53 | 41.56 | -45.15 | 22.97 | 23.9 | 0 | 0 | 0.5 | 0.5 | 1 | 0.5 | 0 | 5946.68 | 0 | 4000.69 | 0 | 44960.34 | 0 | 3390.65 | 0 | 883.62 | 0 | 446.41 | 0 | 4392.79 | 0 | 378.34 | 1935.17
2177 | 16.9 | 1411.34 | 660 | 131.35 | 2202.69 | 740.21 | 444.13 | 11547.34 | 3387.03 | 14490.24 | 190.84 | 40165.28 | 5515.24 | 2398.5 | 11070 | 11070 | 61.5 | 24569.25 | 307.03 | 36.05 | -46.45 | 21.66 | 23.9 | 0 | 0 | 0.5 | 0.5 | 1 | 0.5 | 0 | 5183.69 | 0 | 2955.61 | 0 | 27054.88 | 0 | 4971.1 | 0 | 770.25 | 0 | 329.79 | 0 | 2643.36 | 0 | 554.69 | 1217.15
2178 | 16.4 | 1411.34 | 660 | 131.35 | 2202.69 | 740.21 | 444.13 | 11547.34 | 3387.03 | 14490.24 | 190.84 | 32406.86 | 4231.55 | 2398.5 | 11070 | 11070 | 61.5 | 24569.25 | 304.12 | 33.14 | -47.56 | 20.55 | 23.9 | 0 | 0 | 0.5 | 0.5 | 1 | 0.5 | 0 | 3546.45 | 0 | 2022.1 | 0 | 21260 | 0 | 5578.31 | 0 | 526.97 | 0 | 225.63 | 0 | 2077.18 | 0 | 622.44 | 779.32
2179 | 14.5 | 1411.34 | 660 | 131.35 | 2202.69 | 740.21 | 444.13 | 11547.34 | 3387.03 | 14490.24 | 190.84 | 8726.03 | 1188.91 | 2398.5 | 11070 | 11070 | 61.5 | 24569.25 | 295.13 | 24.16 | -51.26 | 16.86 | 23.9 | 0 | 0 | 0.5 | 0.5 | 1 | 0.5 | 0 | 1346.37 | 0 | 767.67 | 0 | 4800.93 | 0 | 1811.05 | 0 | 200.06 | 0 | 85.66 | 0 | 469.07 | 0 | 202.08 | 232.05
2180 | 11.1 | 1411.34 | 660 | 131.35 | 2202.69 | 740.21 | 444.13 | 11547.34 | 3387.03 | 14490.24 | 190.84 | 0 | 0 | 2398.5 | 11070 | 11070 | 61.5 | 24569.25 | 289.33 | 18.35 | -55.29 | 12.82 | 20 | 6.09 | 0 | 0.5 | 0.5 | 1 | 0.5 | 0 | 0 | 0 | 0 | 0 | 0 | 0 | 0 | 0 | 0 | 0 | 0 | 0 | 0 | 0 | 0 | 0
2181 | 9.4 | 1411.34 | 660 | 131.35 | 2202.69 | 740.21 | 444.13 | 11547.34 | 3387.03 | 14490.24 | 190.84 | 0 | 0 | 2398.5 | 11070 | 11070 | 61.5 | 24569.25 | 287.65 | 16.67 | -56.97 | 11.15 | 20 | 12.29 | 0 | 0.5 | 0.5 | 1 | 0.5 | 0 | 0 | 0 | 0 | 0 | 0 | 0 | 0 | 0 | 0 | 0 | 0 | 0 | 0 | 0 | 0 | 0
2182 | 9.7 | 1411.34 | 660 | 131.35 | 2202.69 | 740.21 | 444.13 | 11547.34 | 3387.03 | 14490.24 | 190.84 | 0 | 0 | 2398.5 | 11070 | 11070 | 61.5 | 24569.25 | 287.92 | 16.95 | -56.67 | 11.44 | 20 | 11.27 | 0 | 0.5 | 0.5 | 1 | 0.5 | 0 | 0 | 0 | 0 | 0 | 0 | 0 | 0 | 0 | 0 | 0 | 0 | 0 | 0 | 0 | 0 | 0
2183 | 9.1 | 1411.34 | 660 | 131.35 | 2202.69 | 740.21 | 444.13 | 11547.34 | 3387.03 | 14490.24 | 190.84 | 0 | 0 | 2398.5 | 11070 | 11070 | 61.5 | 24569.25 | 287.37 | 16.4 | -57.26 | 10.85 | 20 | 13.3 | 0 | 0.5 | 0.5 | 1 | 0.5 | 0 | 0 | 0 | 0 | 0 | 0 | 0 | 0 | 0 | 0 | 0 | 0 | 0 | 0 | 0 | 0 | 0
2184 | 8.4 | 1411.34 | 660 | 131.35 | 2202.69 | 740.21 | 444.13 | 11547.34 | 3387.03 | 14490.24 | 190.84 | 0 | 0 | 2398.5 | 11070 | 11070 | 61.5 | 24569.25 | 286.73 | 15.75 | -57.96 | 10.16 | 20 | 15.67 | 0 | 0.5 | 0.5 | 1 | 0.5 | 0 | 0 | 0 | 0 | 0 | 0 | 0 | 0 | 0 | 0 | 0 | 0 | 0 | 0 | 0 | 0 | 0
2185 | 8.4 | 1411.34 | 660 | 131.35 | 2202.69 | 740.21 | 444.13 | 11547.34 | 3387.03 | 14490.24 | 190.84 | 0 | 0 | 2398.5 | 2214 | 2214 | 61.5 | 6857.25 | 281.93 | 10.95 | -59.16 | 8.95 | 20 | 33.39 | 0 | 0.5 | 0.1 | 0.5 | 0.5 | 0 | 0 | 0 | 0 | 0 | 0 | 0 | 0 | 0 | 0 | 0 | 0 | 0 | 0 | 0 | 0 | 0
2186 | 8 | 1411.34 | 660 | 131.35 | 2202.69 | 740.21 | 444.13 | 11547.34 | 3387.03 | 14490.24 | 190.84 | 0 | 0 | 2398.5 | 2214 | 2214 | 61.5 | 6857.25 | 281.56 | 10.59 | -59.56 | 8.56 | 20 | 34.74 | 0 | 0.5 | 0.1 | 0.5 | 0.5 | 0 | 0 | 0 | 0 | 0 | 0 | 0 | 0 | 0 | 0 | 0 | 0 | 0 | 0 | 0 | 0 | 0
2187 | 9.1 | 1411.34 | 660 | 131.35 | 2202.69 | 740.21 | 444.13 | 11547.34 | 3387.03 | 14490.24 | 190.84 | 0 | 0 | 2398.5 | 2214 | 2214 | 61.5 | 6857.25 | 282.57 | 11.6 | -58.47 | 9.64 | 20 | 31.02 | 0 | 0.5 | 0.1 | 0.5 | 0.5 | 0 | 0 | 0 | 0 | 0 | 0 | 0 | 0 | 0 | 0 | 0 | 0 | 0 | 0 | 0 | 0 | 0
2188 | 9.3 | 1411.34 | 660 | 131.35 | 2202.69 | 740.21 | 444.13 | 11547.34 | 3387.03 | 14490.24 | 190.84 | 0 | 0 | 2398.5 | 2214 | 2214 | 61.5 | 6857.25 | 282.76 | 11.78 | -58.27 | 9.84 | 20 | 30.34 | 0 | 0.5 | 0.1 | 0.5 | 0.5 | 0 | 0 | 0 | 0 | 0 | 0 | 0 | 0 | 0 | 0 | 0 | 0 | 0 | 0 | 0 | 0 | 0
2189 | 8.8 | 1411.34 | 660 | 131.35 | 2202.69 | 740.21 | 444.13 | 11547.34 | 3387.03 | 14490.24 | 190.84 | 0 | 0 | 2398.5 | 2214 | 2214 | 61.5 | 6857.25 | 282.3 | 11.32 | -58.77 | 9.35 | 20 | 32.03 | 0 | 0.5 | 0.1 | 0.5 | 0.5 | 0 | 0 | 0 | 0 | 0 | 0 | 0 | 0 | 0 | 0 | 0 | 0 | 0 | 0 | 0 | 0 | 0
2190 | 8 | 1411.34 | 660 | 131.35 | 2202.69 | 740.21 | 444.13 | 11547.34 | 3387.03 | 14490.24 | 190.84 | 0 | 0 | 2398.5 | 2214 | 2214 | 61.5 | 6857.25 | 281.56 | 10.59 | -59.56 | 8.56 | 20 | 34.74 | 0 | 0.5 | 0.1 | 0.5 | 0.5 | 0 | 0 | 0 | 0 | 0 | 0 | 0 | 0 | 0 | 0 | 0 | 0 | 0 | 0 | 0 | 0 | 0
2191 | 8.6 | 1411.34 | 660 | 131.35 | 2202.69 | 740.21 | 444.13 | 11547.34 | 3387.03 | 14490.24 | 190.84 | 957.63 | 96.51 | 2398.5 | 2214 | 2214 | 61.5 | 6857.25 | 282.4 | 11.42 | -58.89 | 9.22 | 20 | 31.65 | 0 | 0.5 | 0.1 | 0.5 | 0.5 | 0 | 499.59 | 0 | 213.95 | 0 | 170.98 | 0 | 73.12 | 0 | 37.12 | 0 | 11.94 | 0 | 8.35 | 0 | 4.08 | 35.03
2192 | 10.7 | 1411.34 | 660 | 131.35 | 2202.69 | 740.21 | 177.65 | 11280.86 | 3120.55 | 14223.76 | 190.84 | 54154.22 | 4011.15 | 959.4 | 4428 | 4428 | 24.6 | 9827.7 | 321.08 | 31.03 | -53.9 | 15.47 | 23.9 | 0 | 0 | 0.2 | 0.2 | 1 | 0.2 | 0 | 29304.99 | 0 | 16943.26 | 0 | 5537.83 | 0 | 2368.15 | 0 | 2177.23 | 0 | 945.28 | 0 | 270.53 | 0 | 132.12 | 485.98
2193 | 12.4 | 1411.34 | 660 | 131.35 | 2202.69 | 740.21 | 177.65 | 11280.86 | 3120.55 | 14223.76 | 190.84 | 44886.05 | 6858.88 | 959.4 | 4428 | 4428 | 24.6 | 9827.7 | 320.91 | 30.86 | -52.67 | 16.71 | 23.9 | 0 | 0 | 0.2 | 0.2 | 1 | 0.2 | 0 | 20609.2 | 0 | 17263.79 | 0 | 4912.38 | 0 | 2100.69 | 0 | 3062.34 | 0 | 1926.33 | 0 | 479.96 | 0 | 234.4 | 1155.85
2194 | 14.7 | 1411.34 | 660 | 131.35 | 2202.69 | 740.21 | 177.65 | 11280.86 | 3120.55 | 14223.76 | 190.84 | 49442.7 | 7901.03 | 959.4 | 4428 | 4428 | 24.6 | 9827.7 | 324.61 | 34.56 | -50.01 | 19.36 | 23.9 | 0 | 0 | 0.2 | 0.2 | 1 | 0.2 | 0 | 17416.01 | 0 | 23163.31 | 0 | 6208.45 | 0 | 2654.93 | 0 | 2587.87 | 0 | 2584.61 | 0 | 606.59 | 0 | 296.24 | 1825.72
2195 | 17.1 | 1411.34 | 660 | 131.35 | 2202.69 | 740.21 | 177.65 | 11280.86 | 3120.55 | 14223.76 | 190.84 | 44666.99 | 7585.01 | 959.4 | 4428 | 4428 | 24.6 | 9827.7 | 325.31 | 35.26 | -48 | 21.38 | 23.9 | 0 | 0 | 0.2 | 0.2 | 1 | 0.2 | 0 | 8891.84 | 0 | 25375.07 | 0 | 7284.85 | 0 | 3115.23 | 0 | 1321.25 | 0 | 2831.4 | 0 | 711.76 | 0 | 347.6 | 2373
2196 | 18.6 | 1411.34 | 660 | 131.35 | 2202.69 | 740.21 | 177.65 | 11280.86 | 3120.55 | 14223.76 | 190.84 | 52394.19 | 8613.81 | 959.4 | 4428 | 4428 | 24.6 | 9827.7 | 329.21 | 39.16 | -45.91 | 23.47 | 23.9 | 0 | 0 | 0.2 | 0.2 | 1 | 0.2 | 0 | 6039.54 | 0 | 24634.75 | 0 | 18276.31 | 0 | 3443.59 | 0 | 897.42 | 0 | 2748.8 | 0 | 1785.66 | 0 | 384.24 | 2797.68
2197 | 19.3 | 1411.34 | 660 | 131.35 | 2202.69 | 740.21 | 177.65 | 11280.86 | 3120.55 | 14223.76 | 190.84 | 62131.03 | 9542.71 | 959.4 | 4428 | 4428 | 24.6 | 9827.7 | 332.93 | 42.88 | -44.48 | 24.9 | 24 | 0 | -12.93 | 0.2 | 0.2 | 1 | 0.2 | 0 | 6441.71 | 0 | 20368.35 | 0 | 31648.07 | 0 | 3672.9 | 0 | 957.18 | 0 | 2272.74 | 0 | 3092.14 | 0 | 409.83 | 2810.82
2198 | 20.2 | 1411.34 | 660 | 131.35 | 2202.69 | 740.21 | 177.65 | 11280.86 | 3120.55 | 14223.76 | 190.84 | 71127.56 | 10425.46 | 959.4 | 4428 | 4428 | 24.6 | 9827.7 | 336.62 | 46.57 | -42.9 | 26.47 | 24 | 0 | -35.61 | 0.2 | 0.2 | 1 | 0.2 | 0 | 6260.87 | 0 | 16357.51 | 0 | 44939.38 | 0 | 3569.8 | 0 | 930.31 | 0 | 1825.21 | 0 | 4390.75 | 0 | 398.33 | 2880.87
2199 | 20.3 | 1411.34 | 660 | 131.35 | 2202.69 | 740.21 | 177.65 | 11280.86 | 3120.55 | 14223.76 | 190.84 | 71507.2 | 10093.4 | 959.4 | 4428 | 4428 | 24.6 | 9827.7 | 336.72 | 46.67 | -42.8 | 26.57 | 24 | 0 | -37.08 | 0.2 | 0.2 | 1 | 0.2 | 0 | 5997.1 | 0 | 10119.48 | 0 | 51971.23 | 0 | 3419.4 | 0 | 891.12 | 0 | 1129.15 | 0 | 5077.78 | 0 | 381.54 | 2613.8
2200 | 20.4 | 1411.34 | 660 | 131.35 | 2202.69 | 740.21 | 177.65 | 11280.86 | 3120.55 | 14223.76 | 190.84 | 63821.97 | 8743.14 | 959.4 | 4428 | 4428 | 24.6 | 9827.7 | 334.19 | 44.14 | -43.33 | 26.04 | 24 | 0 | -29.47 | 0.2 | 0.2 | 1 | 0.2 | 0 | 5560.12 | 0 | 3800.24 | 0 | 51291.35 | 0 | 3170.25 | 0 | 826.19 | 0 | 424.04 | 0 | 5011.36 | 0 | 353.74 | 2127.82
2201 | 20 | 1411.34 | 660 | 131.35 | 2202.69 | 740.21 | 177.65 | 11280.86 | 3120.55 | 14223.76 | 190.84 | 52933.77 | 6990.44 | 959.4 | 4428 | 4428 | 24.6 | 9827.7 | 330.16 | 40.11 | -44.6 | 24.77 | 24 | 0 | -11.14 | 0.2 | 0.2 | 1 | 0.2 | 0 | 5050.1 | 0 | 2879.44 | 0 | 38835.92 | 0 | 6168.31 | 0 | 750.4 | 0 | 321.29 | 0 | 3794.42 | 0 | 688.27 | 1436.06
2202 | 19 | 1411.34 | 660 | 131.35 | 2202.69 | 740.21 | 444.13 | 11547.34 | 3387.03 | 14490.24 | 190.84 | 25592.42 | 3448.15 | 2398.5 | 11070 | 11070 | 61.5 | 24569.25 | 304.45 | 33.47 | -45.52 | 22.6 | 23.9 | 0 | 0 | 0.5 | 0.5 | 1 | 0.5 | 0 | 3462.12 | 0 | 1974.02 | 0 | 15754.24 | 0 | 4402.04 | 0 | 514.44 | 0 | 220.27 | 0 | 1539.25 | 0 | 491.19 | 683
2203 | 17.2 | 1411.34 | 660 | 131.35 | 2202.69 | 740.21 | 444.13 | 11547.34 | 3387.03 | 14490.24 | 190.84 | 4390.91 | 687.86 | 2398.5 | 11070 | 11070 | 61.5 | 24569.25 | 296.3 | 25.32 | -48.92 | 19.19 | 23.9 | 0 | 0 | 0.5 | 0.5 | 1 | 0.5 | 0 | 1091.24 | 0 | 622.2 | 0 | 1899.34 | 0 | 778.12 | 0 | 162.15 | 0 | 69.43 | 0 | 185.57 | 0 | 86.82 | 183.89
2204 | 14.4 | 1411.34 | 660 | 131.35 | 2202.69 | 740.21 | 444.13 | 11547.34 | 3387.03 | 14490.24 | 190.84 | 0 | 0 | 2398.5 | 11070 | 11070 | 61.5 | 24569.25 | 292.35 | 21.38 | -52.03 | 16.08 | 21.38 | 0 | 0 | 0.5 | 0.5 | 1 | 0.5 | 0 | 0 | 0 | 0 | 0 | 0 | 0 | 0 | 0 | 0 | 0 | 0 | 0 | 0 | 0 | 0 | 0
2205 | 13.2 | 1411.34 | 660 | 131.35 | 2202.69 | 740.21 | 444.13 | 11547.34 | 3387.03 | 14490.24 | 190.84 | 0 | 0 | 2398.5 | 11070 | 11070 | 61.5 | 24569.25 | 291.18 | 20.2 | -53.22 | 14.9 | 20.2 | 0 | 0 | 0.5 | 0.5 | 1 | 0.5 | 0 | 0 | 0 | 0 | 0 | 0 | 0 | 0 | 0 | 0 | 0 | 0 | 0 | 0 | 0 | 0 | 0
2206 | 13.3 | 1411.34 | 660 | 131.35 | 2202.69 | 740.21 | 444.13 | 11547.34 | 3387.03 | 14490.24 | 190.84 | 0 | 0 | 2398.5 | 11070 | 11070 | 61.5 | 24569.25 | 291.23 | 20.26 | -53.12 | 15 | 20.26 | 0 | 0 | 0.5 | 0.5 | 1 | 0.5 | 0 | 0 | 0 | 0 | 0 | 0 | 0 | 0 | 0 | 0 | 0 | 0 | 0 | 0 | 0 | 0 | 0
2207 | 12.5 | 1411.34 | 660 | 131.35 | 2202.69 | 740.21 | 444.13 | 11547.34 | 3387.03 | 14490.24 | 190.84 | 0 | 0 | 2398.5 | 11070 | 11070 | 61.5 | 24569.25 | 290.5 | 19.52 | -53.91 | 14.21 | 20 | 1.76 | 0 | 0.5 | 0.5 | 1 | 0.5 | 0 | 0 | 0 | 0 | 0 | 0 | 0 | 0 | 0 | 0 | 0 | 0 | 0 | 0 | 0 | 0 | 0
2208 | 12.7 | 1411.34 | 660 | 131.35 | 2202.69 | 740.21 | 444.13 | 11547.34 | 3387.03 | 14490.24 | 190.84 | 0 | 0 | 2398.5 | 11070 | 11070 | 61.5 | 24569.25 | 290.68 | 19.7 | -53.71 | 14.4 | 20 | 1.11 | 0 | 0.5 | 0.5 | 1 | 0.5 | 0 | 0 | 0 | 0 | 0 | 0 | 0 | 0 | 0 | 0 | 0 | 0 | 0 | 0 | 0 | 0 | 0
2209 | 12.5 | 1411.34 | 660 | 131.35 | 2202.69 | 740.21 | 444.13 | 11547.34 | 3387.03 | 14490.24 | 190.84 | 0 | 0 | 2398.5 | 2214 | 2214 | 61.5 | 6857.25 | 285.69 | 14.72 | -55.12 | 13 | 20 | 19.5 | 0 | 0.5 | 0.1 | 0.5 | 0.5 | 0 | 0 | 0 | 0 | 0 | 0 | 0 | 0 | 0 | 0 | 0 | 0 | 0 | 0 | 0 | 0 | 0
2210 | 11.9 | 1411.34 | 660 | 131.35 | 2202.69 | 740.21 | 444.13 | 11547.34 | 3387.03 | 14490.24 | 190.84 | 0 | 0 | 2398.5 | 2214 | 2214 | 61.5 | 6857.25 | 285.14 | 14.17 | -55.71 | 12.41 | 20 | 21.53 | 0 | 0.5 | 0.1 | 0.5 | 0.5 | 0 | 0 | 0 | 0 | 0 | 0 | 0 | 0 | 0 | 0 | 0 | 0 | 0 | 0 | 0 | 0 | 0
2211 | 12.1 | 1411.34 | 660 | 131.35 | 2202.69 | 740.21 | 444.13 | 11547.34 | 3387.03 | 14490.24 | 190.84 | 0 | 0 | 2398.5 | 2214 | 2214 | 61.5 | 6857.25 | 285.33 | 14.35 | -55.51 | 12.6 | 20 | 20.85 | 0 | 0.5 | 0.1 | 0.5 | 0.5 | 0 | 0 | 0 | 0 | 0 | 0 | 0 | 0 | 0 | 0 | 0 | 0 | 0 | 0 | 0 | 0 | 0
2212 | 11.7 | 1411.34 | 660 | 131.35 | 2202.69 | 740.21 | 444.13 | 11547.34 | 3387.03 | 14490.24 | 190.84 | 0 | 0 | 2398.5 | 2214 | 2214 | 61.5 | 6857.25 | 284.96 | 13.98 | -55.9 | 12.21 | 20 | 22.21 | 0 | 0.5 | 0.1 | 0.5 | 0.5 | 0 | 0 | 0 | 0 | 0 | 0 | 0 | 0 | 0 | 0 | 0 | 0 | 0 | 0 | 0 | 0 | 0
2213 | 11.7 | 1411.34 | 660 | 131.35 | 2202.69 | 740.21 | 444.13 | 11547.34 | 3387.03 | 14490.24 | 190.84 | 0 | 0 | 2398.5 | 2214 | 2214 | 61.5 | 6857.25 | 284.96 | 13.98 | -55.9 | 12.21 | 20 | 22.21 | 0 | 0.5 | 0.1 | 0.5 | 0.5 | 0 | 0 | 0 | 0 | 0 | 0 | 0 | 0 | 0 | 0 | 0 | 0 | 0 | 0 | 0 | 0 | 0
2214 | 11.2 | 1411.34 | 660 | 131.35 | 2202.69 | 740.21 | 444.13 | 11547.34 | 3387.03 | 14490.24 | 190.84 | 0 | 0 | 2398.5 | 2214 | 2214 | 61.5 | 6857.25 | 284.5 | 13.52 | -56.4 | 11.72 | 20 | 23.9 | 0 | 0.5 | 0.1 | 0.5 | 0.5 | 0 | 0 | 0 | 0 | 0 | 0 | 0 | 0 | 0 | 0 | 0 | 0 | 0 | 0 | 0 | 0 | 0
2215 | 10.2 | 1411.34 | 660 | 131.35 | 2202.69 | 740.21 | 444.13 | 11547.34 | 3387.03 | 14490.24 | 190.84 | 1435.9 | 152.59 | 2398.5 | 2214 | 2214 | 61.5 | 6857.25 | 284.01 | 13.04 | -57.28 | 10.84 | 20 | 25.7 | 0 | 0.5 | 0.1 | 0.5 | 0.5 | 0 | 712.97 | 0 | 310.53 | 0 | 288.87 | 0 | 123.53 | 0 | 52.97 | 0 | 17.32 | 0 | 14.11 | 0 | 6.89 | 61.3
2216 | 11.5 | 1411.34 | 660 | 131.35 | 2202.69 | 740.21 | 177.65 | 11280.86 | 3120.55 | 14223.76 | 190.84 | 66245.83 | 4902.81 | 959.4 | 4428 | 4428 | 24.6 | 9827.7 | 325.57 | 35.52 | -52.21 | 17.16 | 23.9 | 0 | 0 | 0.2 | 0.2 | 1 | 0.2 | 0 | 37019.34 | 0 | 21295.41 | 0 | 5555.41 | 0 | 2375.67 | 0 | 2750.37 | 0 | 1188.09 | 0 | 271.39 | 0 | 132.54 | 560.41
2217 | 13.5 | 1411.34 | 660 | 131.35 | 2202.69 | 740.21 | 177.65 | 11280.86 | 3120.55 | 14223.76 | 190.84 | 50200.84 | 7679.46 | 959.4 | 4428 | 4428 | 24.6 | 9827.7 | 323.68 | 33.63 | -51.16 | 18.22 | 23.9 | 0 | 0 | 0.2 | 0.2 | 1 | 0.2 | 0 | 23678.94 | 0 | 19969.6 | 0 | 4589.63 | 0 | 1962.67 | 0 | 3518.48 | 0 | 2228.25 | 0 | 448.42 | 0 | 219 | 1265.31
2218 | 15.5 | 1411.34 | 660 | 131.35 | 2202.69 | 740.21 | 177.65 | 11280.86 | 3120.55 | 14223.76 | 190.84 | 52845.26 | 8468.59 | 959.4 | 4428 | 4428 | 24.6 | 9827.7 | 326.49 | 36.44 | -48.95 | 20.43 | 23.9 | 0 | 0 | 0.2 | 0.2 | 1 | 0.2 | 0 | 18858.48 | 0 | 25449.08 | 0 | 5980.33 | 0 | 2557.38 | 0 | 2802.2 | 0 | 2839.66 | 0 | 584.3 | 0 | 285.36 | 1957.07
2219 | 16.6 | 1411.34 | 660 | 131.35 | 2202.69 | 740.21 | 177.65 | 11280.86 | 3120.55 | 14223.76 | 190.84 | 45611.68 | 7781.29 | 959.4 | 4428 | 4428 | 24.6 | 9827.7 | 325.19 | 35.14 | -48.41 | 20.96 | 23.9 | 0 | 0 | 0.2 | 0.2 | 1 | 0.2 | 0 | 9070.97 | 0 | 26249.44 | 0 | 7208.64 | 0 | 3082.64 | 0 | 1347.87 | 0 | 2928.97 | 0 | 704.31 | 0 | 343.97 | 2456.18
2220 | 17.8 | 1411.34 | 660 | 131.35 | 2202.69 | 740.21 | 177.65 | 11280.86 | 3120.55 | 14223.76 | 190.84 | 53094.67 | 8763.85 | 959.4 | 4428 | 4428 | 24.6 | 9827.7 | 328.73 | 38.68 | -46.64 | 22.74 | 23.9 | 0 | 0 | 0.2 | 0.2 | 1 | 0.2 | 0 | 6038.55 | 0 | 25155.3 | 0 | 18457.78 | 0 | 3443.03 | 0 | 897.28 | 0 | 2806.88 | 0 | 1803.39 | 0 | 384.18 | 2872.11
2221 | 18.2 | 1411.34 | 660 | 131.35 | 2202.69 | 740.21 | 177.65 | 11280.86 | 3120.55 | 14223.76 | 190.84 | 64876.39 | 10040.01 | 959.4 | 4428 | 4428 | 24.6 | 9827.7 | 332.88 | 42.83 | -45.34 | 24.04 | 24 | 0 | -0.53 | 0.2 | 0.2 | 1 | 0.2 | 0 | 6318.74 | 0 | 21621.13 | 0 | 33333.73 | 0 | 3602.79 | 0 | 938.91 | 0 | 2412.53 | 0 | 3256.83 | 0 | 402.01 | 3029.73
2222 | 18.7 | 1411.34 | 660 | 131.35 | 2202.69 | 740.21 | 177.65 | 11280.86 | 3120.55 | 14223.76 | 190.84 | 71412.45 | 10543.22 | 959.4 | 4428 | 4428 | 24.6 | 9827.7 | 335.38 | 45.33 | -44.36 | 25.02 | 24 | 0 | -14.68 | 0.2 | 0.2 | 1 | 0.2 | 0 | 6297.36 | 0 | 16372.85 | 0 | 45151.64 | 0 | 3590.6 | 0 | 935.73 | 0 | 1826.92 | 0 | 4411.49 | 0 | 400.65 | 2968.43
2223 | 19.2 | 1411.34 | 660 | 131.35 | 2202.69 | 740.21 | 177.65 | 11280.86 | 3120.55 | 14223.76 | 190.84 | 74009.61 | 10494.98 | 959.4 | 4428 | 4428 | 24.6 | 9827.7 | 336.57 | 46.52 | -43.69 | 25.69 | 24 | 0 | -24.34 | 0.2 | 0.2 | 1 | 0.2 | 0 | 5930.27 | 0 | 10364.75 | 0 | 54333.3 | 0 | 3381.29 | 0 | 881.19 | 0 | 1156.52 | 0 | 5308.57 | 0 | 377.29 | 2771.41
2224 | 19.3 | 1411.34 | 660 | 131.35 | 2202.69 | 740.21 | 177.65 | 11280.86 | 3120.55 | 14223.76 | 190.84 | 70120.71 | 9543.13 | 959.4 | 4428 | 4428 | 24.6 | 9827.7 | 335.25 | 45.2 | -43.92 | 25.45 | 24 | 0 | -20.92 | 0.2 | 0.2 | 1 | 0.2 | 0 | 5242.93 | 0 | 3616.97 | 0 | 58271.43 | 0 | 2989.39 | 0 | 779.05 | 0 | 403.59 | 0 | 5693.34 | 0 | 333.56 | 2333.59
2225 | 19.2 | 1411.34 | 660 | 131.35 | 2202.69 | 740.21 | 177.65 | 11280.86 | 3120.55 | 14223.76 | 190.84 | 66393.05 | 8557.91 | 959.4 | 4428 | 4428 | 24.6 | 9827.7 | 333.8 | 43.75 | -44.35 | 25.03 | 24 | 0 | -14.79 | 0.2 | 0.2 | 1 | 0.2 | 0 | 4513.98 | 0 | 2573.76 | 0 | 51919.04 | 0 | 7386.27 | 0 | 670.74 | 0 | 287.19 | 0 | 5072.69 | 0 | 824.18 | 1703.13
2226 | 18.8 | 1411.34 | 660 | 131.35 | 2202.69 | 740.21 | 444.13 | 11547.34 | 3387.03 | 14490.24 | 190.84 | 52867.11 | 6520.81 | 2398.5 | 11070 | 11070 | 61.5 | 24569.25 | 312.49 | 41.51 | -43.65 | 24.47 | 24 | 0 | -6.89 | 0.5 | 0.5 | 1 | 0.5 | 0 | 3494.15 | 0 | 1992.28 | 0 | 38019.7 | 0 | 9360.99 | 0 | 519.2 | 0 | 222.3 | 0 | 3714.67 | 0 | 1044.52 | 1020.13
2227 | 17 | 1411.34 | 660 | 131.35 | 2202.69 | 740.21 | 444.13 | 11547.34 | 3387.03 | 14490.24 | 190.84 | 24834.79 | 2978.2 | 2398.5 | 11070 | 11070 | 61.5 | 24569.25 | 302.28 | 31.3 | -47.57 | 20.54 | 23.9 | 0 | 0 | 0.5 | 0.5 | 1 | 0.5 | 0 | 1813.78 | 0 | 1034.17 | 0 | 16099.92 | 0 | 5886.92 | 0 | 269.51 | 0 | 115.4 | 0 | 1573.02 | 0 | 656.88 | 363.39
2228 | 15.4 | 1411.34 | 660 | 131.35 | 2202.69 | 740.21 | 444.13 | 11547.34 | 3387.03 | 14490.24 | 190.84 | 0 | 0 | 2398.5 | 11070 | 11070 | 61.5 | 24569.25 | 293.27 | 22.3 | -51.05 | 17.07 | 22.3 | 0 | 0 | 0.5 | 0.5 | 1 | 0.5 | 0 | 0 | 0 | 0 | 0 | 0 | 0 | 0 | 0 | 0 | 0 | 0 | 0 | 0 | 0 | 0 | 0
2229 | 14.5 | 1411.34 | 660 | 131.35 | 2202.69 | 740.21 | 444.13 | 11547.34 | 3387.03 | 14490.24 | 190.84 | 0 | 0 | 2398.5 | 11070 | 11070 | 61.5 | 24569.25 | 292.4 | 21.42 | -51.93 | 16.18 | 21.42 | 0 | 0 | 0.5 | 0.5 | 1 | 0.5 | 0 | 0 | 0 | 0 | 0 | 0 | 0 | 0 | 0 | 0 | 0 | 0 | 0 | 0 | 0 | 0 | 0
2230 | 13.9 | 1411.34 | 660 | 131.35 | 2202.69 | 740.21 | 444.13 | 11547.34 | 3387.03 | 14490.24 | 190.84 | 0 | 0 | 2398.5 | 11070 | 11070 | 61.5 | 24569.25 | 291.82 | 20.84 | -52.53 | 15.59 | 20.84 | 0 | 0 | 0.5 | 0.5 | 1 | 0.5 | 0 | 0 | 0 | 0 | 0 | 0 | 0 | 0 | 0 | 0 | 0 | 0 | 0 | 0 | 0 | 0 | 0
2231 | 12.8 | 1411.34 | 660 | 131.35 | 2202.69 | 740.21 | 444.13 | 11547.34 | 3387.03 | 14490.24 | 190.84 | 0 | 0 | 2398.5 | 11070 | 11070 | 61.5 | 24569.25 | 290.79 | 19.82 | -53.61 | 14.5 | 20 | 0.68 | 0 | 0.5 | 0.5 | 1 | 0.5 | 0 | 0 | 0 | 0 | 0 | 0 | 0 | 0 | 0 | 0 | 0 | 0 | 0 | 0 | 0 | 0 | 0
2232 | 11.6 | 1411.34 | 660 | 131.35 | 2202.69 | 740.21 | 444.13 | 11547.34 | 3387.03 | 14490.24 | 190.84 | 0 | 0 | 2398.5 | 11070 | 11070 | 61.5 | 24569.25 | 289.67 | 18.69 | -54.8 | 13.32 | 20 | 4.84 | 0 | 0.5 | 0.5 | 1 | 0.5 | 0 | 0 | 0 | 0 | 0 | 0 | 0 | 0 | 0 | 0 | 0 | 0 | 0 | 0 | 0 | 0 | 0
2233 | 11.1 | 1411.34 | 660 | 131.35 | 2202.69 | 740.21 | 444.13 | 11547.34 | 3387.03 | 14490.24 | 190.84 | 0 | 0 | 2398.5 | 2214 | 2214 | 61.5 | 6857.25 | 284.41 | 13.43 | -56.5 | 11.62 | 20 | 24.24 | 0 | 0.5 | 0.1 | 0.5 | 0.5 | 0 | 0 | 0 | 0 | 0 | 0 | 0 | 0 | 0 | 0 | 0 | 0 | 0 | 0 | 0 | 0 | 0
2234 | 10.1 | 1411.34 | 660 | 131.35 | 2202.69 | 740.21 | 444.13 | 11547.34 | 3387.03 | 14490.24 | 190.84 | 0 | 0 | 2398.5 | 2214 | 2214 | 61.5 | 6857.25 | 283.49 | 12.51 | -57.48 | 10.63 | 20 | 27.63 | 0 | 0.5 | 0.1 | 0.5 | 0.5 | 0 | 0 | 0 | 0 | 0 | 0 | 0 | 0 | 0 | 0 | 0 | 0 | 0 | 0 | 0 | 0 | 0
2235 | 9.5 | 1411.34 | 660 | 131.35 | 2202.69 | 740.21 | 444.13 | 11547.34 | 3387.03 | 14490.24 | 190.84 | 0 | 0 | 2398.5 | 2214 | 2214 | 61.5 | 6857.25 | 282.94 | 11.96 | -58.08 | 10.04 | 20 | 29.66 | 0 | 0.5 | 0.1 | 0.5 | 0.5 | 0 | 0 | 0 | 0 | 0 | 0 | 0 | 0 | 0 | 0 | 0 | 0 | 0 | 0 | 0 | 0 | 0
2236 | 9.3 | 1411.34 | 660 | 131.35 | 2202.69 | 740.21 | 444.13 | 11547.34 | 3387.03 | 14490.24 | 190.84 | 0 | 0 | 2398.5 | 2214 | 2214 | 61.5 | 6857.25 | 282.76 | 11.78 | -58.27 | 9.84 | 20 | 30.34 | 0 | 0.5 | 0.1 | 0.5 | 0.5 | 0 | 0 | 0 | 0 | 0 | 0 | 0 | 0 | 0 | 0 | 0 | 0 | 0 | 0 | 0 | 0 | 0
2237 | 8.4 | 1411.34 | 660 | 131.35 | 2202.69 | 740.21 | 444.13 | 11547.34 | 3387.03 | 14490.24 | 190.84 | 0 | 0 | 2398.5 | 2214 | 2214 | 61.5 | 6857.25 | 281.93 | 10.95 | -59.16 | 8.95 | 20 | 33.39 | 0 | 0.5 | 0.1 | 0.5 | 0.5 | 0 | 0 | 0 | 0 | 0 | 0 | 0 | 0 | 0 | 0 | 0 | 0 | 0 | 0 | 0 | 0 | 0
2238 | 7.8 | 1411.34 | 660 | 131.35 | 2202.69 | 740.21 | 444.13 | 11547.34 | 3387.03 | 14490.24 | 190.84 | 0 | 0 | 2398.5 | 2214 | 2214 | 61.5 | 6857.25 | 281.38 | 10.4 | -59.75 | 8.36 | 20 | 35.42 | 0 | 0.5 | 0.1 | 0.5 | 0.5 | 0 | 0 | 0 | 0 | 0 | 0 | 0 | 0 | 0 | 0 | 0 | 0 | 0 | 0 | 0 | 0 | 0
2239 | 7.6 | 1411.34 | 660 | 131.35 | 2202.69 | 740.21 | 444.13 | 11547.34 | 3387.03 | 14490.24 | 190.84 | 2460.26 | 234.6 | 2398.5 | 2214 | 2214 | 61.5 | 6857.25 | 281.93 | 10.95 | -59.77 | 8.35 | 20 | 33.4 | 0 | 0.5 | 0.1 | 0.5 | 0.5 | 0 | 1374.11 | 0 | 567.71 | 0 | 363.15 | 0 | 155.29 | 0 | 102.09 | 0 | 31.67 | 0 | 17.74 | 0 | 8.66 | 74.43
2240 | 8.4 | 1411.34 | 660 | 131.35 | 2202.69 | 740.21 | 177.65 | 11280.86 | 3120.55 | 14223.76 | 190.84 | 54384.41 | 4046.36 | 959.4 | 4428 | 4428 | 24.6 | 9827.7 | 319.07 | 29.02 | -56.15 | 13.22 | 23.9 | 0 | 0 | 0.2 | 0.2 | 1 | 0.2 | 0 | 29232.31 | 0 | 16720.81 | 0 | 5905.78 | 0 | 2525.5 | 0 | 2171.83 | 0 | 932.87 | 0 | 288.51 | 0 | 140.9 | 512.25
2241 | 10.3 | 1411.34 | 660 | 131.35 | 2202.69 | 740.21 | 177.65 | 11280.86 | 3120.55 | 14223.76 | 190.84 | 49977.17 | 7662.44 | 959.4 | 4428 | 4428 | 24.6 | 9827.7 | 320.72 | 30.67 | -54.33 | 15.04 | 23.9 | 0 | 0 | 0.2 | 0.2 | 1 | 0.2 | 0 | 23570.68 | 0 | 19731.43 | 0 | 4675.62 | 0 | 1999.44 | 0 | 3502.39 | 0 | 2201.68 | 0 | 456.83 | 0 | 223.1 | 1278.44
2242 | 12.1 | 1411.34 | 660 | 131.35 | 2202.69 | 740.21 | 177.65 | 11280.86 | 3120.55 | 14223.76 | 190.84 | 52772.99 | 8473.87 | 959.4 | 4428 | 4428 | 24.6 | 9827.7 | 323.39 | 33.34 | -52.3 | 17.07 | 23.9 | 0 | 0 | 0.2 | 0.2 | 1 | 0.2 | 0 | 18891.84 | 0 | 25238.37 | 0 | 6053.92 | 0 | 2588.85 | 0 | 2807.16 | 0 | 2816.15 | 0 | 591.49 | 0 | 288.87 | 1970.2
2243 | 13.7 | 1411.34 | 660 | 131.35 | 2202.69 | 740.21 | 177.65 | 11280.86 | 3120.55 | 14223.76 | 190.84 | 45920.27 | 7881.77 | 959.4 | 4428 | 4428 | 24.6 | 9827.7 | 322.68 | 32.63 | -51.24 | 18.13 | 23.9 | 0 | 0 | 0.2 | 0.2 | 1 | 0.2 | 0 | 9240.02 | 0 | 26233.25 | 0 | 7317.72 | 0 | 3129.29 | 0 | 1372.98 | 0 | 2927.16 | 0 | 714.97 | 0 | 349.17 | 2517.48
2244 | 15.1 | 1411.34 | 660 | 131.35 | 2202.69 | 740.21 | 177.65 | 11280.86 | 3120.55 | 14223.76 | 190.84 | 52095.23 | 8620.65 | 959.4 | 4428 | 4428 | 24.6 | 9827.7 | 325.95 | 35.9 | -49.38 | 19.99 | 23.9 | 0 | 0 | 0.2 | 0.2 | 1 | 0.2 | 0 | 6114.93 | 0 | 24389.19 | 0 | 18104.52 | 0 | 3486.58 | 0 | 908.62 | 0 | 2721.4 | 0 | 1768.88 | 0 | 389.04 | 2832.71
2245 | 16.2 | 1411.34 | 660 | 131.35 | 2202.69 | 740.21 | 177.65 | 11280.86 | 3120.55 | 14223.76 | 190.84 | 64084.19 | 9947.19 | 959.4 | 4428 | 4428 | 24.6 | 9827.7 | 330.81 | 40.76 | -47.37 | 22 | 23.9 | 0 | 0 | 0.2 | 0.2 | 1 | 0.2 | 0 | 6371.57 | 0 | 21232.68 | 0 | 32847.04 | 0 | 3632.91 | 0 | 946.76 | 0 | 2369.19 | 0 | 3209.28 | 0 | 405.37 | 3016.6
2246 | 17.3 | 1411.34 | 660 | 131.35 | 2202.69 | 740.21 | 177.65 | 11280.86 | 3120.55 | 14223.76 | 190.84 | 73021 | 10801.67 | 959.4 | 4428 | 4428 | 24.6 | 9827.7 | 334.65 | 44.6 | -45.61 | 23.77 | 23.9 | 0 | 0 | 0.2 | 0.2 | 1 | 0.2 | 0 | 6295.05 | 0 | 16740.63 | 0 | 46396.04 | 0 | 3589.28 | 0 | 935.39 | 0 | 1867.96 | 0 | 4533.07 | 0 | 400.5 | 3064.76
2247 | 18.3 | 1411.34 | 660 | 131.35 | 2202.69 | 740.21 | 177.65 | 11280.86 | 3120.55 | 14223.76 | 190.84 | 71837.56 | 10187.66 | 959.4 | 4428 | 4428 | 24.6 | 9827.7 | 335.03 | 44.98 | -44.75 | 24.63 | 24 | 0 | -9.06 | 0.2 | 0.2 | 1 | 0.2 | 0 | 6032.81 | 0 | 10017.84 | 0 | 52347.16 | 0 | 3439.76 | 0 | 896.42 | 0 | 1117.81 | 0 | 5114.51 | 0 | 383.82 | 2675.09
2248 | 18.1 | 1411.34 | 660 | 131.35 | 2202.69 | 740.21 | 177.65 | 11280.86 | 3120.55 | 14223.76 | 190.84 | 53166.45 | 7471.68 | 959.4 | 4428 | 4428 | 24.6 | 9827.7 | 328.65 | 38.6 | -46.43 | 22.95 | 23.9 | 0 | 0 | 0.2 | 0.2 | 1 | 0.2 | 0 | 6373.39 | 0 | 3944.64 | 0 | 39214.47 | 0 | 3633.95 | 0 | 947.03 | 0 | 440.15 | 0 | 3831.4 | 0 | 405.48 | 1847.61
2249 | 17.2 | 1411.34 | 660 | 131.35 | 2202.69 | 740.21 | 177.65 | 11280.86 | 3120.55 | 14223.76 | 190.84 | 47556.68 | 6402.02 | 959.4 | 4428 | 4428 | 24.6 | 9827.7 | 325.89 | 35.84 | -47.78 | 21.6 | 23.9 | 0 | 0 | 0.2 | 0.2 | 1 | 0.2 | 0 | 5318.8 | 0 | 3032.65 | 0 | 33355.75 | 0 | 5849.48 | 0 | 790.33 | 0 | 338.39 | 0 | 3258.98 | 0 | 652.7 | 1361.63
2250 | 15.3 | 1411.34 | 660 | 131.35 | 2202.69 | 740.21 | 444.13 | 11547.34 | 3387.03 | 14490.24 | 190.84 | 23093.75 | 3209.74 | 2398.5 | 11070 | 11070 | 61.5 | 24569.25 | 300.31 | 29.33 | -49.35 | 18.76 | 23.9 | 0 | 0 | 0.5 | 0.5 | 1 | 0.5 | 0 | 3506.62 | 0 | 1999.39 | 0 | 13592.87 | 0 | 3994.88 | 0 | 521.05 | 0 | 223.1 | 0 | 1328.07 | 0 | 445.76 | 691.76
2251 | 14.3 | 1411.34 | 660 | 131.35 | 2202.69 | 740.21 | 444.13 | 11547.34 | 3387.03 | 14490.24 | 190.84 | 26851.33 | 3213.25 | 2398.5 | 11070 | 11070 | 61.5 | 24569.25 | 300.41 | 29.43 | -50.08 | 18.03 | 23.9 | 0 | 0 | 0.5 | 0.5 | 1 | 0.5 | 0 | 1884.99 | 0 | 1074.77 | 0 | 17458.76 | 0 | 6432.81 | 0 | 280.09 | 0 | 119.93 | 0 | 1705.79 | 0 | 717.79 | 389.66
2252 | 12.6 | 1411.34 | 660 | 131.35 | 2202.69 | 740.21 | 444.13 | 11547.34 | 3387.03 | 14490.24 | 190.84 | 262.87 | 43.87 | 2398.5 | 11070 | 11070 | 61.5 | 24569.25 | 290.79 | 19.81 | -53.79 | 14.33 | 20 | 0.7 | 0 | 0.5 | 0.5 | 1 | 0.5 | 0 | 75.68 | 0 | 43.15 | 0 | 100.9 | 0 | 43.15 | 0 | 11.24 | 0 | 4.81 | 0 | 9.86 | 0 | 4.81 | 13.13
2253 | 11.8 | 1411.34 | 660 | 131.35 | 2202.69 | 740.21 | 444.13 | 11547.34 | 3387.03 | 14490.24 | 190.84 | 0 | 0 | 2398.5 | 11070 | 11070 | 61.5 | 24569.25 | 289.85 | 18.87 | -54.6 | 13.52 | 20 | 4.16 | 0 | 0.5 | 0.5 | 1 | 0.5 | 0 | 0 | 0 | 0 | 0 | 0 | 0 | 0 | 0 | 0 | 0 | 0 | 0 | 0 | 0 | 0 | 0
2254 | 10.5 | 1411.34 | 660 | 131.35 | 2202.69 | 740.21 | 444.13 | 11547.34 | 3387.03 | 14490.24 | 190.84 | 0 | 0 | 2398.5 | 11070 | 11070 | 61.5 | 24569.25 | 288.66 | 17.68 | -55.88 | 12.23 | 20 | 8.56 | 0 | 0.5 | 0.5 | 1 | 0.5 | 0 | 0 | 0 | 0 | 0 | 0 | 0 | 0 | 0 | 0 | 0 | 0 | 0 | 0 | 0 | 0 | 0
2255 | 9.7 | 1411.34 | 660 | 131.35 | 2202.69 | 740.21 | 444.13 | 11547.34 | 3387.03 | 14490.24 | 190.84 | 0 | 0 | 2398.5 | 11070 | 11070 | 61.5 | 24569.25 | 287.92 | 16.95 | -56.67 | 11.44 | 20 | 11.27 | 0 | 0.5 | 0.5 | 1 | 0.5 | 0 | 0 | 0 | 0 | 0 | 0 | 0 | 0 | 0 | 0 | 0 | 0 | 0 | 0 | 0 | 0 | 0
2256 | 8.6 | 1411.34 | 660 | 131.35 | 2202.69 | 740.21 | 444.13 | 11547.34 | 3387.03 | 14490.24 | 190.84 | 0 | 0 | 2398.5 | 11070 | 11070 | 61.5 | 24569.25 | 286.91 | 15.94 | -57.76 | 10.36 | 20 | 15 | 0 | 0.5 | 0.5 | 1 | 0.5 | 0 | 0 | 0 | 0 | 0 | 0 | 0 | 0 | 0 | 0 | 0 | 0 | 0 | 0 | 0 | 0 | 0
2257 | 7.8 | 1411.34 | 660 | 131.35 | 2202.69 | 740.21 | 444.13 | 11547.34 | 3387.03 | 14490.24 | 190.84 | 0 | 0 | 2398.5 | 2214 | 2214 | 61.5 | 6857.25 | 281.38 | 10.4 | -59.75 | 8.36 | 20 | 35.42 | 0 | 0.5 | 0.1 | 0.5 | 0.5 | 0 | 0 | 0 | 0 | 0 | 0 | 0 | 0 | 0 | 0 | 0 | 0 | 0 | 0 | 0 | 0 | 0
2258 | 7.3 | 1411.34 | 660 | 131.35 | 2202.69 | 740.21 | 444.13 | 11547.34 | 3387.03 | 14490.24 | 190.84 | 0 | 0 | 2398.5 | 2214 | 2214 | 61.5 | 6857.25 | 280.92 | 9.94 | -60.25 | 7.87 | 20 | 37.11 | 0 | 0.5 | 0.1 | 0.5 | 0.5 | 0 | 0 | 0 | 0 | 0 | 0 | 0 | 0 | 0 | 0 | 0 | 0 | 0 | 0 | 0 | 0 | 0
2259 | 6.7 | 1411.34 | 660 | 131.35 | 2202.69 | 740.21 | 444.13 | 11547.34 | 3387.03 | 14490.24 | 190.84 | 0 | 0 | 2398.5 | 2214 | 2214 | 61.5 | 6857.25 | 280.37 | 9.39 | -60.84 | 7.27 | 20 | 39.14 | 0 | 0.5 | 0.1 | 0.5 | 0.5 | 0 | 0 | 0 | 0 | 0 | 0 | 0 | 0 | 0 | 0 | 0 | 0 | 0 | 0 | 0 | 0 | 0
2260 | 6.1 | 1411.34 | 660 | 131.35 | 2202.69 | 740.21 | 444.13 | 11547.34 | 3387.03 | 14490.24 | 190.84 | 0 | 0 | 2398.5 | 2214 | 2214 | 61.5 | 6857.25 | 279.82 | 8.84 | -61.43 | 6.68 | 20 | 41.18 | 0 | 0.5 | 0.1 | 0.5 | 0.5 | 0 | 0 | 0 | 0 | 0 | 0 | 0 | 0 | 0 | 0 | 0 | 0 | 0 | 0 | 0 | 0 | 0
2261 | 5.2 | 1411.34 | 660 | 131.35 | 2202.69 | 740.21 | 444.13 | 11547.34 | 3387.03 | 14490.24 | 190.84 | 0 | 0 | 2398.5 | 2214 | 2214 | 61.5 | 6857.25 | 278.99 | 8.02 | -62.32 | 5.79 | 20 | 44.22 | 0 | 0.5 | 0.1 | 0.5 | 0.5 | 0 | 0 | 0 | 0 | 0 | 0 | 0 | 0 | 0 | 0 | 0 | 0 | 0 | 0 | 0 | 0 | 0
2262 | 4.7 | 1411.34 | 660 | 131.35 | 2202.69 | 740.21 | 444.13 | 11547.34 | 3387.03 | 14490.24 | 190.84 | 0 | 0 | 2398.5 | 2214 | 2214 | 61.5 | 6857.25 | 278.53 | 7.56 | -62.81 | 5.3 | 20 | 45.92 | 0 | 0.5 | 0.1 | 0.5 | 0.5 | 0 | 0 | 0 | 0 | 0 | 0 | 0 | 0 | 0 | 0 | 0 | 0 | 0 | 0 | 0 | 0 | 0
2263 | 4.7 | 1411.34 | 660 | 131.35 | 2202.69 | 740.21 | 444.13 | 11547.34 | 3387.03 | 14490.24 | 190.84 | 4684.91 | 406.02 | 2398.5 | 2214 | 2214 | 61.5 | 6857.25 | 279.91 | 8.94 | -62.47 | 5.65 | 20 | 40.83 | 0 | 0.5 | 0.1 | 0.5 | 0.5 | 0 | 2809.03 | 0 | 1123.08 | 0 | 527.31 | 0 | 225.49 | 0 | 208.7 | 0 | 62.66 | 0 | 25.76 | 0 | 12.58 | 96.32
2264 | 5.8 | 1411.34 | 660 | 131.35 | 2202.69 | 740.21 | 177.65 | 11280.86 | 3120.55 | 14223.76 | 190.84 | 83502.26 | 6173.1 | 959.4 | 4428 | 4428 | 24.6 | 9827.7 | 325.78 | 35.73 | -56.55 | 12.82 | 23.9 | 0 | 0 | 0.2 | 0.2 | 1 | 0.2 | 0 | 48355.94 | 0 | 27509.23 | 0 | 5349.49 | 0 | 2287.61 | 0 | 3592.63 | 0 | 1534.77 | 0 | 261.33 | 0 | 127.63 | 656.73
2265 | 7.7 | 1411.34 | 660 | 131.35 | 2202.69 | 740.21 | 177.65 | 11280.86 | 3120.55 | 14223.76 | 190.84 | 55460.61 | 8501.35 | 959.4 | 4428 | 4428 | 24.6 | 9827.7 | 320.2 | 30.15 | -56.46 | 12.92 | 23.9 | 0 | 0 | 0.2 | 0.2 | 1 | 0.2 | 0 | 26676.69 | 0 | 22381.56 | 0 | 4484.6 | 0 | 1917.76 | 0 | 3963.92 | 0 | 2497.38 | 0 | 438.16 | 0 | 213.99 | 1387.9
2266 | 10.2 | 1411.34 | 660 | 131.35 | 2202.69 | 740.21 | 177.65 | 11280.86 | 3120.55 | 14223.76 | 190.84 | 55436.28 | 8947.93 | 959.4 | 4428 | 4428 | 24.6 | 9827.7 | 322.58 | 32.53 | -53.96 | 15.41 | 23.9 | 0 | 0 | 0.2 | 0.2 | 1 | 0.2 | 0 | 20007.82 | 0 | 26770.82 | 0 | 6064.34 | 0 | 2593.3 | 0 | 2972.98 | 0 | 2987.15 | 0 | 592.51 | 0 | 289.37 | 2105.93
2267 | 11.9 | 1411.34 | 660 | 131.35 | 2202.69 | 740.21 | 177.65 | 11280.86 | 3120.55 | 14223.76 | 190.84 | 47108.18 | 8120.03 | 959.4 | 4428 | 4428 | 24.6 | 9827.7 | 321.46 | 31.42 | -52.92 | 16.45 | 23.9 | 0 | 0 | 0.2 | 0.2 | 1 | 0.2 | 0 | 9494.75 | 0 | 27162.58 | 0 | 7320.41 | 0 | 3130.44 | 0 | 1410.84 | 0 | 3030.86 | 0 | 715.23 | 0 | 349.3 | 2613.8
2268 | 12.7 | 1411.34 | 660 | 131.35 | 2202.69 | 740.21 | 177.65 | 11280.86 | 3120.55 | 14223.76 | 190.84 | 53882.69 | 8961.29 | 959.4 | 4428 | 4428 | 24.6 | 9827.7 | 324.4 | 34.35 | -51.6 | 17.77 | 23.9 | 0 | 0 | 0.2 | 0.2 | 1 | 0.2 | 0 | 6104.7 | 0 | 25667.32 | 0 | 18629.91 | 0 | 3480.75 | 0 | 907.1 | 0 | 2864.01 | 0 | 1820.21 | 0 | 388.39 | 2981.57
2269 | 13.2 | 1411.34 | 660 | 131.35 | 2202.69 | 740.21 | 177.65 | 11280.86 | 3120.55 | 14223.76 | 190.84 | 66576.66 | 10363.72 | 959.4 | 4428 | 4428 | 24.6 | 9827.7 | 328.94 | 38.89 | -50.13 | 19.24 | 23.9 | 0 | 0 | 0.2 | 0.2 | 1 | 0.2 | 0 | 6393.37 | 0 | 22249.71 | 0 | 34288.24 | 0 | 3645.34 | 0 | 950 | 0 | 2482.67 | 0 | 3350.09 | 0 | 406.75 | 3174.21
2270 | 14 | 1411.34 | 660 | 131.35 | 2202.69 | 740.21 | 177.65 | 11280.86 | 3120.55 | 14223.76 | 190.84 | 74070.03 | 10983.99 | 959.4 | 4428 | 4428 | 24.6 | 9827.7 | 332.02 | 41.97 | -48.78 | 20.6 | 23.9 | 0 | 0 | 0.2 | 0.2 | 1 | 0.2 | 0 | 6338.12 | 0 | 16947.49 | 0 | 47170.58 | 0 | 3613.84 | 0 | 941.79 | 0 | 1891.04 | 0 | 4608.74 | 0 | 403.24 | 3139.19
2271 | 14.8 | 1411.34 | 660 | 131.35 | 2202.69 | 740.21 | 177.65 | 11280.86 | 3120.55 | 14223.76 | 190.84 | 75487.21 | 10751.41 | 959.4 | 4428 | 4428 | 24.6 | 9827.7 | 333.08 | 43.03 | -47.91 | 21.47 | 23.9 | 0 | 0 | 0.2 | 0.2 | 1 | 0.2 | 0 | 5966.1 | 0 | 10400.8 | 0 | 55718.59 | 0 | 3401.72 | 0 | 886.51 | 0 | 1160.54 | 0 | 5443.92 | 0 | 379.57 | 2880.87
2272 | 14.5 | 1411.34 | 660 | 131.35 | 2202.69 | 740.21 | 177.65 | 11280.86 | 3120.55 | 14223.76 | 190.84 | 70712.94 | 9704.57 | 959.4 | 4428 | 4428 | 24.6 | 9827.7 | 331.12 | 41.07 | -48.61 | 20.77 | 23.9 | 0 | 0 | 0.2 | 0.2 | 1 | 0.2 | 0 | 5330.55 | 0 | 3453.05 | 0 | 58889.99 | 0 | 3039.35 | 0 | 792.07 | 0 | 385.3 | 0 | 5753.77 | 0 | 339.14 | 2434.29
2273 | 13.6 | 1411.34 | 660 | 131.35 | 2202.69 | 740.21 | 177.65 | 11280.86 | 3120.55 | 14223.76 | 190.84 | 69626.69 | 8974.71 | 959.4 | 4428 | 4428 | 24.6 | 9827.7 | 329.78 | 39.73 | -49.62 | 19.75 | 23.9 | 0 | 0 | 0.2 | 0.2 | 1 | 0.2 | 0 | 4471.02 | 0 | 2549.27 | 0 | 54711.28 | 0 | 7895.12 | 0 | 664.35 | 0 | 284.45 | 0 | 5345.5 | 0 | 880.95 | 1799.45
2274 | 12.8 | 1411.34 | 660 | 131.35 | 2202.69 | 740.21 | 444.13 | 11547.34 | 3387.03 | 14490.24 | 190.84 | 58765.21 | 7209.84 | 2398.5 | 11070 | 11070 | 61.5 | 24569.25 | 308.76 | 37.79 | -49.12 | 19 | 23.9 | 0 | 0 | 0.5 | 0.5 | 1 | 0.5 | 0 | 3403.17 | 0 | 1940.4 | 0 | 42806.44 | 0 | 10615.2 | 0 | 505.68 | 0 | 216.51 | 0 | 4182.35 | 0 | 1184.47 | 1120.82
2275 | 11.6 | 1411.34 | 660 | 131.35 | 2202.69 | 740.21 | 444.13 | 11547.34 | 3387.03 | 14490.24 | 190.84 | 30442.26 | 3616.46 | 2398.5 | 11070 | 11070 | 61.5 | 24569.25 | 299.01 | 28.04 | -52.48 | 15.64 | 23.9 | 0 | 0 | 0.5 | 0.5 | 1 | 0.5 | 0 | 1949.86 | 0 | 1111.76 | 0 | 19973.68 | 0 | 7406.96 | 0 | 289.73 | 0 | 124.05 | 0 | 1951.5 | 0 | 826.48 | 424.69
2276 | 9.9 | 1411.34 | 660 | 131.35 | 2202.69 | 740.21 | 444.13 | 11547.34 | 3387.03 | 14490.24 | 190.84 | 534.54 | 88.76 | 2398.5 | 11070 | 11070 | 61.5 | 24569.25 | 288.39 | 17.42 | -56.43 | 11.68 | 20 | 9.53 | 0 | 0.5 | 0.5 | 1 | 0.5 | 0 | 153.88 | 0 | 87.74 | 0 | 205.18 | 0 | 87.74 | 0 | 22.87 | 0 | 9.79 | 0 | 20.05 | 0 | 9.79 | 26.27
2277 | 8.9 | 1411.34 | 660 | 131.35 | 2202.69 | 740.21 | 444.13 | 11547.34 | 3387.03 | 14490.24 | 190.84 | 0 | 0 | 2398.5 | 11070 | 11070 | 61.5 | 24569.25 | 287.19 | 16.21 | -57.46 | 10.65 | 20 | 13.98 | 0 | 0.5 | 0.5 | 1 | 0.5 | 0 | 0 | 0 | 0 | 0 | 0 | 0 | 0 | 0 | 0 | 0 | 0 | 0 | 0 | 0 | 0 | 0
2278 | 7.9 | 1411.34 | 660 | 131.35 | 2202.69 | 740.21 | 444.13 | 11547.34 | 3387.03 | 14490.24 | 190.84 | 0 | 0 | 2398.5 | 11070 | 11070 | 61.5 | 24569.25 | 286.27 | 15.29 | -58.45 | 9.67 | 20 | 17.37 | 0 | 0.5 | 0.5 | 1 | 0.5 | 0 | 0 | 0 | 0 | 0 | 0 | 0 | 0 | 0 | 0 | 0 | 0 | 0 | 0 | 0 | 0 | 0
2279 | 7 | 1411.34 | 660 | 131.35 | 2202.69 | 740.21 | 444.13 | 11547.34 | 3387.03 | 14490.24 | 190.84 | 0 | 0 | 2398.5 | 11070 | 11070 | 61.5 | 24569.25 | 285.44 | 14.47 | -59.34 | 8.78 | 20 | 20.42 | 0 | 0.5 | 0.5 | 1 | 0.5 | 0 | 0 | 0 | 0 | 0 | 0 | 0 | 0 | 0 | 0 | 0 | 0 | 0 | 0 | 0 | 0 | 0
2280 | 6 | 1411.34 | 660 | 131.35 | 2202.69 | 740.21 | 444.13 | 11547.34 | 3387.03 | 14490.24 | 190.84 | 0 | 0 | 2398.5 | 11070 | 11070 | 61.5 | 24569.25 | 284.53 | 13.55 | -60.32 | 7.79 | 20 | 23.8 | 0 | 0.5 | 0.5 | 1 | 0.5 | 0 | 0 | 0 | 0 | 0 | 0 | 0 | 0 | 0 | 0 | 0 | 0 | 0 | 0 | 0 | 0 | 0
2281 | 5.3 | 1411.34 | 660 | 131.35 | 2202.69 | 740.21 | 444.13 | 11547.34 | 3387.03 | 14490.24 | 190.84 | 0 | 0 | 2398.5 | 2214 | 2214 | 61.5 | 6857.25 | 279.08 | 8.11 | -62.22 | 5.89 | 20 | 43.89 | 0 | 0.5 | 0.1 | 0.5 | 0.5 | 0 | 0 | 0 | 0 | 0 | 0 | 0 | 0 | 0 | 0 | 0 | 0 | 0 | 0 | 0 | 0 | 0
2282 | 4.4 | 1411.34 | 660 | 131.35 | 2202.69 | 740.21 | 444.13 | 11547.34 | 3387.03 | 14490.24 | 190.84 | 0 | 0 | 2398.5 | 2214 | 2214 | 61.5 | 6857.25 | 278.26 | 7.28 | -63.11 | 5 | 20 | 46.93 | 0 | 0.5 | 0.1 | 0.5 | 0.5 | 0 | 0 | 0 | 0 | 0 | 0 | 0 | 0 | 0 | 0 | 0 | 0 | 0 | 0 | 0 | 0 | 0
2283 | 3.5 | 1411.34 | 660 | 131.35 | 2202.69 | 740.21 | 444.13 | 11547.34 | 3387.03 | 14490.24 | 190.84 | 0 | 0 | 2398.5 | 2214 | 2214 | 61.5 | 6857.25 | 277.43 | 6.46 | -64 | 4.12 | 20 | 49.98 | 0 | 0.5 | 0.1 | 0.5 | 0.5 | 0 | 0 | 0 | 0 | 0 | 0 | 0 | 0 | 0 | 0 | 0 | 0 | 0 | 0 | 0 | 0 | 0
2284 | 2.3 | 1411.34 | 660 | 131.35 | 2202.69 | 740.21 | 444.13 | 11547.34 | 3387.03 | 14490.24 | 190.84 | 0 | 0 | 2398.5 | 2214 | 2214 | 61.5 | 6857.25 | 276.33 | 5.35 | -65.18 | 2.93 | 20 | 54.05 | 0 | 0.5 | 0.1 | 0.5 | 0.5 | 0 | 0 | 0 | 0 | 0 | 0 | 0 | 0 | 0 | 0 | 0 | 0 | 0 | 0 | 0 | 0 | 0
2285 | 1.3 | 1411.34 | 660 | 131.35 | 2202.69 | 740.21 | 444.13 | 11547.34 | 3387.03 | 14490.24 | 190.84 | 0 | 0 | 2398.5 | 2214 | 2214 | 61.5 | 6857.25 | 275.41 | 4.44 | -66.17 | 1.95 | 20 | 57.43 | 0 | 0.5 | 0.1 | 0.5 | 0.5 | 0 | 0 | 0 | 0 | 0 | 0 | 0 | 0 | 0 | 0 | 0 | 0 | 0 | 0 | 0 | 0 | 0
2286 | 0.3 | 1411.34 | 660 | 131.35 | 2202.69 | 740.21 | 444.13 | 11547.34 | 3387.03 | 14490.24 | 190.84 | 0 | 0 | 2398.5 | 2214 | 2214 | 61.5 | 6857.25 | 274.5 | 3.52 | -67.16 | 0.96 | 20 | 60.82 | 0 | 0.5 | 0.1 | 0.5 | 0.5 | 0 | 0 | 0 | 0 | 0 | 0 | 0 | 0 | 0 | 0 | 0 | 0 | 0 | 0 | 0 | 0 | 0
2287 | 0.1 | 1411.34 | 660 | 131.35 | 2202.69 | 740.21 | 444.13 | 11547.34 | 3387.03 | 14490.24 | 190.84 | 12010.85 | 894.25 | 2398.5 | 2214 | 2214 | 61.5 | 6857.25 | 277.81 | 6.83 | -66.48 | 1.64 | 20 | 48.59 | 0 | 0.5 | 0.1 | 0.5 | 0.5 | 0 | 7901.05 | 0 | 3032.81 | 0 | 754.39 | 0 | 322.6 | 0 | 587.01 | 0 | 169.2 | 0 | 36.85 | 0 | 18 | 83.19
2288 | 0.9 | 1411.34 | 660 | 131.35 | 2202.69 | 740.21 | 177.65 | 11280.86 | 3120.55 | 14223.76 | 190.84 | 77249.26 | 5725.05 | 959.4 | 4428 | 4428 | 24.6 | 9827.7 | 319.4 | 29.35 | -61.85 | 7.52 | 23.9 | 0 | 0 | 0.2 | 0.2 | 1 | 0.2 | 0 | 43925.38 | 0 | 24850.62 | 0 | 5935.19 | 0 | 2538.07 | 0 | 3263.46 | 0 | 1386.44 | 0 | 289.94 | 0 | 141.6 | 643.6
2289 | 2.5 | 1411.34 | 660 | 131.35 | 2202.69 | 740.21 | 177.65 | 11280.86 | 3120.55 | 14223.76 | 190.84 | 55688.73 | 8553.73 | 959.4 | 4428 | 4428 | 24.6 | 9827.7 | 315.57 | 25.52 | -61.57 | 7.8 | 23.9 | 0 | 0 | 0.2 | 0.2 | 1 | 0.2 | 0 | 26834.9 | 0 | 22367.38 | 0 | 4543.5 | 0 | 1942.95 | 0 | 3987.43 | 0 | 2495.8 | 0 | 443.92 | 0 | 216.8 | 1409.79
2290 | 4.8 | 1411.34 | 660 | 131.35 | 2202.69 | 740.21 | 177.65 | 11280.86 | 3120.55 | 14223.76 | 190.84 | 55224.95 | 8931.75 | 959.4 | 4428 | 4428 | 24.6 | 9827.7 | 317.63 | 27.58 | -59.31 | 10.07 | 23.9 | 0 | 0 | 0.2 | 0.2 | 1 | 0.2 | 0 | 19994.04 | 0 | 26486.13 | 0 | 6125.38 | 0 | 2619.4 | 0 | 2970.94 | 0 | 2955.38 | 0 | 598.47 | 0 | 292.28 | 2114.68
2291 | 6.6 | 1411.34 | 660 | 131.35 | 2202.69 | 740.21 | 177.65 | 11280.86 | 3120.55 | 14223.76 | 190.84 | 48018.32 | 8304.17 | 959.4 | 4428 | 4428 | 24.6 | 9827.7 | 316.99 | 26.94 | -58.07 | 11.3 | 23.9 | 0 | 0 | 0.2 | 0.2 | 1 | 0.2 | 0 | 9744.9 | 0 | 27709.19 | 0 | 7399.82 | 0 | 3164.4 | 0 | 1448.01 | 0 | 3091.85 | 0 | 722.99 | 0 | 353.09 | 2688.23
2292 | 8.2 | 1411.34 | 660 | 131.35 | 2202.69 | 740.21 | 177.65 | 11280.86 | 3120.55 | 14223.76 | 190.84 | 55171.46 | 9213.69 | 959.4 | 4428 | 4428 | 24.6 | 9827.7 | 320.77 | 30.72 | -55.94 | 13.44 | 23.9 | 0 | 0 | 0.2 | 0.2 | 1 | 0.2 | 0 | 6227.42 | 0 | 26374.19 | 0 | 19019.13 | 0 | 3550.72 | 0 | 925.34 | 0 | 2942.89 | 0 | 1858.24 | 0 | 396.2 | 3091.03
2293 | 8.8 | 1411.34 | 660 | 131.35 | 2202.69 | 740.21 | 177.65 | 11280.86 | 3120.55 | 14223.76 | 190.84 | 67632.98 | 10560.9 | 959.4 | 4428 | 4428 | 24.6 | 9827.7 | 325.32 | 35.27 | -54.39 | 14.99 | 23.9 | 0 | 0 | 0.2 | 0.2 | 1 | 0.2 | 0 | 6495.78 | 0 | 22592.74 | 0 | 34840.71 | 0 | 3703.74 | 0 | 965.22 | 0 | 2520.95 | 0 | 3404.07 | 0 | 413.27 | 3257.4
2294 | 10.2 | 1411.34 | 660 | 131.35 | 2202.69 | 740.21 | 177.65 | 11280.86 | 3120.55 | 14223.76 | 190.84 | 74503.85 | 11078.22 | 959.4 | 4428 | 4428 | 24.6 | 9827.7 | 328.73 | 38.68 | -52.49 | 16.88 | 23.9 | 0 | 0 | 0.2 | 0.2 | 1 | 0.2 | 0 | 6389.96 | 0 | 16992.88 | 0 | 47477.62 | 0 | 3643.4 | 0 | 949.49 | 0 | 1896.1 | 0 | 4638.74 | 0 | 406.54 | 3187.35
2295 | 10.8 | 1411.34 | 660 | 131.35 | 2202.69 | 740.21 | 177.65 | 11280.86 | 3120.55 | 14223.76 | 190.84 | 77901.3 | 11118.38 | 959.4 | 4428 | 4428 | 24.6 | 9827.7 | 330.27 | 40.22 | -51.66 | 17.71 | 23.9 | 0 | 0 | 0.2 | 0.2 | 1 | 0.2 | 0 | 6055.26 | 0 | 10636.43 | 0 | 57757.05 | 0 | 3452.56 | 0 | 899.76 | 0 | 1186.84 | 0 | 5643.08 | 0 | 385.24 | 3003.46
2296 | 10.7 | 1411.34 | 660 | 131.35 | 2202.69 | 740.21 | 177.65 | 11280.86 | 3120.55 | 14223.76 | 190.84 | 73850.92 | 10141.02 | 959.4 | 4428 | 4428 | 24.6 | 9827.7 | 328.72 | 38.67 | -52.11 | 17.27 | 23.9 | 0 | 0 | 0.2 | 0.2 | 1 | 0.2 | 0 | 5327.19 | 0 | 3359.99 | 0 | 62126.3 | 0 | 3037.43 | 0 | 791.57 | 0 | 374.92 | 0 | 6069.97 | 0 | 338.92 | 2565.64
2297 | 10.5 | 1411.34 | 660 | 131.35 | 2202.69 | 740.21 | 177.65 | 11280.86 | 3120.55 | 14223.76 | 190.84 | 74799.93 | 9627.57 | 959.4 | 4428 | 4428 | 24.6 | 9827.7 | 328.67 | 38.62 | -52.28 | 17.1 | 23.9 | 0 | 0 | 0.2 | 0.2 | 1 | 0.2 | 0 | 4377.79 | 0 | 2496.11 | 0 | 59424.35 | 0 | 8501.68 | 0 | 650.5 | 0 | 278.52 | 0 | 5805.98 | 0 | 948.64 | 1943.93
2298 | 10.3 | 1411.34 | 660 | 131.35 | 2202.69 | 740.21 | 444.13 | 11547.34 | 3387.03 | 14490.24 | 190.84 | 67109.88 | 8147.06 | 2398.5 | 11070 | 11070 | 61.5 | 24569.25 | 308.98 | 38.01 | -50.95 | 17.16 | 23.9 | 0 | 0 | 0.5 | 0.5 | 1 | 0.5 | 0 | 3222.68 | 0 | 1837.49 | 0 | 49771.55 | 0 | 12278.15 | 0 | 478.86 | 0 | 205.03 | 0 | 4862.87 | 0 | 1370.02 | 1230.28
2299 | 9.4 | 1411.34 | 660 | 131.35 | 2202.69 | 740.21 | 444.13 | 11547.34 | 3387.03 | 14490.24 | 190.84 | 38325.57 | 4478.71 | 2398.5 | 11070 | 11070 | 61.5 | 24569.25 | 299.36 | 28.39 | -54.05 | 14.06 | 23.9 | 0 | 0 | 0.5 | 0.5 | 1 | 0.5 | 0 | 1963.31 | 0 | 1119.43 | 0 | 25678.78 | 0 | 9564.05 | 0 | 291.73 | 0 | 124.91 | 0 | 2508.91 | 0 | 1067.18 | 485.98
2300 | 8 | 1411.34 | 660 | 131.35 | 2202.69 | 740.21 | 444.13 | 11547.34 | 3387.03 | 14490.24 | 190.84 | 718.95 | 119.08 | 2398.5 | 11070 | 11070 | 61.5 | 24569.25 | 286.71 | 15.73 | -58.29 | 9.82 | 20 | 15.75 | 0 | 0.5 | 0.5 | 1 | 0.5 | 0 | 206.97 | 0 | 118.01 | 0 | 275.96 | 0 | 118.01 | 0 | 30.75 | 0 | 13.17 | 0 | 26.96 | 0 | 13.17 | 35.03
2301 | 6.9 | 1411.34 | 660 | 131.35 | 2202.69 | 740.21 | 444.13 | 11547.34 | 3387.03 | 14490.24 | 190.84 | 0 | 0 | 2398.5 | 11070 | 11070 | 61.5 | 24569.25 | 285.35 | 14.38 | -59.44 | 8.68 | 20 | 20.76 | 0 | 0.5 | 0.5 | 1 | 0.5 | 0 | 0 | 0 | 0 | 0 | 0 | 0 | 0 | 0 | 0 | 0 | 0 | 0 | 0 | 0 | 0 | 0
2302 | 5.8 | 1411.34 | 660 | 131.35 | 2202.69 | 740.21 | 444.13 | 11547.34 | 3387.03 | 14490.24 | 190.84 | 0 | 0 | 2398.5 | 11070 | 11070 | 61.5 | 24569.25 | 284.34 | 13.37 | -60.52 | 7.59 | 20 | 24.48 | 0 | 0.5 | 0.5 | 1 | 0.5 | 0 | 0 | 0 | 0 | 0 | 0 | 0 | 0 | 0 | 0 | 0 | 0 | 0 | 0 | 0 | 0 | 0
2303 | 4.6 | 1411.34 | 660 | 131.35 | 2202.69 | 740.21 | 444.13 | 11547.34 | 3387.03 | 14490.24 | 190.84 | 0 | 0 | 2398.5 | 11070 | 11070 | 61.5 | 24569.25 | 283.24 | 12.26 | -61.71 | 6.41 | 20 | 28.55 | 0 | 0.5 | 0.5 | 1 | 0.5 | 0 | 0 | 0 | 0 | 0 | 0 | 0 | 0 | 0 | 0 | 0 | 0 | 0 | 0 | 0 | 0 | 0
2304 | 3 | 1411.34 | 660 | 131.35 | 2202.69 | 740.21 | 444.13 | 11547.34 | 3387.03 | 14490.24 | 190.84 | 0 | 0 | 2398.5 | 11070 | 11070 | 61.5 | 24569.25 | 281.77 | 10.8 | -63.29 | 4.83 | 20 | 33.96 | 0 | 0.5 | 0.5 | 1 | 0.5 | 0 | 0 | 0 | 0 | 0 | 0 | 0 | 0 | 0 | 0 | 0 | 0 | 0 | 0 | 0 | 0 | 0
2305 | 2.9 | 1411.34 | 660 | 131.35 | 2202.69 | 740.21 | 444.13 | 11547.34 | 3387.03 | 14490.24 | 190.84 | 0 | 0 | 2398.5 | 2214 | 2214 | 61.5 | 6857.25 | 276.88 | 5.91 | -64.59 | 3.52 | 20 | 52.02 | 0 | 0.5 | 0.1 | 0.5 | 0.5 | 0 | 0 | 0 | 0 | 0 | 0 | 0 | 0 | 0 | 0 | 0 | 0 | 0 | 0 | 0 | 0 | 0
2306 | 2.2 | 1411.34 | 660 | 131.35 | 2202.69 | 740.21 | 444.13 | 11547.34 | 3387.03 | 14490.24 | 190.84 | 0 | 0 | 2398.5 | 2214 | 2214 | 61.5 | 6857.25 | 276.24 | 5.26 | -65.28 | 2.83 | 20 | 54.39 | 0 | 0.5 | 0.1 | 0.5 | 0.5 | 0 | 0 | 0 | 0 | 0 | 0 | 0 | 0 | 0 | 0 | 0 | 0 | 0 | 0 | 0 | 0 | 0
2307 | 1.8 | 1411.34 | 660 | 131.35 | 2202.69 | 740.21 | 444.13 | 11547.34 | 3387.03 | 14490.24 | 190.84 | 0 | 0 | 2398.5 | 2214 | 2214 | 61.5 | 6857.25 | 275.87 | 4.9 | -65.68 | 2.44 | 20 | 55.74 | 0 | 0.5 | 0.1 | 0.5 | 0.5 | 0 | 0 | 0 | 0 | 0 | 0 | 0 | 0 | 0 | 0 | 0 | 0 | 0 | 0 | 0 | 0 | 0
2308 | -0.1 | 1411.34 | 660 | 131.35 | 2202.69 | 740.21 | 444.13 | 11547.34 | 3387.03 | 14490.24 | 190.84 | 0 | 0 | 2398.5 | 2214 | 2214 | 61.5 | 6857.25 | 274.13 | 3.15 | -67.55 | 0.56 | 20 | 62.18 | 0 | 0.5 | 0.1 | 0.5 | 0.5 | 0 | 0 | 0 | 0 | 0 | 0 | 0 | 0 | 0 | 0 | 0 | 0 | 0 | 0 | 0 | 0 | 0
2309 | 0 | 1411.34 | 660 | 131.35 | 2202.69 | 740.21 | 444.13 | 11547.34 | 3387.03 | 14490.24 | 190.84 | 0 | 0 | 2398.5 | 2214 | 2214 | 61.5 | 6857.25 | 274.22 | 3.24 | -67.45 | 0.66 | 20 | 61.84 | 0 | 0.5 | 0.1 | 0.5 | 0.5 | 0 | 0 | 0 | 0 | 0 | 0 | 0 | 0 | 0 | 0 | 0 | 0 | 0 | 0 | 0 | 0 | 0
2310 | -0.8 | 1411.34 | 660 | 131.35 | 2202.69 | 740.21 | 444.13 | 11547.34 | 3387.03 | 14490.24 | 190.84 | 0 | 0 | 2398.5 | 2214 | 2214 | 61.5 | 6857.25 | 273.49 | 2.51 | -68.24 | -0.13 | 20 | 64.55 | 0 | 0.5 | 0.1 | 0.5 | 0.5 | 0 | 0 | 0 | 0 | 0 | 0 | 0 | 0 | 0 | 0 | 0 | 0 | 0 | 0 | 0 | 0 | 0
2311 | 1.5 | 1411.34 | 660 | 131.35 | 2202.69 | 740.21 | 444.13 | 11547.34 | 3387.03 | 14490.24 | 190.84 | 16410.75 | 1239.08 | 2398.5 | 2214 | 2214 | 61.5 | 6857.25 | 280.38 | 9.4 | -64.77 | 3.34 | 20 | 39.11 | 0 | 0.5 | 0.1 | 0.5 | 0.5 | 0 | 11138.44 | 0 | 4202.73 | 0 | 749.2 | 0 | 320.38 | 0 | 827.54 | 0 | 234.47 | 0 | 36.6 | 0 | 17.87 | 122.59
2312 | 4.2 | 1411.34 | 660 | 131.35 | 2202.69 | 740.21 | 444.13 | 11547.34 | 3387.03 | 14490.24 | 190.84 | 84012.7 | 6238.5 | 2398.5 | 11070 | 11070 | 61.5 | 24569.25 | 307.33 | 36.35 | -55.95 | 12.16 | 23.9 | 0 | 0 | 0.5 | 0.5 | 1 | 0.5 | 0 | 48581.49 | 0 | 27326.11 | 0 | 5677.3 | 0 | 2427.79 | 0 | 3609.39 | 0 | 1524.55 | 0 | 277.35 | 0 | 135.45 | 691.76
2313 | 6.2 | 1411.34 | 660 | 131.35 | 2202.69 | 740.21 | 444.13 | 11547.34 | 3387.03 | 14490.24 | 190.84 | 55457.34 | 8536.13 | 2398.5 | 11070 | 11070 | 61.5 | 24569.25 | 302.17 | 31.19 | -55.77 | 12.35 | 23.9 | 0 | 0 | 0.5 | 0.5 | 1 | 0.5 | 0 | 26732.46 | 0 | 22122.15 | 0 | 4624.95 | 0 | 1977.78 | 0 | 3972.21 | 0 | 2468.44 | 0 | 451.88 | 0 | 220.68 | 1422.92
2314 | 7.7 | 1411.34 | 660 | 131.35 | 2202.69 | 740.21 | 444.13 | 11547.34 | 3387.03 | 14490.24 | 190.84 | 55134.66 | 8935.19 | 2398.5 | 11070 | 11070 | 61.5 | 24569.25 | 303.57 | 32.59 | -54.28 | 13.83 | 23.9 | 0 | 0 | 0.5 | 0.5 | 1 | 0.5 | 0 | 20026.81 | 0 | 26277.94 | 0 | 6185.01 | 0 | 2644.91 | 0 | 2975.81 | 0 | 2932.15 | 0 | 604.3 | 0 | 295.12 | 2127.82
2315 | 9 | 1411.34 | 660 | 131.35 | 2202.69 | 740.21 | 444.13 | 11547.34 | 3387.03 | 14490.24 | 190.84 | 46536.67 | 8046.42 | 2398.5 | 11070 | 11070 | 61.5 | 24569.25 | 302.19 | 31.21 | -53.65 | 14.47 | 23.9 | 0 | 0 | 0.5 | 0.5 | 1 | 0.5 | 0 | 9629.92 | 0 | 26280.97 | 0 | 7442.94 | 0 | 3182.84 | 0 | 1430.92 | 0 | 2932.49 | 0 | 727.2 | 0 | 355.15 | 2600.66
2316 | 10.4 | 1411.34 | 660 | 131.35 | 2202.69 | 740.21 | 444.13 | 11547.34 | 3387.03 | 14490.24 | 190.84 | 54475.75 | 9126.27 | 2398.5 | 11070 | 11070 | 61.5 | 24569.25 | 305.92 | 34.94 | -51.65 | 16.47 | 23.9 | 0 | 0 | 0.5 | 0.5 | 1 | 0.5 | 0 | 6214.11 | 0 | 25976.02 | 0 | 18742.47 | 0 | 3543.14 | 0 | 923.36 | 0 | 2898.46 | 0 | 1831.21 | 0 | 395.35 | 3077.89
2317 | 11.3 | 1411.34 | 660 | 131.35 | 2202.69 | 740.21 | 444.13 | 11547.34 | 3387.03 | 14490.24 | 190.84 | 66890.67 | 10474.87 | 2398.5 | 11070 | 11070 | 61.5 | 24569.25 | 310.47 | 39.5 | -49.82 | 18.29 | 23.9 | 0 | 0 | 0.5 | 0.5 | 1 | 0.5 | 0 | 6489.2 | 0 | 22278.86 | 0 | 34422.64 | 0 | 3699.98 | 0 | 964.24 | 0 | 2485.92 | 0 | 3363.22 | 0 | 412.85 | 3248.64
2318 | 12.7 | 1411.34 | 660 | 131.35 | 2202.69 | 740.21 | 444.13 | 11547.34 | 3387.03 | 14490.24 | 190.84 | 74345.39 | 11085.23 | 2398.5 | 11070 | 11070 | 61.5 | 24569.25 | 313.94 | 42.97 | -47.89 | 20.22 | 23.9 | 0 | 0 | 0.5 | 0.5 | 1 | 0.5 | 0 | 6423.88 | 0 | 16892.83 | 0 | 47365.94 | 0 | 3662.74 | 0 | 954.53 | 0 | 1884.94 | 0 | 4627.83 | 0 | 408.7 | 3209.24
2319 | 12.4 | 1411.34 | 660 | 131.35 | 2202.69 | 740.21 | 444.13 | 11547.34 | 3387.03 | 14490.24 | 190.84 | 69873.39 | 10001.27 | 2398.5 | 11070 | 11070 | 61.5 | 24569.25 | 312.16 | 41.19 | -48.57 | 19.55 | 23.9 | 0 | 0 | 0.5 | 0.5 | 1 | 0.5 | 0 | 6231.45 | 0 | 9573.88 | 0 | 50515.04 | 0 | 3553.02 | 0 | 925.94 | 0 | 1068.27 | 0 | 4935.51 | 0 | 396.45 | 2675.09
2320 | 12.9 | 1411.34 | 660 | 131.35 | 2202.69 | 740.21 | 444.13 | 11547.34 | 3387.03 | 14490.24 | 190.84 | 70175.86 | 9689.33 | 2398.5 | 11070 | 11070 | 61.5 | 24569.25 | 312.62 | 41.64 | -48.07 | 20.04 | 23.9 | 0 | 0 | 0.5 | 0.5 | 1 | 0.5 | 0 | 5409.86 | 0 | 3275.77 | 0 | 58405.66 | 0 | 3084.57 | 0 | 803.86 | 0 | 365.52 | 0 | 5706.45 | 0 | 344.18 | 2469.32
2321 | 12.6 | 1411.34 | 660 | 131.35 | 2202.69 | 740.21 | 444.13 | 11547.34 | 3387.03 | 14490.24 | 190.84 | 72130.67 | 9312.28 | 2398.5 | 11070 | 11070 | 61.5 | 24569.25 | 312.77 | 41.8 | -48.26 | 19.85 | 23.9 | 0 | 0 | 0.5 | 0.5 | 1 | 0.5 | 0 | 4452.56 | 0 | 2538.74 | 0 | 56779.82 | 0 | 8359.54 | 0 | 661.61 | 0 | 283.28 | 0 | 5547.6 | 0 | 932.78 | 1887.01
2322 | 11.4 | 1411.34 | 660 | 131.35 | 2202.69 | 740.21 | 444.13 | 11547.34 | 3387.03 | 14490.24 | 190.84 | 60789.99 | 7475.37 | 2398.5 | 11070 | 11070 | 61.5 | 24569.25 | 308.1 | 37.12 | -50.34 | 17.77 | 23.9 | 0 | 0 | 0.5 | 0.5 | 1 | 0.5 | 0 | 3454.81 | 0 | 1969.85 | 0 | 44191.47 | 0 | 11173.86 | 0 | 513.35 | 0 | 219.8 | 0 | 4317.67 | 0 | 1246.8 | 1177.74
2323 | 10 | 1411.34 | 660 | 131.35 | 2202.69 | 740.21 | 444.13 | 11547.34 | 3387.03 | 14490.24 | 190.84 | 33620.06 | 3994.6 | 2398.5 | 11070 | 11070 | 61.5 | 24569.25 | 298.51 | 27.53 | -53.81 | 14.3 | 23.9 | 0 | 0 | 0.5 | 0.5 | 1 | 0.5 | 0 | 2065.81 | 0 | 1177.87 | 0 | 22055.99 | 0 | 8320.4 | 0 | 306.96 | 0 | 131.43 | 0 | 2154.95 | 0 | 928.41 | 472.85
2324 | 8.5 | 1411.34 | 660 | 131.35 | 2202.69 | 740.21 | 444.13 | 11547.34 | 3387.03 | 14490.24 | 190.84 | 532.33 | 88.5 | 2398.5 | 11070 | 11070 | 61.5 | 24569.25 | 287.11 | 16.13 | -57.81 | 10.3 | 20 | 14.28 | 0 | 0.5 | 0.5 | 1 | 0.5 | 0 | 153.25 | 0 | 87.38 | 0 | 204.33 | 0 | 87.38 | 0 | 22.77 | 0 | 9.75 | 0 | 19.96 | 0 | 9.75 | 26.27
2325 | 7.2 | 1411.34 | 660 | 131.35 | 2202.69 | 740.21 | 444.13 | 11547.34 | 3387.03 | 14490.24 | 190.84 | 0 | 0 | 2398.5 | 11070 | 11070 | 61.5 | 24569.25 | 285.63 | 14.65 | -59.14 | 8.97 | 20 | 19.74 | 0 | 0.5 | 0.5 | 1 | 0.5 | 0 | 0 | 0 | 0 | 0 | 0 | 0 | 0 | 0 | 0 | 0 | 0 | 0 | 0 | 0 | 0 | 0
2326 | 7.2 | 1411.34 | 660 | 131.35 | 2202.69 | 740.21 | 444.13 | 11547.34 | 3387.03 | 14490.24 | 190.84 | 0 | 0 | 2398.5 | 11070 | 11070 | 61.5 | 24569.25 | 285.63 | 14.65 | -59.14 | 8.97 | 20 | 19.74 | 0 | 0.5 | 0.5 | 1 | 0.5 | 0 | 0 | 0 | 0 | 0 | 0 | 0 | 0 | 0 | 0 | 0 | 0 | 0 | 0 | 0 | 0 | 0
2327 | 6.4 | 1411.34 | 660 | 131.35 | 2202.69 | 740.21 | 444.13 | 11547.34 | 3387.03 | 14490.24 | 190.84 | 0 | 0 | 2398.5 | 11070 | 11070 | 61.5 | 24569.25 | 284.89 | 13.92 | -59.93 | 8.19 | 20 | 22.45 | 0 | 0.5 | 0.5 | 1 | 0.5 | 0 | 0 | 0 | 0 | 0 | 0 | 0 | 0 | 0 | 0 | 0 | 0 | 0 | 0 | 0 | 0 | 0
2328 | 5.3 | 1411.34 | 660 | 131.35 | 2202.69 | 740.21 | 444.13 | 11547.34 | 3387.03 | 14490.24 | 190.84 | 0 | 0 | 2398.5 | 11070 | 11070 | 61.5 | 24569.25 | 283.88 | 12.91 | -61.02 | 7.1 | 20 | 26.17 | 0 | 0.5 | 0.5 | 1 | 0.5 | 0 | 0 | 0 | 0 | 0 | 0 | 0 | 0 | 0 | 0 | 0 | 0 | 0 | 0 | 0 | 0 | 0
2329 | 4.8 | 1411.34 | 660 | 131.35 | 2202.69 | 740.21 | 444.13 | 11547.34 | 3387.03 | 14490.24 | 190.84 | 0 | 0 | 2398.5 | 2214 | 2214 | 61.5 | 6857.25 | 278.63 | 7.65 | -62.72 | 5.4 | 20 | 45.58 | 0 | 0.5 | 0.1 | 0.5 | 0.5 | 0 | 0 | 0 | 0 | 0 | 0 | 0 | 0 | 0 | 0 | 0 | 0 | 0 | 0 | 0 | 0 | 0
2330 | 4 | 1411.34 | 660 | 131.35 | 2202.69 | 740.21 | 444.13 | 11547.34 | 3387.03 | 14490.24 | 190.84 | 0 | 0 | 2398.5 | 2214 | 2214 | 61.5 | 6857.25 | 277.89 | 6.91 | -63.5 | 4.61 | 20 | 48.29 | 0 | 0.5 | 0.1 | 0.5 | 0.5 | 0 | 0 | 0 | 0 | 0 | 0 | 0 | 0 | 0 | 0 | 0 | 0 | 0 | 0 | 0 | 0 | 0
2331 | 3.5 | 1411.34 | 660 | 131.35 | 2202.69 | 740.21 | 444.13 | 11547.34 | 3387.03 | 14490.24 | 190.84 | 0 | 0 | 2398.5 | 2214 | 2214 | 61.5 | 6857.25 | 277.43 | 6.46 | -64 | 4.12 | 20 | 49.98 | 0 | 0.5 | 0.1 | 0.5 | 0.5 | 0 | 0 | 0 | 0 | 0 | 0 | 0 | 0 | 0 | 0 | 0 | 0 | 0 | 0 | 0 | 0 | 0
2332 | 3 | 1411.34 | 660 | 131.35 | 2202.69 | 740.21 | 444.13 | 11547.34 | 3387.03 | 14490.24 | 190.84 | 0 | 0 | 2398.5 | 2214 | 2214 | 61.5 | 6857.25 | 276.97 | 6 | -64.49 | 3.62 | 20 | 51.68 | 0 | 0.5 | 0.1 | 0.5 | 0.5 | 0 | 0 | 0 | 0 | 0 | 0 | 0 | 0 | 0 | 0 | 0 | 0 | 0 | 0 | 0 | 0 | 0
2333 | 1.9 | 1411.34 | 660 | 131.35 | 2202.69 | 740.21 | 444.13 | 11547.34 | 3387.03 | 14490.24 | 190.84 | 0 | 0 | 2398.5 | 2214 | 2214 | 61.5 | 6857.25 | 275.96 | 4.99 | -65.58 | 2.54 | 20 | 55.4 | 0 | 0.5 | 0.1 | 0.5 | 0.5 | 0 | 0 | 0 | 0 | 0 | 0 | 0 | 0 | 0 | 0 | 0 | 0 | 0 | 0 | 0 | 0 | 0
2334 | 1 | 1411.34 | 660 | 131.35 | 2202.69 | 740.21 | 444.13 | 11547.34 | 3387.03 | 14490.24 | 190.84 | 0 | 0 | 2398.5 | 2214 | 2214 | 61.5 | 6857.25 | 275.14 | 4.16 | -66.47 | 1.65 | 20 | 58.45 | 0 | 0.5 | 0.1 | 0.5 | 0.5 | 0 | 0 | 0 | 0 | 0 | 0 | 0 | 0 | 0 | 0 | 0 | 0 | 0 | 0 | 0 | 0 | 0
2335 | 1.7 | 1411.34 | 660 | 131.35 | 2202.69 | 740.21 | 444.13 | 11547.34 | 3387.03 | 14490.24 | 190.84 | 16114.57 | 1236.87 | 2398.5 | 2214 | 2214 | 61.5 | 6857.25 | 280.48 | 9.51 | -64.59 | 3.52 | 20 | 38.73 | 0 | 0.5 | 0.1 | 0.5 | 0.5 | 0 | 10780.67 | 0 | 4068.13 | 0 | 886.62 | 0 | 379.15 | 0 | 800.96 | 0 | 226.97 | 0 | 43.31 | 0 | 21.15 | 144.48
2336 | 4.3 | 1411.34 | 660 | 131.35 | 2202.69 | 740.21 | 444.13 | 11547.34 | 3387.03 | 14490.24 | 190.84 | 83064.51 | 6185.05 | 2398.5 | 11070 | 11070 | 61.5 | 24569.25 | 307.15 | 36.17 | -55.92 | 12.19 | 23.9 | 0 | 0 | 0.5 | 0.5 | 1 | 0.5 | 0 | 47908.53 | 0 | 26797.52 | 0 | 5854.77 | 0 | 2503.69 | 0 | 3559.39 | 0 | 1495.06 | 0 | 286.02 | 0 | 139.68 | 704.89
2337 | 8.3 | 1411.34 | 660 | 131.35 | 2202.69 | 740.21 | 444.13 | 11547.34 | 3387.03 | 14490.24 | 190.84 | 56377.53 | 8694.05 | 2398.5 | 11070 | 11070 | 61.5 | 24569.25 | 304.39 | 33.41 | -53.62 | 14.49 | 23.9 | 0 | 0 | 0.5 | 0.5 | 1 | 0.5 | 0 | 27286.8 | 0 | 22457.76 | 0 | 4646.13 | 0 | 1986.83 | 0 | 4054.58 | 0 | 2505.89 | 0 | 453.94 | 0 | 221.7 | 1457.95
2338 | 10.3 | 1411.34 | 660 | 131.35 | 2202.69 | 740.21 | 444.13 | 11547.34 | 3387.03 | 14490.24 | 190.84 | 55050.87 | 8939.42 | 2398.5 | 11070 | 11070 | 61.5 | 24569.25 | 305.93 | 34.96 | -51.72 | 16.39 | 23.9 | 0 | 0 | 0.5 | 0.5 | 1 | 0.5 | 0 | 20061.09 | 0 | 26074.57 | 0 | 6244.75 | 0 | 2670.45 | 0 | 2980.9 | 0 | 2909.46 | 0 | 610.14 | 0 | 297.97 | 2140.95
2339 | 11.7 | 1411.34 | 660 | 131.35 | 2202.69 | 740.21 | 444.13 | 11547.34 | 3387.03 | 14490.24 | 190.84 | 47395.8 | 8224.71 | 2398.5 | 11070 | 11070 | 61.5 | 24569.25 | 304.95 | 33.97 | -50.91 | 17.21 | 23.9 | 0 | 0 | 0.5 | 0.5 | 1 | 0.5 | 0 | 9854.85 | 0 | 26880.68 | 0 | 7467.1 | 0 | 3193.17 | 0 | 1464.34 | 0 | 2999.4 | 0 | 729.56 | 0 | 356.3 | 2675.09
2340 | 12.6 | 1411.34 | 660 | 131.35 | 2202.69 | 740.21 | 444.13 | 11547.34 | 3387.03 | 14490.24 | 190.84 | 54015.98 | 9078.17 | 2398.5 | 11070 | 11070 | 61.5 | 24569.25 | 307.8 | 36.82 | -49.51 | 18.6 | 23.9 | 0 | 0 | 0.5 | 0.5 | 1 | 0.5 | 0 | 6227.47 | 0 | 25690.18 | 0 | 18547.59 | 0 | 3550.75 | 0 | 925.35 | 0 | 2866.56 | 0 | 1812.17 | 0 | 396.2 | 3077.89
2341 | 13.1 | 1411.34 | 660 | 131.35 | 2202.69 | 740.21 | 444.13 | 11547.34 | 3387.03 | 14490.24 | 190.84 | 66334.65 | 10417.75 | 2398.5 | 11070 | 11070 | 61.5 | 24569.25 | 311.96 | 40.98 | -48.09 | 20.03 | 23.9 | 0 | 0 | 0.5 | 0.5 | 1 | 0.5 | 0 | 6501.01 | 0 | 22027.38 | 0 | 34099.54 | 0 | 3706.72 | 0 | 965.99 | 0 | 2457.86 | 0 | 3331.65 | 0 | 413.6 | 3248.64
2342 | 13.6 | 1411.34 | 660 | 131.35 | 2202.69 | 740.21 | 444.13 | 11547.34 | 3387.03 | 14490.24 | 190.84 | 72369.37 | 10823.24 | 2398.5 | 11070 | 11070 | 61.5 | 24569.25 | 314.16 | 43.19 | -47.16 | 20.96 | 23.9 | 0 | 0 | 0.5 | 0.5 | 1 | 0.5 | 0 | 6423.61 | 0 | 16343.53 | 0 | 45939.65 | 0 | 3662.58 | 0 | 954.49 | 0 | 1823.65 | 0 | 4488.48 | 0 | 408.68 | 3147.94
2343 | 13.4 | 1411.34 | 660 | 131.35 | 2202.69 | 740.21 | 444.13 | 11547.34 | 3387.03 | 14490.24 | 190.84 | 75904.63 | 10896.69 | 2398.5 | 11070 | 11070 | 61.5 | 24569.25 | 314.96 | 43.98 | -47.11 | 21.01 | 23.9 | 0 | 0 | 0.5 | 0.5 | 1 | 0.5 | 0 | 6072.43 | 0 | 10223.66 | 0 | 56146.2 | 0 | 3462.35 | 0 | 902.31 | 0 | 1140.78 | 0 | 5485.69 | 0 | 386.34 | 2981.57
2344 | 13.9 | 1411.34 | 660 | 131.35 | 2202.69 | 740.21 | 444.13 | 11547.34 | 3387.03 | 14490.24 | 190.84 | 70442.17 | 9750.28 | 2398.5 | 11070 | 11070 | 61.5 | 24569.25 | 313.63 | 42.65 | -47.06 | 21.05 | 23.9 | 0 | 0 | 0.5 | 0.5 | 1 | 0.5 | 0 | 5431.02 | 0 | 3179.44 | 0 | 58735.08 | 0 | 3096.63 | 0 | 807 | 0 | 354.77 | 0 | 5738.64 | 0 | 345.53 | 2504.34
2345 | 13.3 | 1411.34 | 660 | 131.35 | 2202.69 | 740.21 | 444.13 | 11547.34 | 3387.03 | 14490.24 | 190.84 | 55562.58 | 7402.4 | 2398.5 | 11070 | 11070 | 61.5 | 24569.25 | 308.41 | 37.43 | -48.83 | 19.28 | 23.9 | 0 | 0 | 0.5 | 0.5 | 1 | 0.5 | 0 | 5280.08 | 0 | 3010.57 | 0 | 40365.55 | 0 | 6906.38 | 0 | 784.57 | 0 | 335.93 | 0 | 3943.87 | 0 | 770.63 | 1567.4
2346 | 12.6 | 1411.34 | 660 | 131.35 | 2202.69 | 740.21 | 444.13 | 11547.34 | 3387.03 | 14490.24 | 190.84 | 56611.16 | 7034.92 | 2398.5 | 11070 | 11070 | 61.5 | 24569.25 | 307.95 | 36.97 | -49.47 | 18.64 | 23.9 | 0 | 0 | 0.5 | 0.5 | 1 | 0.5 | 0 | 3674.02 | 0 | 2094.84 | 0 | 40391.2 | 0 | 10451.1 | 0 | 545.93 | 0 | 233.75 | 0 | 3946.37 | 0 | 1166.16 | 1142.72
2347 | 11.4 | 1411.34 | 660 | 131.35 | 2202.69 | 740.21 | 444.13 | 11547.34 | 3387.03 | 14490.24 | 190.84 | 31322.78 | 3766.15 | 2398.5 | 11070 | 11070 | 61.5 | 24569.25 | 299.11 | 28.13 | -52.6 | 15.51 | 23.9 | 0 | 0 | 0.5 | 0.5 | 1 | 0.5 | 0 | 2139.11 | 0 | 1219.67 | 0 | 20241.87 | 0 | 7722.14 | 0 | 317.85 | 0 | 136.09 | 0 | 1977.71 | 0 | 861.65 | 472.85
2348 | 9.6 | 1411.34 | 660 | 131.35 | 2202.69 | 740.21 | 444.13 | 11547.34 | 3387.03 | 14490.24 | 190.84 | 715.4 | 118.66 | 2398.5 | 11070 | 11070 | 61.5 | 24569.25 | 288.18 | 17.2 | -56.71 | 11.4 | 20 | 10.34 | 0 | 0.5 | 0.5 | 1 | 0.5 | 0 | 205.95 | 0 | 117.43 | 0 | 274.6 | 0 | 117.43 | 0 | 30.6 | 0 | 13.1 | 0 | 26.83 | 0 | 13.1 | 35.03
2349 | 9.1 | 1411.34 | 660 | 131.35 | 2202.69 | 740.21 | 444.13 | 11547.34 | 3387.03 | 14490.24 | 190.84 | 0 | 0 | 2398.5 | 11070 | 11070 | 61.5 | 24569.25 | 287.37 | 16.4 | -57.26 | 10.85 | 20 | 13.3 | 0 | 0.5 | 0.5 | 1 | 0.5 | 0 | 0 | 0 | 0 | 0 | 0 | 0 | 0 | 0 | 0 | 0 | 0 | 0 | 0 | 0 | 0 | 0
2350 | 8.4 | 1411.34 | 660 | 131.35 | 2202.69 | 740.21 | 444.13 | 11547.34 | 3387.03 | 14490.24 | 190.84 | 0 | 0 | 2398.5 | 11070 | 11070 | 61.5 | 24569.25 | 286.73 | 15.75 | -57.96 | 10.16 | 20 | 15.67 | 0 | 0.5 | 0.5 | 1 | 0.5 | 0 | 0 | 0 | 0 | 0 | 0 | 0 | 0 | 0 | 0 | 0 | 0 | 0 | 0 | 0 | 0 | 0
2351 | 7.7 | 1411.34 | 660 | 131.35 | 2202.69 | 740.21 | 444.13 | 11547.34 | 3387.03 | 14490.24 | 190.84 | 0 | 0 | 2398.5 | 11070 | 11070 | 61.5 | 24569.25 | 286.09 | 15.11 | -58.65 | 9.47 | 20 | 18.05 | 0 | 0.5 | 0.5 | 1 | 0.5 | 0 | 0 | 0 | 0 | 0 | 0 | 0 | 0 | 0 | 0 | 0 | 0 | 0 | 0 | 0 | 0 | 0
2352 | 6.2 | 1411.34 | 660 | 131.35 | 2202.69 | 740.21 | 444.13 | 11547.34 | 3387.03 | 14490.24 | 190.84 | 0 | 0 | 2398.5 | 11070 | 11070 | 61.5 | 24569.25 | 284.71 | 13.73 | -60.13 | 7.99 | 20 | 23.13 | 0 | 0.5 | 0.5 | 1 | 0.5 | 0 | 0 | 0 | 0 | 0 | 0 | 0 | 0 | 0 | 0 | 0 | 0 | 0 | 0 | 0 | 0 | 0
2353 | 3.4 | 1411.34 | 660 | 131.35 | 2202.69 | 740.21 | 444.13 | 11547.34 | 3387.03 | 14490.24 | 190.84 | 0 | 0 | 2398.5 | 2214 | 2214 | 61.5 | 6857.25 | 277.34 | 6.36 | -64.1 | 4.02 | 20 | 50.32 | 0 | 0.5 | 0.1 | 0.5 | 0.5 | 0 | 0 | 0 | 0 | 0 | 0 | 0 | 0 | 0 | 0 | 0 | 0 | 0 | 0 | 0 | 0 | 0
2354 | 2.9 | 1411.34 | 660 | 131.35 | 2202.69 | 740.21 | 444.13 | 11547.34 | 3387.03 | 14490.24 | 190.84 | 0 | 0 | 2398.5 | 2214 | 2214 | 61.5 | 6857.25 | 276.88 | 5.91 | -64.59 | 3.52 | 20 | 52.02 | 0 | 0.5 | 0.1 | 0.5 | 0.5 | 0 | 0 | 0 | 0 | 0 | 0 | 0 | 0 | 0 | 0 | 0 | 0 | 0 | 0 | 0 | 0 | 0
2355 | 2 | 1411.34 | 660 | 131.35 | 2202.69 | 740.21 | 444.13 | 11547.34 | 3387.03 | 14490.24 | 190.84 | 0 | 0 | 2398.5 | 2214 | 2214 | 61.5 | 6857.25 | 276.06 | 5.08 | -65.48 | 2.64 | 20 | 55.06 | 0 | 0.5 | 0.1 | 0.5 | 0.5 | 0 | 0 | 0 | 0 | 0 | 0 | 0 | 0 | 0 | 0 | 0 | 0 | 0 | 0 | 0 | 0 | 0
2356 | 1.1 | 1411.34 | 660 | 131.35 | 2202.69 | 740.21 | 444.13 | 11547.34 | 3387.03 | 14490.24 | 190.84 | 0 | 0 | 2398.5 | 2214 | 2214 | 61.5 | 6857.25 | 275.23 | 4.25 | -66.37 | 1.75 | 20 | 58.11 | 0 | 0.5 | 0.1 | 0.5 | 0.5 | 0 | 0 | 0 | 0 | 0 | 0 | 0 | 0 | 0 | 0 | 0 | 0 | 0 | 0 | 0 | 0 | 0
2357 | 0.4 | 1411.34 | 660 | 131.35 | 2202.69 | 740.21 | 444.13 | 11547.34 | 3387.03 | 14490.24 | 190.84 | 0 | 0 | 2398.5 | 2214 | 2214 | 61.5 | 6857.25 | 274.59 | 3.61 | -67.06 | 1.06 | 20 | 60.48 | 0 | 0.5 | 0.1 | 0.5 | 0.5 | 0 | 0 | 0 | 0 | 0 | 0 | 0 | 0 | 0 | 0 | 0 | 0 | 0 | 0 | 0 | 0 | 0
2358 | -0.8 | 1411.34 | 660 | 131.35 | 2202.69 | 740.21 | 444.13 | 11547.34 | 3387.03 | 14490.24 | 190.84 | 0 | 0 | 2398.5 | 2214 | 2214 | 61.5 | 6857.25 | 273.49 | 2.51 | -68.24 | -0.13 | 20 | 64.55 | 0 | 0.5 | 0.1 | 0.5 | 0.5 | 0 | 0 | 0 | 0 | 0 | 0 | 0 | 0 | 0 | 0 | 0 | 0 | 0 | 0 | 0 | 0 | 0
2359 | 1.2 | 1411.34 | 660 | 131.35 | 2202.69 | 740.21 | 444.13 | 11547.34 | 3387.03 | 14490.24 | 190.84 | 23915.91 | 1785.86 | 2398.5 | 2214 | 2214 | 61.5 | 6857.25 | 282.29 | 11.31 | -64.52 | 3.6 | 20 | 32.07 | 0 | 0.5 | 0.1 | 0.5 | 0.5 | 0 | 16292.67 | 0 | 6072.18 | 0 | 1086.45 | 0 | 464.6 | 0 | 1210.47 | 0 | 338.77 | 0 | 53.08 | 0 | 25.92 | 157.62
2360 | 5.3 | 1411.34 | 660 | 131.35 | 2202.69 | 740.21 | 177.65 | 11280.86 | 3120.55 | 14223.76 | 190.84 | 95475.72 | 7089.44 | 959.4 | 4428 | 4428 | 24.6 | 9827.7 | 329.07 | 39.02 | -56.15 | 13.23 | 23.9 | 0 | 0 | 0.2 | 0.2 | 1 | 0.2 | 0 | 56032.51 | 0 | 31153.23 | 0 | 5806.8 | 0 | 2483.17 | 0 | 4162.97 | 0 | 1738.07 | 0 | 283.67 | 0 | 138.54 | 766.19
2361 | 5.9 | 1411.34 | 660 | 131.35 | 2202.69 | 740.21 | 177.65 | 11280.86 | 3120.55 | 14223.76 | 190.84 | 24902.95 | 3918.92 | 959.4 | 4428 | 4428 | 24.6 | 9827.7 | 308.38 | 18.33 | -60.67 | 8.7 | 20 | 5.77 | 0 | 0.2 | 0.2 | 1 | 0.2 | 0 | 9886.78 | 0 | 7292.99 | 0 | 5409.79 | 0 | 2313.4 | 0 | 1469.09 | 0 | 813.77 | 0 | 528.56 | 0 | 258.13 | 849.38
2362 | 7.5 | 1411.34 | 660 | 131.35 | 2202.69 | 740.21 | 177.65 | 11280.86 | 3120.55 | 14223.76 | 190.84 | 58510.36 | 4728.1 | 959.4 | 4428 | 4428 | 24.6 | 9827.7 | 319.65 | 29.6 | -56.71 | 12.67 | 23.9 | 0 | 0 | 0.2 | 0.2 | 1 | 0.2 | 0 | 18977.22 | 0 | 18021.22 | 0 | 15068.26 | 0 | 6443.66 | 0 | 1409.92 | 0 | 1005.42 | 0 | 736.11 | 0 | 359.5 | 1217.15
2363 | 8.3 | 1411.34 | 660 | 131.35 | 2202.69 | 740.21 | 177.65 | 11280.86 | 3120.55 | 14223.76 | 190.84 | 26334.38 | 4319.69 | 959.4 | 4428 | 4428 | 24.6 | 9827.7 | 311.08 | 21.03 | -58.18 | 11.2 | 21.03 | 0 | 0 | 0.2 | 0.2 | 1 | 0.2 | 0 | 6981.01 | 0 | 7405.35 | 0 | 8369.12 | 0 | 3578.9 | 0 | 1037.32 | 0 | 826.31 | 0 | 817.69 | 0 | 399.34 | 1239.04
2364 | 9.3 | 1411.34 | 660 | 131.35 | 2202.69 | 740.21 | 177.65 | 11280.86 | 3120.55 | 14223.76 | 190.84 | 73090.4 | 5926.72 | 959.4 | 4428 | 4428 | 24.6 | 9827.7 | 325.9 | 35.85 | -53.84 | 15.54 | 23.9 | 0 | 0 | 0.2 | 0.2 | 1 | 0.2 | 0 | 15278.16 | 0 | 22430.08 | 0 | 26670.93 | 0 | 8711.23 | 0 | 1135.1 | 0 | 1251.4 | 0 | 1302.93 | 0 | 486.01 | 1751.29
2365 | 9.4 | 1411.34 | 660 | 131.35 | 2202.69 | 740.21 | 177.65 | 11280.86 | 3120.55 | 14223.76 | 190.84 | 32946.17 | 5238.73 | 959.4 | 4428 | 4428 | 24.6 | 9827.7 | 314.26 | 24.21 | -56.57 | 12.8 | 23.9 | 0 | 0 | 0.2 | 0.2 | 1 | 0.2 | 0 | 7395.75 | 0 | 7253.83 | 0 | 14079.72 | 0 | 4216.87 | 0 | 1098.94 | 0 | 809.4 | 0 | 1375.64 | 0 | 470.53 | 1484.22
2366 | 8.9 | 1411.34 | 660 | 131.35 | 2202.69 | 740.21 | 177.65 | 11280.86 | 3120.55 | 14223.76 | 190.84 | 20407.1 | 3308.87 | 959.4 | 4428 | 4428 | 24.6 | 9827.7 | 309.61 | 19.56 | -58.07 | 11.31 | 20 | 1.52 | 0 | 0.2 | 0.2 | 1 | 0.2 | 0 | 5620.97 | 0 | 3427.46 | 0 | 8153.73 | 0 | 3204.94 | 0 | 835.23 | 0 | 382.44 | 0 | 796.65 | 0 | 357.61 | 936.94
2367 | 9.7 | 1411.34 | 660 | 131.35 | 2202.69 | 740.21 | 177.65 | 11280.86 | 3120.55 | 14223.76 | 190.84 | 52483.53 | 4185.99 | 959.4 | 4428 | 4428 | 24.6 | 9827.7 | 319.74 | 29.69 | -54.99 | 14.38 | 23.9 | 0 | 0 | 0.2 | 0.2 | 1 | 0.2 | 0 | 13147.86 | 0 | 8326.76 | 0 | 23512.33 | 0 | 7496.59 | 0 | 976.83 | 0 | 464.56 | 0 | 1148.62 | 0 | 418.24 | 1177.74
2368 | 10.1 | 1411.34 | 660 | 131.35 | 2202.69 | 740.21 | 177.65 | 11280.86 | 3120.55 | 14223.76 | 190.84 | 44177.88 | 6449.46 | 959.4 | 4428 | 4428 | 24.6 | 9827.7 | 318.5 | 28.45 | -55.02 | 14.36 | 23.9 | 0 | 0 | 0.2 | 0.2 | 1 | 0.2 | 0 | 6836.84 | 0 | 3898.2 | 0 | 29534.1 | 0 | 3908.75 | 0 | 1015.89 | 0 | 434.97 | 0 | 2885.59 | 0 | 436.15 | 1676.86
2369 | 9.5 | 1411.34 | 660 | 131.35 | 2202.69 | 740.21 | 177.65 | 11280.86 | 3120.55 | 14223.76 | 190.84 | 11588.76 | 1883.32 | 959.4 | 4428 | 4428 | 24.6 | 9827.7 | 307.18 | 17.13 | -58.18 | 11.19 | 20 | 9.89 | 0 | 0.2 | 0.2 | 1 | 0.2 | 0 | 3244.28 | 0 | 1849.81 | 0 | 4610.85 | 0 | 1883.83 | 0 | 482.07 | 0 | 206.41 | 0 | 450.5 | 0 | 210.2 | 534.14
2370 | 7.8 | 1411.34 | 660 | 131.35 | 2202.69 | 740.21 | 444.13 | 11547.34 | 3387.03 | 14490.24 | 190.84 | 14199.67 | 1153.95 | 2398.5 | 11070 | 11070 | 61.5 | 24569.25 | 290.34 | 19.36 | -57.5 | 10.61 | 20 | 2.35 | 0 | 0.5 | 0.5 | 1 | 0.5 | 0 | 3932.63 | 0 | 2242.29 | 0 | 5678.72 | 0 | 2346.03 | 0 | 292.18 | 0 | 125.1 | 0 | 277.42 | 0 | 130.89 | 328.37
2371 | 7.5 | 1411.34 | 660 | 131.35 | 2202.69 | 740.21 | 444.13 | 11547.34 | 3387.03 | 14490.24 | 190.84 | 6929.73 | 559.06 | 2398.5 | 11070 | 11070 | 61.5 | 24569.25 | 287.93 | 16.96 | -58.33 | 9.78 | 20 | 11.23 | 0 | 0.5 | 0.5 | 1 | 0.5 | 0 | 1859.03 | 0 | 1059.97 | 0 | 2821.31 | 0 | 1189.41 | 0 | 138.12 | 0 | 59.14 | 0 | 137.83 | 0 | 66.36 | 157.62
2372 | 6.5 | 1411.34 | 660 | 131.35 | 2202.69 | 740.21 | 444.13 | 11547.34 | 3387.03 | 14490.24 | 190.84 | 0 | 0 | 2398.5 | 11070 | 11070 | 61.5 | 24569.25 | 284.99 | 14.01 | -59.83 | 8.28 | 20 | 22.11 | 0 | 0.5 | 0.5 | 1 | 0.5 | 0 | 0 | 0 | 0 | 0 | 0 | 0 | 0 | 0 | 0 | 0 | 0 | 0 | 0 | 0 | 0 | 0
2373 | 6.1 | 1411.34 | 660 | 131.35 | 2202.69 | 740.21 | 444.13 | 11547.34 | 3387.03 | 14490.24 | 190.84 | 0 | 0 | 2398.5 | 11070 | 11070 | 61.5 | 24569.25 | 284.62 | 13.64 | -60.23 | 7.89 | 20 | 23.46 | 0 | 0.5 | 0.5 | 1 | 0.5 | 0 | 0 | 0 | 0 | 0 | 0 | 0 | 0 | 0 | 0 | 0 | 0 | 0 | 0 | 0 | 0 | 0
2374 | 5.9 | 1411.34 | 660 | 131.35 | 2202.69 | 740.21 | 444.13 | 11547.34 | 3387.03 | 14490.24 | 190.84 | 0 | 0 | 2398.5 | 11070 | 11070 | 61.5 | 24569.25 | 284.43 | 13.46 | -60.42 | 7.69 | 20 | 24.14 | 0 | 0.5 | 0.5 | 1 | 0.5 | 0 | 0 | 0 | 0 | 0 | 0 | 0 | 0 | 0 | 0 | 0 | 0 | 0 | 0 | 0 | 0 | 0
2375 | 5.1 | 1411.34 | 660 | 131.35 | 2202.69 | 740.21 | 444.13 | 11547.34 | 3387.03 | 14490.24 | 190.84 | 0 | 0 | 2398.5 | 11070 | 11070 | 61.5 | 24569.25 | 283.7 | 12.72 | -61.21 | 6.9 | 20 | 26.85 | 0 | 0.5 | 0.5 | 1 | 0.5 | 0 | 0 | 0 | 0 | 0 | 0 | 0 | 0 | 0 | 0 | 0 | 0 | 0 | 0 | 0 | 0 | 0
2376 | 5.1 | 1411.34 | 660 | 131.35 | 2202.69 | 740.21 | 444.13 | 11547.34 | 3387.03 | 14490.24 | 190.84 | 0 | 0 | 2398.5 | 11070 | 11070 | 61.5 | 24569.25 | 283.7 | 12.72 | -61.21 | 6.9 | 20 | 26.85 | 0 | 0.5 | 0.5 | 1 | 0.5 | 0 | 0 | 0 | 0 | 0 | 0 | 0 | 0 | 0 | 0 | 0 | 0 | 0 | 0 | 0 | 0 | 0
2377 | 4.5 | 1411.34 | 660 | 131.35 | 2202.69 | 740.21 | 444.13 | 11547.34 | 3387.03 | 14490.24 | 190.84 | 0 | 0 | 2398.5 | 2214 | 2214 | 61.5 | 6857.25 | 278.35 | 7.37 | -63.01 | 5.1 | 20 | 46.6 | 0 | 0.5 | 0.1 | 0.5 | 0.5 | 0 | 0 | 0 | 0 | 0 | 0 | 0 | 0 | 0 | 0 | 0 | 0 | 0 | 0 | 0 | 0 | 0
2378 | 4.1 | 1411.34 | 660 | 131.35 | 2202.69 | 740.21 | 444.13 | 11547.34 | 3387.03 | 14490.24 | 190.84 | 0 | 0 | 2398.5 | 2214 | 2214 | 61.5 | 6857.25 | 277.98 | 7.01 | -63.41 | 4.71 | 20 | 47.95 | 0 | 0.5 | 0.1 | 0.5 | 0.5 | 0 | 0 | 0 | 0 | 0 | 0 | 0 | 0 | 0 | 0 | 0 | 0 | 0 | 0 | 0 | 0 | 0
2379 | 3.5 | 1411.34 | 660 | 131.35 | 2202.69 | 740.21 | 444.13 | 11547.34 | 3387.03 | 14490.24 | 190.84 | 0 | 0 | 2398.5 | 2214 | 2214 | 61.5 | 6857.25 | 277.43 | 6.46 | -64 | 4.12 | 20 | 49.98 | 0 | 0.5 | 0.1 | 0.5 | 0.5 | 0 | 0 | 0 | 0 | 0 | 0 | 0 | 0 | 0 | 0 | 0 | 0 | 0 | 0 | 0 | 0 | 0
2380 | 2.9 | 1411.34 | 660 | 131.35 | 2202.69 | 740.21 | 444.13 | 11547.34 | 3387.03 | 14490.24 | 190.84 | 0 | 0 | 2398.5 | 2214 | 2214 | 61.5 | 6857.25 | 276.88 | 5.91 | -64.59 | 3.52 | 20 | 52.02 | 0 | 0.5 | 0.1 | 0.5 | 0.5 | 0 | 0 | 0 | 0 | 0 | 0 | 0 | 0 | 0 | 0 | 0 | 0 | 0 | 0 | 0 | 0 | 0
2381 | 2.4 | 1411.34 | 660 | 131.35 | 2202.69 | 740.21 | 444.13 | 11547.34 | 3387.03 | 14490.24 | 190.84 | 0 | 0 | 2398.5 | 2214 | 2214 | 61.5 | 6857.25 | 276.42 | 5.45 | -65.08 | 3.03 | 20 | 53.71 | 0 | 0.5 | 0.1 | 0.5 | 0.5 | 0 | 0 | 0 | 0 | 0 | 0 | 0 | 0 | 0 | 0 | 0 | 0 | 0 | 0 | 0 | 0 | 0
2382 | 1.9 | 1411.34 | 660 | 131.35 | 2202.69 | 740.21 | 444.13 | 11547.34 | 3387.03 | 14490.24 | 190.84 | 0 | 0 | 2398.5 | 2214 | 2214 | 61.5 | 6857.25 | 275.96 | 4.99 | -65.58 | 2.54 | 20 | 55.4 | 0 | 0.5 | 0.1 | 0.5 | 0.5 | 0 | 0 | 0 | 0 | 0 | 0 | 0 | 0 | 0 | 0 | 0 | 0 | 0 | 0 | 0 | 0 | 0
2383 | 2 | 1411.34 | 660 | 131.35 | 2202.69 | 740.21 | 444.13 | 11547.34 | 3387.03 | 14490.24 | 190.84 | 22145.52 | 1629.29 | 2398.5 | 2214 | 2214 | 61.5 | 6857.25 | 282.5 | 11.52 | -63.86 | 4.26 | 20 | 31.29 | 0 | 0.5 | 0.1 | 0.5 | 0.5 | 0 | 14514.36 | 0 | 5463.55 | 0 | 1518.33 | 0 | 649.28 | 0 | 1078.35 | 0 | 304.82 | 0 | 74.17 | 0 | 36.22 | 135.72
2384 | 3.3 | 1411.34 | 660 | 131.35 | 2202.69 | 740.21 | 177.65 | 11280.86 | 3120.55 | 14223.76 | 190.84 | 61598.31 | 4625.61 | 959.4 | 4428 | 4428 | 24.6 | 9827.7 | 316.72 | 26.67 | -60.64 | 8.73 | 23.9 | 0 | 0 | 0.2 | 0.2 | 1 | 0.2 | 0 | 33257.61 | 0 | 18434.35 | 0 | 6939.01 | 0 | 2967.34 | 0 | 2470.89 | 0 | 1028.47 | 0 | 338.98 | 0 | 165.55 | 621.71
2385 | 5.7 | 1411.34 | 660 | 131.35 | 2202.69 | 740.21 | 177.65 | 11280.86 | 3120.55 | 14223.76 | 190.84 | 45946.47 | 7123.24 | 959.4 | 4428 | 4428 | 24.6 | 9827.7 | 315.23 | 25.18 | -59.19 | 10.19 | 23.9 | 0 | 0 | 0.2 | 0.2 | 1 | 0.2 | 0 | 21227.8 | 0 | 16861.69 | 0 | 5503.51 | 0 | 2353.47 | 0 | 3154.26 | 0 | 1881.46 | 0 | 537.71 | 0 | 262.61 | 1287.2
2386 | 7.6 | 1411.34 | 660 | 131.35 | 2202.69 | 740.21 | 177.65 | 11280.86 | 3120.55 | 14223.76 | 190.84 | 48308.15 | 7805.88 | 959.4 | 4428 | 4428 | 24.6 | 9827.7 | 317.83 | 27.78 | -57.1 | 12.27 | 23.9 | 0 | 0 | 0.2 | 0.2 | 1 | 0.2 | 0 | 17285.15 | 0 | 20938.26 | 0 | 7063.96 | 0 | 3020.77 | 0 | 2568.42 | 0 | 2336.34 | 0 | 690.18 | 0 | 337.06 | 1873.88
2387 | 9.1 | 1411.34 | 660 | 131.35 | 2202.69 | 740.21 | 177.65 | 11280.86 | 3120.55 | 14223.76 | 190.84 | 43431.4 | 7449.53 | 959.4 | 4428 | 4428 | 24.6 | 9827.7 | 317.67 | 27.62 | -55.98 | 13.39 | 23.9 | 0 | 0 | 0.2 | 0.2 | 1 | 0.2 | 0 | 9609.8 | 0 | 22285.18 | 0 | 8080.82 | 0 | 3455.61 | 0 | 1427.93 | 0 | 2486.63 | 0 | 789.53 | 0 | 385.58 | 2359.86
2388 | 11 | 1411.34 | 660 | 131.35 | 2202.69 | 740.21 | 177.65 | 11280.86 | 3120.55 | 14223.76 | 190.84 | 51600.02 | 8664.24 | 959.4 | 4428 | 4428 | 24.6 | 9827.7 | 322.11 | 32.06 | -53.46 | 15.92 | 23.9 | 0 | 0 | 0.2 | 0.2 | 1 | 0.2 | 0 | 6265.62 | 0 | 24068.44 | 0 | 17693.46 | 0 | 3572.5 | 0 | 931.01 | 0 | 2685.61 | 0 | 1728.72 | 0 | 398.63 | 2920.27
2389 | 11.3 | 1411.34 | 660 | 131.35 | 2202.69 | 740.21 | 177.65 | 11280.86 | 3120.55 | 14223.76 | 190.84 | 60543.87 | 9501.84 | 959.4 | 4428 | 4428 | 24.6 | 9827.7 | 325.22 | 35.17 | -52.48 | 16.89 | 23.9 | 0 | 0 | 0.2 | 0.2 | 1 | 0.2 | 0 | 6760.3 | 0 | 19360.75 | 0 | 30568.26 | 0 | 3854.56 | 0 | 1004.52 | 0 | 2160.31 | 0 | 2986.63 | 0 | 430.1 | 2920.27
2390 | 11.8 | 1411.34 | 660 | 131.35 | 2202.69 | 740.21 | 177.65 | 11280.86 | 3120.55 | 14223.76 | 190.84 | 56085.41 | 8459.9 | 959.4 | 4428 | 4428 | 24.6 | 9827.7 | 324.08 | 34.03 | -52.37 | 17 | 23.9 | 0 | 0 | 0.2 | 0.2 | 1 | 0.2 | 0 | 7776.88 | 0 | 11744.65 | 0 | 32129.7 | 0 | 4434.19 | 0 | 1155.58 | 0 | 1310.49 | 0 | 3139.19 | 0 | 494.78 | 2359.86
2391 | 10.8 | 1411.34 | 660 | 131.35 | 2202.69 | 740.21 | 177.65 | 11280.86 | 3120.55 | 14223.76 | 190.84 | 33481.76 | 5166.03 | 959.4 | 4428 | 4428 | 24.6 | 9827.7 | 315.66 | 25.61 | -55.16 | 14.22 | 23.9 | 0 | 0 | 0.2 | 0.2 | 1 | 0.2 | 0 | 7043.3 | 0 | 5101.2 | 0 | 17321.34 | 0 | 4015.92 | 0 | 1046.57 | 0 | 569.2 | 0 | 1692.36 | 0 | 448.1 | 1409.79
2392 | 10.6 | 1411.34 | 660 | 131.35 | 2202.69 | 740.21 | 177.65 | 11280.86 | 3120.55 | 14223.76 | 190.84 | 42267.66 | 6202.94 | 959.4 | 4428 | 4428 | 24.6 | 9827.7 | 318.33 | 28.28 | -54.67 | 14.7 | 23.9 | 0 | 0 | 0.2 | 0.2 | 1 | 0.2 | 0 | 6850.04 | 0 | 3905.72 | 0 | 27557.53 | 0 | 3954.36 | 0 | 1017.86 | 0 | 435.81 | 0 | 2692.47 | 0 | 441.24 | 1615.56
2393 | 10.6 | 1411.34 | 660 | 131.35 | 2202.69 | 740.21 | 177.65 | 11280.86 | 3120.55 | 14223.76 | 190.84 | 54243.51 | 7282.14 | 959.4 | 4428 | 4428 | 24.6 | 9827.7 | 322.11 | 32.07 | -53.77 | 15.61 | 23.9 | 0 | 0 | 0.2 | 0.2 | 1 | 0.2 | 0 | 5420.12 | 0 | 3090.42 | 0 | 38799.07 | 0 | 6933.89 | 0 | 805.38 | 0 | 344.84 | 0 | 3790.81 | 0 | 773.7 | 1567.4
2394 | 10.1 | 1411.34 | 660 | 131.35 | 2202.69 | 740.21 | 444.13 | 11547.34 | 3387.03 | 14490.24 | 190.84 | 28192.01 | 3847.95 | 2398.5 | 11070 | 11070 | 61.5 | 24569.25 | 297.09 | 26.11 | -54.1 | 14.02 | 23.9 | 0 | 0 | 0.5 | 0.5 | 1 | 0.5 | 0 | 3923.25 | 0 | 2236.94 | 0 | 16963.76 | 0 | 5068.05 | 0 | 582.96 | 0 | 249.6 | 0 | 1657.42 | 0 | 565.5 | 792.46
2395 | 9.6 | 1411.34 | 660 | 131.35 | 2202.69 | 740.21 | 444.13 | 11547.34 | 3387.03 | 14490.24 | 190.84 | 22273.61 | 2815.63 | 2398.5 | 11070 | 11070 | 61.5 | 24569.25 | 294.75 | 23.77 | -55.06 | 13.05 | 23.77 | 0 | 0 | 0.5 | 0.5 | 1 | 0.5 | 0 | 2176.16 | 0 | 1240.79 | 0 | 13550.85 | 0 | 5305.81 | 0 | 323.36 | 0 | 138.45 | 0 | 1323.97 | 0 | 592.03 | 437.82
2396 | 8.3 | 1411.34 | 660 | 131.35 | 2202.69 | 740.21 | 444.13 | 11547.34 | 3387.03 | 14490.24 | 190.84 | 5558.75 | 326.63 | 2398.5 | 11070 | 11070 | 61.5 | 24569.25 | 288.35 | 17.37 | -57.65 | 10.46 | 20 | 9.7 | 0 | 0.5 | 0.5 | 1 | 0.5 | 0 | 240.57 | 0 | 137.17 | 0 | 3311.73 | 0 | 1869.27 | 0 | 17.87 | 0 | 7.65 | 0 | 161.78 | 0 | 104.29 | 35.03
2397 | 7.8 | 1411.34 | 660 | 131.35 | 2202.69 | 740.21 | 444.13 | 11547.34 | 3387.03 | 14490.24 | 190.84 | 0 | 0 | 2398.5 | 11070 | 11070 | 61.5 | 24569.25 | 286.18 | 15.2 | -58.55 | 9.57 | 20 | 17.71 | 0 | 0.5 | 0.5 | 1 | 0.5 | 0 | 0 | 0 | 0 | 0 | 0 | 0 | 0 | 0 | 0 | 0 | 0 | 0 | 0 | 0 | 0 | 0
2398 | 7 | 1411.34 | 660 | 131.35 | 2202.69 | 740.21 | 444.13 | 11547.34 | 3387.03 | 14490.24 | 190.84 | 0 | 0 | 2398.5 | 11070 | 11070 | 61.5 | 24569.25 | 285.44 | 14.47 | -59.34 | 8.78 | 20 | 20.42 | 0 | 0.5 | 0.5 | 1 | 0.5 | 0 | 0 | 0 | 0 | 0 | 0 | 0 | 0 | 0 | 0 | 0 | 0 | 0 | 0 | 0 | 0 | 0
2399 | 6.2 | 1411.34 | 660 | 131.35 | 2202.69 | 740.21 | 444.13 | 11547.34 | 3387.03 | 14490.24 | 190.84 | 0 | 0 | 2398.5 | 11070 | 11070 | 61.5 | 24569.25 | 284.71 | 13.73 | -60.13 | 7.99 | 20 | 23.13 | 0 | 0.5 | 0.5 | 1 | 0.5 | 0 | 0 | 0 | 0 | 0 | 0 | 0 | 0 | 0 | 0 | 0 | 0 | 0 | 0 | 0 | 0 | 0
2400 | 5.3 | 1411.34 | 660 | 131.35 | 2202.69 | 740.21 | 444.13 | 11547.34 | 3387.03 | 14490.24 | 190.84 | 0 | 0 | 2398.5 | 11070 | 11070 | 61.5 | 24569.25 | 283.88 | 12.91 | -61.02 | 7.1 | 20 | 26.17 | 0 | 0.5 | 0.5 | 1 | 0.5 | 0 | 0 | 0 | 0 | 0 | 0 | 0 | 0 | 0 | 0 | 0 | 0 | 0 | 0 | 0 | 0 | 0
2401 | 4.8 | 1411.34 | 660 | 131.35 | 2202.69 | 740.21 | 444.13 | 11547.34 | 3387.03 | 14490.24 | 190.84 | 0 | 0 | 2398.5 | 2214 | 2214 | 61.5 | 6857.25 | 278.63 | 7.65 | -62.72 | 5.4 | 20 | 45.58 | 0 | 0.5 | 0.1 | 0.5 | 0.5 | 0 | 0 | 0 | 0 | 0 | 0 | 0 | 0 | 0 | 0 | 0 | 0 | 0 | 0 | 0 | 0 | 0
2402 | 4.1 | 1411.34 | 660 | 131.35 | 2202.69 | 740.21 | 444.13 | 11547.34 | 3387.03 | 14490.24 | 190.84 | 0 | 0 | 2398.5 | 2214 | 2214 | 61.5 | 6857.25 | 277.98 | 7.01 | -63.41 | 4.71 | 20 | 47.95 | 0 | 0.5 | 0.1 | 0.5 | 0.5 | 0 | 0 | 0 | 0 | 0 | 0 | 0 | 0 | 0 | 0 | 0 | 0 | 0 | 0 | 0 | 0 | 0
2403 | 4.1 | 1411.34 | 660 | 131.35 | 2202.69 | 740.21 | 444.13 | 11547.34 | 3387.03 | 14490.24 | 190.84 | 0 | 0 | 2398.5 | 2214 | 2214 | 61.5 | 6857.25 | 277.98 | 7.01 | -63.41 | 4.71 | 20 | 47.95 | 0 | 0.5 | 0.1 | 0.5 | 0.5 | 0 | 0 | 0 | 0 | 0 | 0 | 0 | 0 | 0 | 0 | 0 | 0 | 0 | 0 | 0 | 0 | 0
2404 | 3.4 | 1411.34 | 660 | 131.35 | 2202.69 | 740.21 | 444.13 | 11547.34 | 3387.03 | 14490.24 | 190.84 | 0 | 0 | 2398.5 | 2214 | 2214 | 61.5 | 6857.25 | 277.34 | 6.36 | -64.1 | 4.02 | 20 | 50.32 | 0 | 0.5 | 0.1 | 0.5 | 0.5 | 0 | 0 | 0 | 0 | 0 | 0 | 0 | 0 | 0 | 0 | 0 | 0 | 0 | 0 | 0 | 0 | 0
2405 | 3 | 1411.34 | 660 | 131.35 | 2202.69 | 740.21 | 444.13 | 11547.34 | 3387.03 | 14490.24 | 190.84 | 0 | 0 | 2398.5 | 2214 | 2214 | 61.5 | 6857.25 | 276.97 | 6 | -64.49 | 3.62 | 20 | 51.68 | 0 | 0.5 | 0.1 | 0.5 | 0.5 | 0 | 0 | 0 | 0 | 0 | 0 | 0 | 0 | 0 | 0 | 0 | 0 | 0 | 0 | 0 | 0 | 0
2406 | 3.4 | 1411.34 | 660 | 131.35 | 2202.69 | 740.21 | 444.13 | 11547.34 | 3387.03 | 14490.24 | 190.84 | 0 | 0 | 2398.5 | 2214 | 2214 | 61.5 | 6857.25 | 277.34 | 6.36 | -64.1 | 4.02 | 20 | 50.32 | 0 | 0.5 | 0.1 | 0.5 | 0.5 | 0 | 0 | 0 | 0 | 0 | 0 | 0 | 0 | 0 | 0 | 0 | 0 | 0 | 0 | 0 | 0 | 0
2407 | 4.6 | 1411.34 | 660 | 131.35 | 2202.69 | 740.21 | 444.13 | 11547.34 | 3387.03 | 14490.24 | 190.84 | 8097.52 | 605.54 | 2398.5 | 2214 | 2214 | 61.5 | 6857.25 | 280.8 | 9.82 | -62.32 | 5.8 | 20 | 37.55 | 0 | 0.5 | 0.1 | 0.5 | 0.5 | 0 | 4694.96 | 0 | 1851.97 | 0 | 1086.13 | 0 | 464.47 | 0 | 348.81 | 0 | 103.32 | 0 | 53.06 | 0 | 25.91 | 74.43
2408 | 5.9 | 1411.34 | 660 | 131.35 | 2202.69 | 740.21 | 177.65 | 11280.86 | 3120.55 | 14223.76 | 190.84 | 25304.27 | 1955.75 | 959.4 | 4428 | 4428 | 24.6 | 9827.7 | 307.77 | 17.72 | -60.78 | 8.59 | 20 | 7.87 | 0 | 0.2 | 0.2 | 1 | 0.2 | 0 | 11648.62 | 0 | 6466.53 | 0 | 5035.7 | 0 | 2153.42 | 0 | 865.44 | 0 | 360.77 | 0 | 246 | 0 | 120.14 | 363.39
2409 | 7.9 | 1411.34 | 660 | 131.35 | 2202.69 | 740.21 | 177.65 | 11280.86 | 3120.55 | 14223.76 | 190.84 | 81077.74 | 6302.29 | 959.4 | 4428 | 4428 | 24.6 | 9827.7 | 327.02 | 36.97 | -54.64 | 14.74 | 23.9 | 0 | 0 | 0.2 | 0.2 | 1 | 0.2 | 0 | 36188.65 | 0 | 28090.4 | 0 | 11766.82 | 0 | 5031.87 | 0 | 2688.66 | 0 | 1567.19 | 0 | 574.83 | 0 | 280.73 | 1190.88
2410 | 9.8 | 1411.34 | 660 | 131.35 | 2202.69 | 740.21 | 177.65 | 11280.86 | 3120.55 | 14223.76 | 190.84 | 49229.88 | 8000.19 | 959.4 | 4428 | 4428 | 24.6 | 9827.7 | 320.14 | 30.1 | -54.85 | 14.52 | 23.9 | 0 | 0 | 0.2 | 0.2 | 1 | 0.2 | 0 | 17784.74 | 0 | 21661.6 | 0 | 6852.98 | 0 | 2930.55 | 0 | 2642.66 | 0 | 2417.05 | 0 | 669.56 | 0 | 327 | 1943.93
2411 | 10.3 | 1411.34 | 660 | 131.35 | 2202.69 | 740.21 | 177.65 | 11280.86 | 3120.55 | 14223.76 | 190.84 | 43373.4 | 7396.61 | 959.4 | 4428 | 4428 | 24.6 | 9827.7 | 318.72 | 28.67 | -54.81 | 14.57 | 23.9 | 0 | 0 | 0.2 | 0.2 | 1 | 0.2 | 0 | 9782.56 | 0 | 21572.38 | 0 | 8418.46 | 0 | 3600 | 0 | 1453.6 | 0 | 2407.09 | 0 | 822.52 | 0 | 401.7 | 2311.7
2412 | 11.1 | 1411.34 | 660 | 131.35 | 2202.69 | 740.21 | 177.65 | 11280.86 | 3120.55 | 14223.76 | 190.84 | 36356.24 | 5908.63 | 959.4 | 4428 | 4428 | 24.6 | 9827.7 | 316.98 | 26.93 | -54.61 | 14.77 | 23.9 | 0 | 0 | 0.2 | 0.2 | 1 | 0.2 | 0 | 7689.86 | 0 | 11026.35 | 0 | 13255.46 | 0 | 4384.57 | 0 | 1142.64 | 0 | 1230.34 | 0 | 1295.11 | 0 | 489.24 | 1751.29
2413 | 12 | 1411.34 | 660 | 131.35 | 2202.69 | 740.21 | 177.65 | 11280.86 | 3120.55 | 14223.76 | 190.84 | 38049.24 | 6064.72 | 959.4 | 4428 | 4428 | 24.6 | 9827.7 | 318.33 | 28.28 | -53.59 | 15.78 | 23.9 | 0 | 0 | 0.2 | 0.2 | 1 | 0.2 | 0 | 8056.22 | 0 | 8802.92 | 0 | 16596.65 | 0 | 4593.46 | 0 | 1197.08 | 0 | 982.25 | 0 | 1621.55 | 0 | 512.55 | 1751.29
2414 | 11.4 | 1411.34 | 660 | 131.35 | 2202.69 | 740.21 | 177.65 | 11280.86 | 3120.55 | 14223.76 | 190.84 | 23912.09 | 3862.18 | 959.4 | 4428 | 4428 | 24.6 | 9827.7 | 313.05 | 23 | -55.32 | 14.06 | 23 | 0 | 0 | 0.2 | 0.2 | 1 | 0.2 | 0 | 6372.83 | 0 | 4078.32 | 0 | 9827.32 | 0 | 3633.63 | 0 | 946.95 | 0 | 455.07 | 0 | 960.17 | 0 | 405.45 | 1094.56
2415 | 12 | 1411.34 | 660 | 131.35 | 2202.69 | 740.21 | 177.65 | 11280.86 | 3120.55 | 14223.76 | 190.84 | 54786.07 | 4366.24 | 959.4 | 4428 | 4428 | 24.6 | 9827.7 | 322.66 | 32.61 | -52.55 | 16.83 | 23.9 | 0 | 0 | 0.2 | 0.2 | 1 | 0.2 | 0 | 13589.69 | 0 | 8649.66 | 0 | 24798.21 | 0 | 7748.51 | 0 | 1009.65 | 0 | 482.57 | 0 | 1211.44 | 0 | 432.3 | 1230.28
2416 | 12 | 1411.34 | 660 | 131.35 | 2202.69 | 740.21 | 177.65 | 11280.86 | 3120.55 | 14223.76 | 190.84 | 28427.68 | 4351.58 | 959.4 | 4428 | 4428 | 24.6 | 9827.7 | 315.04 | 24.99 | -54.38 | 15 | 23.9 | 0 | 0 | 0.2 | 0.2 | 1 | 0.2 | 0 | 6065.09 | 0 | 3458.17 | 0 | 15411.41 | 0 | 3493.02 | 0 | 901.22 | 0 | 385.87 | 0 | 1505.75 | 0 | 389.76 | 1168.99
2417 | 11.9 | 1411.34 | 660 | 131.35 | 2202.69 | 740.21 | 177.65 | 11280.86 | 3120.55 | 14223.76 | 190.84 | 26049 | 3868.02 | 959.4 | 4428 | 4428 | 24.6 | 9827.7 | 314.12 | 24.07 | -54.68 | 14.7 | 23.9 | 0 | 0 | 0.2 | 0.2 | 1 | 0.2 | 0 | 5066.8 | 0 | 2888.96 | 0 | 14271.22 | 0 | 3822.02 | 0 | 752.88 | 0 | 322.36 | 0 | 1394.35 | 0 | 426.47 | 971.97
2418 | 11.7 | 1411.34 | 660 | 131.35 | 2202.69 | 740.21 | 444.13 | 11547.34 | 3387.03 | 14490.24 | 190.84 | 23125 | 3280.12 | 2398.5 | 11070 | 11070 | 61.5 | 24569.25 | 297.03 | 26.06 | -52.9 | 15.22 | 23.9 | 0 | 0 | 0.5 | 0.5 | 1 | 0.5 | 0 | 3804.42 | 0 | 2169.19 | 0 | 13037.02 | 0 | 4114.38 | 0 | 565.3 | 0 | 242.04 | 0 | 1273.77 | 0 | 459.09 | 739.92
2419 | 10.6 | 1411.34 | 660 | 131.35 | 2202.69 | 740.21 | 444.13 | 11547.34 | 3387.03 | 14490.24 | 190.84 | 13425.8 | 1833.37 | 2398.5 | 11070 | 11070 | 61.5 | 24569.25 | 293 | 22.03 | -54.74 | 13.37 | 22.03 | 0 | 0 | 0.5 | 0.5 | 1 | 0.5 | 0 | 1995.91 | 0 | 1138.02 | 0 | 7346.92 | 0 | 2944.95 | 0 | 296.57 | 0 | 126.98 | 0 | 717.82 | 0 | 328.6 | 363.39
2420 | 8.8 | 1411.34 | 660 | 131.35 | 2202.69 | 740.21 | 444.13 | 11547.34 | 3387.03 | 14490.24 | 190.84 | 6770.1 | 382.94 | 2398.5 | 11070 | 11070 | 61.5 | 24569.25 | 289.1 | 18.12 | -57.07 | 11.04 | 20 | 6.94 | 0 | 0.5 | 0.5 | 1 | 0.5 | 0 | 351.48 | 0 | 200.41 | 0 | 3969.44 | 0 | 2248.77 | 0 | 26.11 | 0 | 11.18 | 0 | 193.91 | 0 | 125.46 | 26.27
2421 | 6.7 | 1411.34 | 660 | 131.35 | 2202.69 | 740.21 | 444.13 | 11547.34 | 3387.03 | 14490.24 | 190.84 | 0 | 0 | 2398.5 | 11070 | 11070 | 61.5 | 24569.25 | 285.17 | 14.19 | -59.63 | 8.48 | 20 | 21.43 | 0 | 0.5 | 0.5 | 1 | 0.5 | 0 | 0 | 0 | 0 | 0 | 0 | 0 | 0 | 0 | 0 | 0 | 0 | 0 | 0 | 0 | 0 | 0
2422 | 7.6 | 1411.34 | 660 | 131.35 | 2202.69 | 740.21 | 444.13 | 11547.34 | 3387.03 | 14490.24 | 190.84 | 0 | 0 | 2398.5 | 11070 | 11070 | 61.5 | 24569.25 | 285.99 | 15.02 | -58.75 | 9.37 | 20 | 18.38 | 0 | 0.5 | 0.5 | 1 | 0.5 | 0 | 0 | 0 | 0 | 0 | 0 | 0 | 0 | 0 | 0 | 0 | 0 | 0 | 0 | 0 | 0 | 0
2423 | 6.2 | 1411.34 | 660 | 131.35 | 2202.69 | 740.21 | 444.13 | 11547.34 | 3387.03 | 14490.24 | 190.84 | 0 | 0 | 2398.5 | 11070 | 11070 | 61.5 | 24569.25 | 284.71 | 13.73 | -60.13 | 7.99 | 20 | 23.13 | 0 | 0.5 | 0.5 | 1 | 0.5 | 0 | 0 | 0 | 0 | 0 | 0 | 0 | 0 | 0 | 0 | 0 | 0 | 0 | 0 | 0 | 0 | 0
2424 | 4.8 | 1411.34 | 660 | 131.35 | 2202.69 | 740.21 | 444.13 | 11547.34 | 3387.03 | 14490.24 | 190.84 | 0 | 0 | 2398.5 | 11070 | 11070 | 61.5 | 24569.25 | 283.42 | 12.45 | -61.51 | 6.61 | 20 | 27.87 | 0 | 0.5 | 0.5 | 1 | 0.5 | 0 | 0 | 0 | 0 | 0 | 0 | 0 | 0 | 0 | 0 | 0 | 0 | 0 | 0 | 0 | 0 | 0
2425 | 1.9 | 1411.34 | 660 | 131.35 | 2202.69 | 740.21 | 444.13 | 11547.34 | 3387.03 | 14490.24 | 190.84 | 0 | 0 | 2398.5 | 2214 | 2214 | 61.5 | 6857.25 | 275.96 | 4.99 | -65.58 | 2.54 | 20 | 55.4 | 0 | 0.5 | 0.1 | 0.5 | 0.5 | 0 | 0 | 0 | 0 | 0 | 0 | 0 | 0 | 0 | 0 | 0 | 0 | 0 | 0 | 0 | 0 | 0
2426 | 2.2 | 1411.34 | 660 | 131.35 | 2202.69 | 740.21 | 444.13 | 11547.34 | 3387.03 | 14490.24 | 190.84 | 0 | 0 | 2398.5 | 2214 | 2214 | 61.5 | 6857.25 | 276.24 | 5.26 | -65.28 | 2.83 | 20 | 54.39 | 0 | 0.5 | 0.1 | 0.5 | 0.5 | 0 | 0 | 0 | 0 | 0 | 0 | 0 | 0 | 0 | 0 | 0 | 0 | 0 | 0 | 0 | 0 | 0
2427 | 0.8 | 1411.34 | 660 | 131.35 | 2202.69 | 740.21 | 444.13 | 11547.34 | 3387.03 | 14490.24 | 190.84 | 0 | 0 | 2398.5 | 2214 | 2214 | 61.5 | 6857.25 | 274.95 | 3.98 | -66.66 | 1.45 | 20 | 59.13 | 0 | 0.5 | 0.1 | 0.5 | 0.5 | 0 | 0 | 0 | 0 | 0 | 0 | 0 | 0 | 0 | 0 | 0 | 0 | 0 | 0 | 0 | 0 | 0
2428 | 0.8 | 1411.34 | 660 | 131.35 | 2202.69 | 740.21 | 444.13 | 11547.34 | 3387.03 | 14490.24 | 190.84 | 0 | 0 | 2398.5 | 2214 | 2214 | 61.5 | 6857.25 | 274.95 | 3.98 | -66.66 | 1.45 | 20 | 59.13 | 0 | 0.5 | 0.1 | 0.5 | 0.5 | 0 | 0 | 0 | 0 | 0 | 0 | 0 | 0 | 0 | 0 | 0 | 0 | 0 | 0 | 0 | 0 | 0
2429 | 1 | 1411.34 | 660 | 131.35 | 2202.69 | 740.21 | 444.13 | 11547.34 | 3387.03 | 14490.24 | 190.84 | 0 | 0 | 2398.5 | 2214 | 2214 | 61.5 | 6857.25 | 275.14 | 4.16 | -66.47 | 1.65 | 20 | 58.45 | 0 | 0.5 | 0.1 | 0.5 | 0.5 | 0 | 0 | 0 | 0 | 0 | 0 | 0 | 0 | 0 | 0 | 0 | 0 | 0 | 0 | 0 | 0 | 0
2430 | 1.3 | 1411.34 | 660 | 131.35 | 2202.69 | 740.21 | 444.13 | 11547.34 | 3387.03 | 14490.24 | 190.84 | 0 | 0 | 2398.5 | 2214 | 2214 | 61.5 | 6857.25 | 275.41 | 4.44 | -66.17 | 1.95 | 20 | 57.43 | 0 | 0.5 | 0.1 | 0.5 | 0.5 | 0 | 0 | 0 | 0 | 0 | 0 | 0 | 0 | 0 | 0 | 0 | 0 | 0 | 0 | 0 | 0 | 0
2431 | 3.4 | 1411.34 | 660 | 131.35 | 2202.69 | 740.21 | 444.13 | 11547.34 | 3387.03 | 14490.24 | 190.84 | 22568.01 | 1663.4 | 2398.5 | 2214 | 2214 | 61.5 | 6857.25 | 283.91 | 12.93 | -62.45 | 5.67 | 20 | 26.09 | 0 | 0.5 | 0.1 | 0.5 | 0.5 | 0 | 14673.89 | 0 | 5484.62 | 0 | 1687.76 | 0 | 721.74 | 0 | 1090.2 | 0 | 305.99 | 0 | 82.45 | 0 | 40.27 | 144.48
2432 | 5.6 | 1411.34 | 660 | 131.35 | 2202.69 | 740.21 | 177.65 | 11280.86 | 3120.55 | 14223.76 | 190.84 | 58877.75 | 4443.84 | 959.4 | 4428 | 4428 | 24.6 | 9827.7 | 317.96 | 27.91 | -58.57 | 10.8 | 23.9 | 0 | 0 | 0.2 | 0.2 | 1 | 0.2 | 0 | 31294.64 | 0 | 17180.4 | 0 | 7286.69 | 0 | 3116.02 | 0 | 2325.05 | 0 | 958.51 | 0 | 355.97 | 0 | 173.85 | 630.46
2433 | 8.6 | 1411.34 | 660 | 131.35 | 2202.69 | 740.21 | 177.65 | 11280.86 | 3120.55 | 14223.76 | 190.84 | 44084.55 | 6863.59 | 959.4 | 4428 | 4428 | 24.6 | 9827.7 | 317.24 | 27.19 | -56.47 | 12.9 | 23.9 | 0 | 0 | 0.2 | 0.2 | 1 | 0.2 | 0 | 20155.23 | 0 | 15718.32 | 0 | 5751.49 | 0 | 2459.52 | 0 | 2994.89 | 0 | 1753.88 | 0 | 561.94 | 0 | 274.44 | 1278.44
2434 | 9.8 | 1411.34 | 660 | 131.35 | 2202.69 | 740.21 | 177.65 | 11280.86 | 3120.55 | 14223.76 | 190.84 | 49283.19 | 7994.89 | 959.4 | 4428 | 4428 | 24.6 | 9827.7 | 320.16 | 30.11 | -54.85 | 14.52 | 23.9 | 0 | 0 | 0.2 | 0.2 | 1 | 0.2 | 0 | 17803.89 | 0 | 21366.26 | 0 | 7083.79 | 0 | 3029.25 | 0 | 2645.5 | 0 | 2384.09 | 0 | 692.11 | 0 | 338.01 | 1935.17
2435 | 10.7 | 1411.34 | 660 | 131.35 | 2202.69 | 740.21 | 177.65 | 11280.86 | 3120.55 | 14223.76 | 190.84 | 42852.7 | 7298.04 | 959.4 | 4428 | 4428 | 24.6 | 9827.7 | 318.91 | 28.86 | -54.46 | 14.92 | 23.9 | 0 | 0 | 0.2 | 0.2 | 1 | 0.2 | 0 | 9831.18 | 0 | 20708.56 | 0 | 8624.75 | 0 | 3688.21 | 0 | 1460.83 | 0 | 2310.7 | 0 | 842.67 | 0 | 411.54 | 2272.3
2436 | 10.8 | 1411.34 | 660 | 131.35 | 2202.69 | 740.21 | 177.65 | 11280.86 | 3120.55 | 14223.76 | 190.84 | 44994.63 | 7434.37 | 959.4 | 4428 | 4428 | 24.6 | 9827.7 | 319.66 | 29.61 | -54.2 | 15.17 | 23.9 | 0 | 0 | 0.2 | 0.2 | 1 | 0.2 | 0 | 7395.4 | 0 | 17546.05 | 0 | 15836.51 | 0 | 4216.68 | 0 | 1098.89 | 0 | 1957.83 | 0 | 1547.29 | 0 | 470.51 | 2359.86
2437 | 11.4 | 1411.34 | 660 | 131.35 | 2202.69 | 740.21 | 177.65 | 11280.86 | 3120.55 | 14223.76 | 190.84 | 40819.58 | 6433.96 | 959.4 | 4428 | 4428 | 24.6 | 9827.7 | 318.7 | 28.65 | -53.97 | 15.41 | 23.9 | 0 | 0 | 0.2 | 0.2 | 1 | 0.2 | 0 | 8041.67 | 0 | 9972.68 | 0 | 18220.06 | 0 | 4585.16 | 0 | 1194.92 | 0 | 1112.77 | 0 | 1780.17 | 0 | 511.62 | 1834.48
2438 | 12.6 | 1411.34 | 660 | 131.35 | 2202.69 | 740.21 | 177.65 | 11280.86 | 3120.55 | 14223.76 | 190.84 | 61302.98 | 9232.34 | 959.4 | 4428 | 4428 | 24.6 | 9827.7 | 326.54 | 36.49 | -51.17 | 18.21 | 23.9 | 0 | 0 | 0.2 | 0.2 | 1 | 0.2 | 0 | 7379.37 | 0 | 13111.31 | 0 | 36604.77 | 0 | 4207.53 | 0 | 1096.51 | 0 | 1462.99 | 0 | 3576.42 | 0 | 469.49 | 2626.93
2439 | 12.1 | 1411.34 | 660 | 131.35 | 2202.69 | 740.21 | 177.65 | 11280.86 | 3120.55 | 14223.76 | 190.84 | 48090.89 | 7210.31 | 959.4 | 4428 | 4428 | 24.6 | 9827.7 | 321.67 | 31.62 | -52.72 | 16.66 | 23.9 | 0 | 0 | 0.2 | 0.2 | 1 | 0.2 | 0 | 7800.08 | 0 | 6912.32 | 0 | 28931.09 | 0 | 4447.41 | 0 | 1159.02 | 0 | 771.29 | 0 | 2826.68 | 0 | 496.25 | 1957.07
2440 | 11.8 | 1411.34 | 660 | 131.35 | 2202.69 | 740.21 | 177.65 | 11280.86 | 3120.55 | 14223.76 | 190.84 | 45260.91 | 6627.41 | 959.4 | 4428 | 4428 | 24.6 | 9827.7 | 320.41 | 30.36 | -53.25 | 16.12 | 23.9 | 0 | 0 | 0.2 | 0.2 | 1 | 0.2 | 0 | 6971.64 | 0 | 3975.06 | 0 | 30195.51 | 0 | 4118.69 | 0 | 1035.92 | 0 | 443.55 | 0 | 2950.22 | 0 | 459.57 | 1738.15
2441 | 11.1 | 1411.34 | 660 | 131.35 | 2202.69 | 740.21 | 177.65 | 11280.86 | 3120.55 | 14223.76 | 190.84 | 56598.84 | 7593.18 | 959.4 | 4428 | 4428 | 24.6 | 9827.7 | 323.34 | 33.29 | -53.09 | 16.29 | 23.9 | 0 | 0 | 0.2 | 0.2 | 1 | 0.2 | 0 | 5435.51 | 0 | 3099.19 | 0 | 40727.57 | 0 | 7336.58 | 0 | 807.67 | 0 | 345.81 | 0 | 3979.24 | 0 | 818.63 | 1641.83
2442 | 10.1 | 1411.34 | 660 | 131.35 | 2202.69 | 740.21 | 444.13 | 11547.34 | 3387.03 | 14490.24 | 190.84 | 50639.59 | 6448.12 | 2398.5 | 11070 | 11070 | 61.5 | 24569.25 | 303.88 | 32.9 | -52.39 | 15.73 | 23.9 | 0 | 0 | 0.5 | 0.5 | 1 | 0.5 | 0 | 4051.43 | 0 | 2310.02 | 0 | 34721.29 | 0 | 9556.85 | 0 | 602.01 | 0 | 257.76 | 0 | 3392.4 | 0 | 1066.37 | 1129.58
2443 | 9 | 1411.34 | 660 | 131.35 | 2202.69 | 740.21 | 444.13 | 11547.34 | 3387.03 | 14490.24 | 190.84 | 10940.76 | 1539.99 | 2398.5 | 11070 | 11070 | 61.5 | 24569.25 | 290.78 | 19.8 | -56.51 | 11.6 | 20 | 0.72 | 0 | 0.5 | 0.5 | 1 | 0.5 | 0 | 1881.62 | 0 | 1072.85 | 0 | 5678.65 | 0 | 2307.64 | 0 | 279.59 | 0 | 119.71 | 0 | 554.83 | 0 | 257.49 | 328.37
2444 | 8.6 | 1411.34 | 660 | 131.35 | 2202.69 | 740.21 | 444.13 | 11547.34 | 3387.03 | 14490.24 | 190.84 | 11426.18 | 694.61 | 2398.5 | 11070 | 11070 | 61.5 | 24569.25 | 290.2 | 19.22 | -56.93 | 11.18 | 20 | 2.88 | 0 | 0.5 | 0.5 | 1 | 0.5 | 0 | 436.27 | 0 | 248.75 | 0 | 6810.36 | 0 | 3930.8 | 0 | 32.41 | 0 | 13.88 | 0 | 332.7 | 0 | 219.3 | 96.32
2445 | 8.5 | 1411.34 | 660 | 131.35 | 2202.69 | 740.21 | 444.13 | 11547.34 | 3387.03 | 14490.24 | 190.84 | 0 | 0 | 2398.5 | 11070 | 11070 | 61.5 | 24569.25 | 286.82 | 15.84 | -57.86 | 10.26 | 20 | 15.34 | 0 | 0.5 | 0.5 | 1 | 0.5 | 0 | 0 | 0 | 0 | 0 | 0 | 0 | 0 | 0 | 0 | 0 | 0 | 0 | 0 | 0 | 0 | 0
2446 | 8 | 1411.34 | 660 | 131.35 | 2202.69 | 740.21 | 444.13 | 11547.34 | 3387.03 | 14490.24 | 190.84 | 0 | 0 | 2398.5 | 11070 | 11070 | 61.5 | 24569.25 | 286.36 | 15.39 | -58.35 | 9.76 | 20 | 17.03 | 0 | 0.5 | 0.5 | 1 | 0.5 | 0 | 0 | 0 | 0 | 0 | 0 | 0 | 0 | 0 | 0 | 0 | 0 | 0 | 0 | 0 | 0 | 0
2447 | 7.7 | 1411.34 | 660 | 131.35 | 2202.69 | 740.21 | 444.13 | 11547.34 | 3387.03 | 14490.24 | 190.84 | 0 | 0 | 2398.5 | 11070 | 11070 | 61.5 | 24569.25 | 286.09 | 15.11 | -58.65 | 9.47 | 20 | 18.05 | 0 | 0.5 | 0.5 | 1 | 0.5 | 0 | 0 | 0 | 0 | 0 | 0 | 0 | 0 | 0 | 0 | 0 | 0 | 0 | 0 | 0 | 0 | 0
2448 | 7.6 | 1411.34 | 660 | 131.35 | 2202.69 | 740.21 | 444.13 | 11547.34 | 3387.03 | 14490.24 | 190.84 | 0 | 0 | 2398.5 | 11070 | 11070 | 61.5 | 24569.25 | 285.99 | 15.02 | -58.75 | 9.37 | 20 | 18.38 | 0 | 0.5 | 0.5 | 1 | 0.5 | 0 | 0 | 0 | 0 | 0 | 0 | 0 | 0 | 0 | 0 | 0 | 0 | 0 | 0 | 0 | 0 | 0
2449 | 7.5 | 1411.34 | 660 | 131.35 | 2202.69 | 740.21 | 444.13 | 11547.34 | 3387.03 | 14490.24 | 190.84 | 0 | 0 | 2398.5 | 2214 | 2214 | 61.5 | 6857.25 | 281.1 | 10.13 | -60.05 | 8.06 | 20 | 36.43 | 0 | 0.5 | 0.1 | 0.5 | 0.5 | 0 | 0 | 0 | 0 | 0 | 0 | 0 | 0 | 0 | 0 | 0 | 0 | 0 | 0 | 0 | 0 | 0
2450 | 7.5 | 1411.34 | 660 | 131.35 | 2202.69 | 740.21 | 444.13 | 11547.34 | 3387.03 | 14490.24 | 190.84 | 0 | 0 | 2398.5 | 2214 | 2214 | 61.5 | 6857.25 | 281.1 | 10.13 | -60.05 | 8.06 | 20 | 36.43 | 0 | 0.5 | 0.1 | 0.5 | 0.5 | 0 | 0 | 0 | 0 | 0 | 0 | 0 | 0 | 0 | 0 | 0 | 0 | 0 | 0 | 0 | 0 | 0
2451 | 7.5 | 1411.34 | 660 | 131.35 | 2202.69 | 740.21 | 444.13 | 11547.34 | 3387.03 | 14490.24 | 190.84 | 0 | 0 | 2398.5 | 2214 | 2214 | 61.5 | 6857.25 | 281.1 | 10.13 | -60.05 | 8.06 | 20 | 36.43 | 0 | 0.5 | 0.1 | 0.5 | 0.5 | 0 | 0 | 0 | 0 | 0 | 0 | 0 | 0 | 0 | 0 | 0 | 0 | 0 | 0 | 0 | 0 | 0
2452 | 7.4 | 1411.34 | 660 | 131.35 | 2202.69 | 740.21 | 444.13 | 11547.34 | 3387.03 | 14490.24 | 190.84 | 0 | 0 | 2398.5 | 2214 | 2214 | 61.5 | 6857.25 | 281.01 | 10.04 | -60.15 | 7.97 | 20 | 36.77 | 0 | 0.5 | 0.1 | 0.5 | 0.5 | 0 | 0 | 0 | 0 | 0 | 0 | 0 | 0 | 0 | 0 | 0 | 0 | 0 | 0 | 0 | 0 | 0
2453 | 7.3 | 1411.34 | 660 | 131.35 | 2202.69 | 740.21 | 444.13 | 11547.34 | 3387.03 | 14490.24 | 190.84 | 0 | 0 | 2398.5 | 2214 | 2214 | 61.5 | 6857.25 | 280.92 | 9.94 | -60.25 | 7.87 | 20 | 37.11 | 0 | 0.5 | 0.1 | 0.5 | 0.5 | 0 | 0 | 0 | 0 | 0 | 0 | 0 | 0 | 0 | 0 | 0 | 0 | 0 | 0 | 0 | 0 | 0
2454 | 7.3 | 1411.34 | 660 | 131.35 | 2202.69 | 740.21 | 444.13 | 11547.34 | 3387.03 | 14490.24 | 190.84 | 0 | 0 | 2398.5 | 2214 | 2214 | 61.5 | 6857.25 | 280.92 | 9.94 | -60.25 | 7.87 | 20 | 37.11 | 0 | 0.5 | 0.1 | 0.5 | 0.5 | 0 | 0 | 0 | 0 | 0 | 0 | 0 | 0 | 0 | 0 | 0 | 0 | 0 | 0 | 0 | 0 | 0
2455 | 7.7 | 1411.34 | 660 | 131.35 | 2202.69 | 740.21 | 444.13 | 11547.34 | 3387.03 | 14490.24 | 190.84 | 30397.87 | 2227.66 | 2398.5 | 2214 | 2214 | 61.5 | 6857.25 | 290.13 | 19.15 | -57.63 | 10.48 | 20 | 3.13 | 0 | 0.5 | 0.1 | 0.5 | 0.5 | 0 | 20223.89 | 0 | 7447.97 | 0 | 1909.47 | 0 | 816.55 | 0 | 1502.55 | 0 | 415.53 | 0 | 93.28 | 0 | 45.56 | 170.75
2456 | 8.1 | 1411.34 | 660 | 131.35 | 2202.69 | 740.21 | 177.65 | 11280.86 | 3120.55 | 14223.76 | 190.84 | 40489.81 | 3095.9 | 959.4 | 4428 | 4428 | 24.6 | 9827.7 | 314.49 | 24.44 | -57.48 | 11.9 | 23.9 | 0 | 0 | 0.2 | 0.2 | 1 | 0.2 | 0 | 20033.48 | 0 | 10985.02 | 0 | 6634.28 | 0 | 2837.03 | 0 | 1488.4 | 0 | 612.87 | 0 | 324.1 | 0 | 158.28 | 512.25
2457 | 8.5 | 1411.34 | 660 | 131.35 | 2202.69 | 740.21 | 177.65 | 11280.86 | 3120.55 | 14223.76 | 190.84 | 26620.77 | 4208.64 | 959.4 | 4428 | 4428 | 24.6 | 9827.7 | 311.31 | 21.26 | -57.97 | 11.41 | 21.26 | 0 | 0 | 0.2 | 0.2 | 1 | 0.2 | 0 | 10658.36 | 0 | 7731.01 | 0 | 5765.77 | 0 | 2465.63 | 0 | 1583.74 | 0 | 862.64 | 0 | 563.34 | 0 | 275.12 | 923.8
2458 | 8.3 | 1411.34 | 660 | 131.35 | 2202.69 | 740.21 | 177.65 | 11280.86 | 3120.55 | 14223.76 | 190.84 | 39689.14 | 3238.37 | 959.4 | 4428 | 4428 | 24.6 | 9827.7 | 314.53 | 24.48 | -57.33 | 12.05 | 23.9 | 0 | 0 | 0.2 | 0.2 | 1 | 0.2 | 0 | 12150.59 | 0 | 9114.57 | 0 | 12905.28 | 0 | 5518.7 | 0 | 902.73 | 0 | 508.51 | 0 | 630.45 | 0 | 307.89 | 888.78
2459 | 9 | 1411.34 | 660 | 131.35 | 2202.69 | 740.21 | 177.65 | 11280.86 | 3120.55 | 14223.76 | 190.84 | 22408.62 | 3689.77 | 959.4 | 4428 | 4428 | 24.6 | 9827.7 | 310.39 | 20.34 | -57.8 | 11.57 | 20.34 | 0 | 0 | 0.2 | 0.2 | 1 | 0.2 | 0 | 6222.59 | 0 | 4952.02 | 0 | 7868.98 | 0 | 3365.02 | 0 | 924.62 | 0 | 552.56 | 0 | 768.83 | 0 | 375.48 | 1068.29
2460 | 10 | 1411.34 | 660 | 131.35 | 2202.69 | 740.21 | 177.65 | 11280.86 | 3120.55 | 14223.76 | 190.84 | 64414.61 | 5265.05 | 959.4 | 4428 | 4428 | 24.6 | 9827.7 | 323.8 | 33.75 | -53.79 | 15.58 | 23.9 | 0 | 0 | 0.2 | 0.2 | 1 | 0.2 | 0 | 15009.02 | 0 | 17057.32 | 0 | 23790.49 | 0 | 8557.78 | 0 | 1115.1 | 0 | 951.65 | 0 | 1162.21 | 0 | 477.45 | 1558.65
2461 | 9.2 | 1411.34 | 660 | 131.35 | 2202.69 | 740.21 | 177.65 | 11280.86 | 3120.55 | 14223.76 | 190.84 | 33100.18 | 5281.76 | 959.4 | 4428 | 4428 | 24.6 | 9827.7 | 314.13 | 24.09 | -56.75 | 12.62 | 23.9 | 0 | 0 | 0.2 | 0.2 | 1 | 0.2 | 0 | 7508.75 | 0 | 7214.4 | 0 | 14095.72 | 0 | 4281.3 | 0 | 1115.73 | 0 | 805 | 0 | 1377.2 | 0 | 477.72 | 1506.11
2462 | 9.9 | 1411.34 | 660 | 131.35 | 2202.69 | 740.21 | 177.65 | 11280.86 | 3120.55 | 14223.76 | 190.84 | 39633.38 | 6202.7 | 959.4 | 4428 | 4428 | 24.6 | 9827.7 | 316.93 | 26.88 | -55.54 | 13.83 | 23.9 | 0 | 0 | 0.2 | 0.2 | 1 | 0.2 | 0 | 8081.99 | 0 | 7482.94 | 0 | 19460.3 | 0 | 4608.15 | 0 | 1200.91 | 0 | 834.96 | 0 | 1901.34 | 0 | 514.19 | 1751.29
2463 | 10.1 | 1411.34 | 660 | 131.35 | 2202.69 | 740.21 | 177.65 | 11280.86 | 3120.55 | 14223.76 | 190.84 | 38308.45 | 5898.62 | 959.4 | 4428 | 4428 | 24.6 | 9827.7 | 316.64 | 26.59 | -55.46 | 13.91 | 23.9 | 0 | 0 | 0.2 | 0.2 | 1 | 0.2 | 0 | 7614.05 | 0 | 5716.02 | 0 | 20637.03 | 0 | 4341.35 | 0 | 1131.38 | 0 | 637.81 | 0 | 2016.32 | 0 | 484.42 | 1628.7
2464 | 9.4 | 1411.34 | 660 | 131.35 | 2202.69 | 740.21 | 177.65 | 11280.86 | 3120.55 | 14223.76 | 190.84 | 22810.16 | 3633.98 | 959.4 | 4428 | 4428 | 24.6 | 9827.7 | 310.85 | 20.8 | -57.38 | 11.99 | 20.8 | 0 | 0 | 0.2 | 0.2 | 1 | 0.2 | 0 | 5769.05 | 0 | 3289.37 | 0 | 10437.72 | 0 | 3314.03 | 0 | 857.23 | 0 | 367.03 | 0 | 1019.8 | 0 | 369.79 | 1020.13
2465 | 9.4 | 1411.34 | 660 | 131.35 | 2202.69 | 740.21 | 177.65 | 11280.86 | 3120.55 | 14223.76 | 190.84 | 51620.06 | 3846.55 | 959.4 | 4428 | 4428 | 24.6 | 9827.7 | 319.15 | 29.1 | -55.37 | 14 | 23.9 | 0 | 0 | 0.2 | 0.2 | 1 | 0.2 | 0 | 10192.59 | 0 | 5811.56 | 0 | 27952.05 | 0 | 7663.86 | 0 | 757.26 | 0 | 324.23 | 0 | 1365.51 | 0 | 427.58 | 971.97
2466 | 8 | 1411.34 | 660 | 131.35 | 2202.69 | 740.21 | 444.13 | 11547.34 | 3387.03 | 14490.24 | 190.84 | 15298.57 | 2340.26 | 2398.5 | 11070 | 11070 | 61.5 | 24569.25 | 291.26 | 20.28 | -57.15 | 10.97 | 20.28 | 0 | 0 | 0.5 | 0.5 | 1 | 0.5 | 0 | 3407.8 | 0 | 1943.04 | 0 | 7312.27 | 0 | 2635.46 | 0 | 506.37 | 0 | 216.81 | 0 | 714.44 | 0 | 294.07 | 608.57
2467 | 6.8 | 1411.34 | 660 | 131.35 | 2202.69 | 740.21 | 444.13 | 11547.34 | 3387.03 | 14490.24 | 190.84 | 8493.04 | 684.86 | 2398.5 | 11070 | 11070 | 61.5 | 24569.25 | 287.76 | 16.78 | -58.91 | 9.21 | 20 | 11.88 | 0 | 0.5 | 0.5 | 1 | 0.5 | 0 | 2285.15 | 0 | 1302.94 | 0 | 3445.26 | 0 | 1459.69 | 0 | 169.78 | 0 | 72.69 | 0 | 168.31 | 0 | 81.44 | 192.64
2468 | 6.3 | 1411.34 | 660 | 131.35 | 2202.69 | 740.21 | 444.13 | 11547.34 | 3387.03 | 14490.24 | 190.84 | 1716.78 | 122.92 | 2398.5 | 11070 | 11070 | 61.5 | 24569.25 | 285.3 | 14.32 | -59.9 | 8.21 | 20 | 20.95 | 0 | 0.5 | 0.5 | 1 | 0.5 | 0 | 341.95 | 0 | 194.97 | 0 | 787.11 | 0 | 392.75 | 0 | 25.41 | 0 | 10.88 | 0 | 38.45 | 0 | 21.91 | 26.27
2469 | 5.7 | 1411.34 | 660 | 131.35 | 2202.69 | 740.21 | 444.13 | 11547.34 | 3387.03 | 14490.24 | 190.84 | 0 | 0 | 2398.5 | 11070 | 11070 | 61.5 | 24569.25 | 284.25 | 13.27 | -60.62 | 7.49 | 20 | 24.82 | 0 | 0.5 | 0.5 | 1 | 0.5 | 0 | 0 | 0 | 0 | 0 | 0 | 0 | 0 | 0 | 0 | 0 | 0 | 0 | 0 | 0 | 0 | 0
2470 | 4.1 | 1411.34 | 660 | 131.35 | 2202.69 | 740.21 | 444.13 | 11547.34 | 3387.03 | 14490.24 | 190.84 | 0 | 0 | 2398.5 | 11070 | 11070 | 61.5 | 24569.25 | 282.78 | 11.81 | -62.2 | 5.92 | 20 | 30.24 | 0 | 0.5 | 0.5 | 1 | 0.5 | 0 | 0 | 0 | 0 | 0 | 0 | 0 | 0 | 0 | 0 | 0 | 0 | 0 | 0 | 0 | 0 | 0
2471 | 3.2 | 1411.34 | 660 | 131.35 | 2202.69 | 740.21 | 444.13 | 11547.34 | 3387.03 | 14490.24 | 190.84 | 0 | 0 | 2398.5 | 11070 | 11070 | 61.5 | 24569.25 | 281.96 | 10.98 | -63.09 | 5.03 | 20 | 33.29 | 0 | 0.5 | 0.5 | 1 | 0.5 | 0 | 0 | 0 | 0 | 0 | 0 | 0 | 0 | 0 | 0 | 0 | 0 | 0 | 0 | 0 | 0 | 0
2472 | 2.2 | 1411.34 | 660 | 131.35 | 2202.69 | 740.21 | 444.13 | 11547.34 | 3387.03 | 14490.24 | 190.84 | 0 | 0 | 2398.5 | 11070 | 11070 | 61.5 | 24569.25 | 281.04 | 10.06 | -64.07 | 4.04 | 20 | 36.67 | 0 | 0.5 | 0.5 | 1 | 0.5 | 0 | 0 | 0 | 0 | 0 | 0 | 0 | 0 | 0 | 0 | 0 | 0 | 0 | 0 | 0 | 0 | 0
2473 | 1.3 | 1411.34 | 660 | 131.35 | 2202.69 | 740.21 | 444.13 | 11547.34 | 3387.03 | 14490.24 | 190.84 | 0 | 0 | 2398.5 | 2214 | 2214 | 61.5 | 6857.25 | 275.41 | 4.44 | -66.17 | 1.95 | 20 | 57.43 | 0 | 0.5 | 0.1 | 0.5 | 0.5 | 0 | 0 | 0 | 0 | 0 | 0 | 0 | 0 | 0 | 0 | 0 | 0 | 0 | 0 | 0 | 0 | 0
2474 | 1.7 | 1411.34 | 660 | 131.35 | 2202.69 | 740.21 | 444.13 | 11547.34 | 3387.03 | 14490.24 | 190.84 | 0 | 0 | 2398.5 | 2214 | 2214 | 61.5 | 6857.25 | 275.78 | 4.8 | -65.77 | 2.34 | 20 | 56.08 | 0 | 0.5 | 0.1 | 0.5 | 0.5 | 0 | 0 | 0 | 0 | 0 | 0 | 0 | 0 | 0 | 0 | 0 | 0 | 0 | 0 | 0 | 0 | 0
2475 | 2.7 | 1411.34 | 660 | 131.35 | 2202.69 | 740.21 | 444.13 | 11547.34 | 3387.03 | 14490.24 | 190.84 | 0 | 0 | 2398.5 | 2214 | 2214 | 61.5 | 6857.25 | 276.7 | 5.72 | -64.79 | 3.33 | 20 | 52.69 | 0 | 0.5 | 0.1 | 0.5 | 0.5 | 0 | 0 | 0 | 0 | 0 | 0 | 0 | 0 | 0 | 0 | 0 | 0 | 0 | 0 | 0 | 0 | 0
2476 | 0.8 | 1411.34 | 660 | 131.35 | 2202.69 | 740.21 | 444.13 | 11547.34 | 3387.03 | 14490.24 | 190.84 | 0 | 0 | 2398.5 | 2214 | 2214 | 61.5 | 6857.25 | 274.95 | 3.98 | -66.66 | 1.45 | 20 | 59.13 | 0 | 0.5 | 0.1 | 0.5 | 0.5 | 0 | 0 | 0 | 0 | 0 | 0 | 0 | 0 | 0 | 0 | 0 | 0 | 0 | 0 | 0 | 0 | 0
2477 | 2.1 | 1411.34 | 660 | 131.35 | 2202.69 | 740.21 | 444.13 | 11547.34 | 3387.03 | 14490.24 | 190.84 | 0 | 0 | 2398.5 | 2214 | 2214 | 61.5 | 6857.25 | 276.15 | 5.17 | -65.38 | 2.73 | 20 | 54.72 | 0 | 0.5 | 0.1 | 0.5 | 0.5 | 0 | 0 | 0 | 0 | 0 | 0 | 0 | 0 | 0 | 0 | 0 | 0 | 0 | 0 | 0 | 0 | 0
2478 | 2.9 | 1411.34 | 660 | 131.35 | 2202.69 | 740.21 | 444.13 | 11547.34 | 3387.03 | 14490.24 | 190.84 | 0 | 0 | 2398.5 | 2214 | 2214 | 61.5 | 6857.25 | 276.88 | 5.91 | -64.59 | 3.52 | 20 | 52.02 | 0 | 0.5 | 0.1 | 0.5 | 0.5 | 0 | 0 | 0 | 0 | 0 | 0 | 0 | 0 | 0 | 0 | 0 | 0 | 0 | 0 | 0 | 0 | 0
2479 | 4.3 | 1411.34 | 660 | 131.35 | 2202.69 | 740.21 | 444.13 | 11547.34 | 3387.03 | 14490.24 | 190.84 | 543.53 | 45.11 | 2398.5 | 2214 | 2214 | 61.5 | 6857.25 | 278.33 | 7.35 | -63.17 | 4.95 | 20 | 46.68 | 0 | 0.5 | 0.1 | 0.5 | 0.5 | 0 | 164.64 | 0 | 90.94 | 0 | 201.7 | 0 | 86.25 | 0 | 12.23 | 0 | 5.07 | 0 | 9.85 | 0 | 4.81 | 13.13
2480 | 5.2 | 1411.34 | 660 | 131.35 | 2202.69 | 740.21 | 444.13 | 11547.34 | 3387.03 | 14490.24 | 190.84 | 10781.9 | 873.59 | 2398.5 | 11070 | 11070 | 61.5 | 24569.25 | 286.95 | 15.97 | -60.32 | 7.79 | 20 | 14.86 | 0 | 0.5 | 0.5 | 1 | 0.5 | 0 | 3540.56 | 0 | 1993.33 | 0 | 3676.02 | 0 | 1571.98 | 0 | 263.05 | 0 | 111.21 | 0 | 179.58 | 0 | 87.7 | 232.05
2481 | 5.4 | 1411.34 | 660 | 131.35 | 2202.69 | 740.21 | 444.13 | 11547.34 | 3387.03 | 14490.24 | 190.84 | 13420.06 | 1101.65 | 2398.5 | 11070 | 11070 | 61.5 | 24569.25 | 287.91 | 16.93 | -59.93 | 8.19 | 20 | 11.31 | 0 | 0.5 | 0.5 | 1 | 0.5 | 0 | 3931.2 | 0 | 2278.01 | 0 | 5050.92 | 0 | 2159.93 | 0 | 292.07 | 0 | 127.09 | 0 | 246.75 | 0 | 120.5 | 315.23
2482 | 6.6 | 1411.34 | 660 | 131.35 | 2202.69 | 740.21 | 444.13 | 11547.34 | 3387.03 | 14490.24 | 190.84 | 22344.44 | 1828.68 | 2398.5 | 11070 | 11070 | 61.5 | 24569.25 | 291.63 | 20.65 | -58.09 | 10.03 | 20.65 | 0 | 0 | 0.5 | 0.5 | 1 | 0.5 | 0 | 6470.4 | 0 | 3800.48 | 0 | 8457.06 | 0 | 3616.51 | 0 | 480.72 | 0 | 212.03 | 0 | 413.14 | 0 | 201.77 | 521.01
2483 | 8.6 | 1411.34 | 660 | 131.35 | 2202.69 | 740.21 | 444.13 | 11547.34 | 3387.03 | 14490.24 | 190.84 | 57804.55 | 4772.33 | 2398.5 | 11070 | 11070 | 61.5 | 24569.25 | 303.89 | 32.91 | -53.5 | 14.62 | 23.9 | 0 | 0 | 0.5 | 0.5 | 1 | 0.5 | 0 | 15381.24 | 0 | 16672.46 | 0 | 18037.46 | 0 | 7713.39 | 0 | 1142.76 | 0 | 930.17 | 0 | 881.16 | 0 | 430.34 | 1387.9
2484 | 9.6 | 1411.34 | 660 | 131.35 | 2202.69 | 740.21 | 444.13 | 11547.34 | 3387.03 | 14490.24 | 190.84 | 37340.87 | 6104.15 | 2398.5 | 11070 | 11070 | 61.5 | 24569.25 | 299.72 | 28.75 | -53.81 | 14.3 | 23.9 | 0 | 0 | 0.5 | 0.5 | 1 | 0.5 | 0 | 7867.92 | 0 | 11434.3 | 0 | 13552.55 | 0 | 4486.1 | 0 | 1169.1 | 0 | 1275.86 | 0 | 1324.14 | 0 | 500.57 | 1834.48
2485 | 10.5 | 1411.34 | 660 | 131.35 | 2202.69 | 740.21 | 444.13 | 11547.34 | 3387.03 | 14490.24 | 190.84 | 49496.76 | 7796.48 | 2398.5 | 11070 | 11070 | 61.5 | 24569.25 | 304.3 | 33.32 | -51.98 | 16.13 | 23.9 | 0 | 0 | 0.5 | 0.5 | 1 | 0.5 | 0 | 8049.31 | 0 | 13589.05 | 0 | 23268.88 | 0 | 4589.52 | 0 | 1196.06 | 0 | 1516.3 | 0 | 2273.46 | 0 | 512.11 | 2298.57
2486 | 10 | 1411.34 | 660 | 131.35 | 2202.69 | 740.21 | 444.13 | 11547.34 | 3387.03 | 14490.24 | 190.84 | 39516.62 | 6191.86 | 2398.5 | 11070 | 11070 | 61.5 | 24569.25 | 300.7 | 29.73 | -53.26 | 14.85 | 23.9 | 0 | 0 | 0.5 | 0.5 | 1 | 0.5 | 0 | 8102.36 | 0 | 7437.57 | 0 | 19356.92 | 0 | 4619.76 | 0 | 1203.94 | 0 | 829.9 | 0 | 1891.24 | 0 | 515.48 | 1751.29
2487 | 10.4 | 1411.34 | 660 | 131.35 | 2202.69 | 740.21 | 444.13 | 11547.34 | 3387.03 | 14490.24 | 190.84 | 45690.76 | 6889.26 | 2398.5 | 11070 | 11070 | 61.5 | 24569.25 | 302.93 | 31.96 | -52.4 | 15.71 | 23.9 | 0 | 0 | 0.5 | 0.5 | 1 | 0.5 | 0 | 7821.59 | 0 | 6578.97 | 0 | 26830.53 | 0 | 4459.68 | 0 | 1162.22 | 0 | 734.1 | 0 | 2621.44 | 0 | 497.62 | 1873.88
2488 | 10.5 | 1411.34 | 660 | 131.35 | 2202.69 | 740.21 | 444.13 | 11547.34 | 3387.03 | 14490.24 | 190.84 | 21281.71 | 3407.39 | 2398.5 | 11070 | 11070 | 61.5 | 24569.25 | 295.47 | 24.49 | -54.2 | 13.91 | 23.9 | 0 | 0 | 0.5 | 0.5 | 1 | 0.5 | 0 | 5530.19 | 0 | 3153.18 | 0 | 9422.47 | 0 | 3175.88 | 0 | 821.74 | 0 | 351.84 | 0 | 920.61 | 0 | 354.37 | 958.83
2489 | 10.3 | 1411.34 | 660 | 131.35 | 2202.69 | 740.21 | 444.13 | 11547.34 | 3387.03 | 14490.24 | 190.84 | 39499.86 | 5590.68 | 2398.5 | 11070 | 11070 | 61.5 | 24569.25 | 300.81 | 29.83 | -53.01 | 15.11 | 23.9 | 0 | 0 | 0.5 | 0.5 | 1 | 0.5 | 0 | 5796.75 | 0 | 3305.16 | 0 | 24844.24 | 0 | 5553.71 | 0 | 861.35 | 0 | 368.8 | 0 | 2427.38 | 0 | 619.7 | 1313.47
2490 | 9.4 | 1411.34 | 660 | 131.35 | 2202.69 | 740.21 | 444.13 | 11547.34 | 3387.03 | 14490.24 | 190.84 | 15168.05 | 2327.98 | 2398.5 | 11070 | 11070 | 61.5 | 24569.25 | 292.51 | 21.53 | -55.78 | 12.34 | 21.53 | 0 | 0 | 0.5 | 0.5 | 1 | 0.5 | 0 | 3420.9 | 0 | 1950.51 | 0 | 7182.77 | 0 | 2613.86 | 0 | 508.32 | 0 | 217.64 | 0 | 701.78 | 0 | 291.66 | 608.57
2491 | 7.9 | 1411.34 | 660 | 131.35 | 2202.69 | 740.21 | 444.13 | 11547.34 | 3387.03 | 14490.24 | 190.84 | 23657.79 | 1663.68 | 2398.5 | 11070 | 11070 | 61.5 | 24569.25 | 293.18 | 22.2 | -56.72 | 11.39 | 22.2 | 0 | 0 | 0.5 | 0.5 | 1 | 0.5 | 0 | 4023.45 | 0 | 2294.07 | 0 | 12292.92 | 0 | 5047.34 | 0 | 298.92 | 0 | 127.99 | 0 | 600.53 | 0 | 281.6 | 354.64
2492 | 7.4 | 1411.34 | 660 | 131.35 | 2202.69 | 740.21 | 444.13 | 11547.34 | 3387.03 | 14490.24 | 190.84 | 2264.66 | 162.6 | 2398.5 | 11070 | 11070 | 61.5 | 24569.25 | 286.54 | 15.56 | -58.78 | 9.34 | 20 | 16.39 | 0 | 0.5 | 0.5 | 1 | 0.5 | 0 | 454.25 | 0 | 259 | 0 | 1034 | 0 | 517.41 | 0 | 33.75 | 0 | 14.45 | 0 | 50.51 | 0 | 28.87 | 35.03
2493 | 7.2 | 1411.34 | 660 | 131.35 | 2202.69 | 740.21 | 444.13 | 11547.34 | 3387.03 | 14490.24 | 190.84 | 0 | 0 | 2398.5 | 11070 | 11070 | 61.5 | 24569.25 | 285.63 | 14.65 | -59.14 | 8.97 | 20 | 19.74 | 0 | 0.5 | 0.5 | 1 | 0.5 | 0 | 0 | 0 | 0 | 0 | 0 | 0 | 0 | 0 | 0 | 0 | 0 | 0 | 0 | 0 | 0 | 0
2494 | 6.7 | 1411.34 | 660 | 131.35 | 2202.69 | 740.21 | 444.13 | 11547.34 | 3387.03 | 14490.24 | 190.84 | 0 | 0 | 2398.5 | 11070 | 11070 | 61.5 | 24569.25 | 285.17 | 14.19 | -59.63 | 8.48 | 20 | 21.43 | 0 | 0.5 | 0.5 | 1 | 0.5 | 0 | 0 | 0 | 0 | 0 | 0 | 0 | 0 | 0 | 0 | 0 | 0 | 0 | 0 | 0 | 0 | 0
2495 | 6.4 | 1411.34 | 660 | 131.35 | 2202.69 | 740.21 | 444.13 | 11547.34 | 3387.03 | 14490.24 | 190.84 | 0 | 0 | 2398.5 | 11070 | 11070 | 61.5 | 24569.25 | 284.89 | 13.92 | -59.93 | 8.19 | 20 | 22.45 | 0 | 0.5 | 0.5 | 1 | 0.5 | 0 | 0 | 0 | 0 | 0 | 0 | 0 | 0 | 0 | 0 | 0 | 0 | 0 | 0 | 0 | 0 | 0
2496 | 6.5 | 1411.34 | 660 | 131.35 | 2202.69 | 740.21 | 444.13 | 11547.34 | 3387.03 | 14490.24 | 190.84 | 0 | 0 | 2398.5 | 11070 | 11070 | 61.5 | 24569.25 | 284.99 | 14.01 | -59.83 | 8.28 | 20 | 22.11 | 0 | 0.5 | 0.5 | 1 | 0.5 | 0 | 0 | 0 | 0 | 0 | 0 | 0 | 0 | 0 | 0 | 0 | 0 | 0 | 0 | 0 | 0 | 0
2497 | 6.7 | 1411.34 | 660 | 131.35 | 2202.69 | 740.21 | 444.13 | 11547.34 | 3387.03 | 14490.24 | 190.84 | 0 | 0 | 2398.5 | 2214 | 2214 | 61.5 | 6857.25 | 280.37 | 9.39 | -60.84 | 7.27 | 20 | 39.14 | 0 | 0.5 | 0.1 | 0.5 | 0.5 | 0 | 0 | 0 | 0 | 0 | 0 | 0 | 0 | 0 | 0 | 0 | 0 | 0 | 0 | 0 | 0 | 0
2498 | 6.8 | 1411.34 | 660 | 131.35 | 2202.69 | 740.21 | 444.13 | 11547.34 | 3387.03 | 14490.24 | 190.84 | 0 | 0 | 2398.5 | 2214 | 2214 | 61.5 | 6857.25 | 280.46 | 9.48 | -60.74 | 7.37 | 20 | 38.81 | 0 | 0.5 | 0.1 | 0.5 | 0.5 | 0 | 0 | 0 | 0 | 0 | 0 | 0 | 0 | 0 | 0 | 0 | 0 | 0 | 0 | 0 | 0 | 0
2499 | 6.7 | 1411.34 | 660 | 131.35 | 2202.69 | 740.21 | 444.13 | 11547.34 | 3387.03 | 14490.24 | 190.84 | 0 | 0 | 2398.5 | 2214 | 2214 | 61.5 | 6857.25 | 280.37 | 9.39 | -60.84 | 7.27 | 20 | 39.14 | 0 | 0.5 | 0.1 | 0.5 | 0.5 | 0 | 0 | 0 | 0 | 0 | 0 | 0 | 0 | 0 | 0 | 0 | 0 | 0 | 0 | 0 | 0 | 0
2500 | 6.6 | 1411.34 | 660 | 131.35 | 2202.69 | 740.21 | 444.13 | 11547.34 | 3387.03 | 14490.24 | 190.84 | 0 | 0 | 2398.5 | 2214 | 2214 | 61.5 | 6857.25 | 280.28 | 9.3 | -60.94 | 7.18 | 20 | 39.48 | 0 | 0.5 | 0.1 | 0.5 | 0.5 | 0 | 0 | 0 | 0 | 0 | 0 | 0 | 0 | 0 | 0 | 0 | 0 | 0 | 0 | 0 | 0 | 0
2501 | 6.6 | 1411.34 | 660 | 131.35 | 2202.69 | 740.21 | 444.13 | 11547.34 | 3387.03 | 14490.24 | 190.84 | 0 | 0 | 2398.5 | 2214 | 2214 | 61.5 | 6857.25 | 280.28 | 9.3 | -60.94 | 7.18 | 20 | 39.48 | 0 | 0.5 | 0.1 | 0.5 | 0.5 | 0 | 0 | 0 | 0 | 0 | 0 | 0 | 0 | 0 | 0 | 0 | 0 | 0 | 0 | 0 | 0 | 0
2502 | 6.3 | 1411.34 | 660 | 131.35 | 2202.69 | 740.21 | 444.13 | 11547.34 | 3387.03 | 14490.24 | 190.84 | 0 | 0 | 2398.5 | 2214 | 2214 | 61.5 | 6857.25 | 280 | 9.03 | -61.23 | 6.88 | 20 | 40.5 | 0 | 0.5 | 0.1 | 0.5 | 0.5 | 0 | 0 | 0 | 0 | 0 | 0 | 0 | 0 | 0 | 0 | 0 | 0 | 0 | 0 | 0 | 0 | 0
2503 | 6.4 | 1411.34 | 660 | 131.35 | 2202.69 | 740.21 | 444.13 | 11547.34 | 3387.03 | 14490.24 | 190.84 | 540.22 | 44.89 | 2398.5 | 2214 | 2214 | 61.5 | 6857.25 | 280.25 | 9.28 | -61.1 | 7.02 | 20 | 39.58 | 0 | 0.5 | 0.1 | 0.5 | 0.5 | 0 | 162.58 | 0 | 90.14 | 0 | 201.39 | 0 | 86.12 | 0 | 12.08 | 0 | 5.03 | 0 | 9.84 | 0 | 4.8 | 13.13
2504 | 6.5 | 1411.34 | 660 | 131.35 | 2202.69 | 740.21 | 444.13 | 11547.34 | 3387.03 | 14490.24 | 190.84 | 2495.74 | 207.47 | 2398.5 | 11070 | 11070 | 61.5 | 24569.25 | 285.72 | 14.74 | -59.65 | 8.47 | 20 | 19.41 | 0 | 0.5 | 0.5 | 1 | 0.5 | 0 | 729.43 | 0 | 415.2 | 0 | 946.4 | 0 | 404.71 | 0 | 54.19 | 0 | 23.16 | 0 | 46.23 | 0 | 22.58 | 61.3
2505 | 6.5 | 1411.34 | 660 | 131.35 | 2202.69 | 740.21 | 444.13 | 11547.34 | 3387.03 | 14490.24 | 190.84 | 5931.65 | 491.61 | 2398.5 | 11070 | 11070 | 61.5 | 24569.25 | 286.73 | 15.75 | -59.39 | 8.72 | 20 | 15.69 | 0 | 0.5 | 0.5 | 1 | 0.5 | 0 | 1721.59 | 0 | 988.96 | 0 | 2256.25 | 0 | 964.85 | 0 | 127.91 | 0 | 55.17 | 0 | 110.22 | 0 | 53.83 | 144.48
2506 | 6.7 | 1411.34 | 660 | 131.35 | 2202.69 | 740.21 | 444.13 | 11547.34 | 3387.03 | 14490.24 | 190.84 | 12216.4 | 1007.93 | 2398.5 | 11070 | 11070 | 61.5 | 24569.25 | 288.75 | 17.78 | -58.73 | 9.38 | 20 | 8.21 | 0 | 0.5 | 0.5 | 1 | 0.5 | 0 | 3528.86 | 0 | 2046.37 | 0 | 4651.88 | 0 | 1989.29 | 0 | 262.18 | 0 | 114.17 | 0 | 227.25 | 0 | 110.98 | 293.34
2507 | 7.4 | 1411.34 | 660 | 131.35 | 2202.69 | 740.21 | 444.13 | 11547.34 | 3387.03 | 14490.24 | 190.84 | 24795.66 | 2031.83 | 2398.5 | 11070 | 11070 | 61.5 | 24569.25 | 293.08 | 22.1 | -57.12 | 11 | 22.1 | 0 | 0 | 0.5 | 0.5 | 1 | 0.5 | 0 | 7117.58 | 0 | 4190.07 | 0 | 9447.82 | 0 | 4040.19 | 0 | 528.8 | 0 | 233.77 | 0 | 461.54 | 0 | 225.41 | 582.3
2508 | 7.3 | 1411.34 | 660 | 131.35 | 2202.69 | 740.21 | 444.13 | 11547.34 | 3387.03 | 14490.24 | 190.84 | 31413.98 | 2566.29 | 2398.5 | 11070 | 11070 | 61.5 | 24569.25 | 294.99 | 24.01 | -56.73 | 11.39 | 23.9 | 0 | 0 | 0.5 | 0.5 | 1 | 0.5 | 0 | 8973.14 | 0 | 5286.18 | 0 | 12038.4 | 0 | 5116.26 | 0 | 666.66 | 0 | 294.92 | 0 | 588.1 | 0 | 285.44 | 731.16
2509 | 7.1 | 1411.34 | 660 | 131.35 | 2202.69 | 740.21 | 444.13 | 11547.34 | 3387.03 | 14490.24 | 190.84 | 11602.03 | 1902.53 | 2398.5 | 11070 | 11070 | 61.5 | 24569.25 | 289.31 | 18.34 | -58.32 | 9.8 | 20 | 6.13 | 0 | 0.5 | 0.5 | 1 | 0.5 | 0 | 3315.76 | 0 | 1925.72 | 0 | 4470 | 0 | 1890.56 | 0 | 492.69 | 0 | 214.88 | 0 | 436.74 | 0 | 210.95 | 547.28
2510 | 7.4 | 1411.34 | 660 | 131.35 | 2202.69 | 740.21 | 444.13 | 11547.34 | 3387.03 | 14490.24 | 190.84 | 21109.39 | 1731.73 | 2398.5 | 11070 | 11070 | 61.5 | 24569.25 | 292 | 21.02 | -57.39 | 10.73 | 21.02 | 0 | 0 | 0.5 | 0.5 | 1 | 0.5 | 0 | 6028.54 | 0 | 3478.84 | 0 | 8164.69 | 0 | 3437.32 | 0 | 447.89 | 0 | 194.09 | 0 | 398.86 | 0 | 191.77 | 499.12
2511 | 7.2 | 1411.34 | 660 | 131.35 | 2202.69 | 740.21 | 444.13 | 11547.34 | 3387.03 | 14490.24 | 190.84 | 20558.19 | 1685.98 | 2398.5 | 11070 | 11070 | 61.5 | 24569.25 | 291.69 | 20.71 | -57.62 | 10.49 | 20.71 | 0 | 0 | 0.5 | 0.5 | 1 | 0.5 | 0 | 5861.94 | 0 | 3364.43 | 0 | 7989.48 | 0 | 3342.34 | 0 | 435.52 | 0 | 187.71 | 0 | 390.3 | 0 | 186.47 | 485.98
2512 | 7.6 | 1411.34 | 660 | 131.35 | 2202.69 | 740.21 | 444.13 | 11547.34 | 3387.03 | 14490.24 | 190.84 | 10149.01 | 837.81 | 2398.5 | 11070 | 11070 | 61.5 | 24569.25 | 288.99 | 18.02 | -58 | 10.12 | 20 | 7.32 | 0 | 0.5 | 0.5 | 1 | 0.5 | 0 | 2902.69 | 0 | 1655.04 | 0 | 3935.39 | 0 | 1655.9 | 0 | 215.66 | 0 | 92.34 | 0 | 192.25 | 0 | 92.38 | 245.18
2513 | 7.5 | 1411.34 | 660 | 131.35 | 2202.69 | 740.21 | 444.13 | 11547.34 | 3387.03 | 14490.24 | 190.84 | 7574.75 | 626.08 | 2398.5 | 11070 | 11070 | 61.5 | 24569.25 | 288.13 | 17.15 | -58.29 | 9.83 | 20 | 10.52 | 0 | 0.5 | 0.5 | 1 | 0.5 | 0 | 2161.46 | 0 | 1232.41 | 0 | 2940.62 | 0 | 1240.26 | 0 | 160.59 | 0 | 68.76 | 0 | 143.65 | 0 | 69.2 | 183.89
2514 | 7.3 | 1411.34 | 660 | 131.35 | 2202.69 | 740.21 | 444.13 | 11547.34 | 3387.03 | 14490.24 | 190.84 | 3926.83 | 325.55 | 2398.5 | 11070 | 11070 | 61.5 | 24569.25 | 286.87 | 15.9 | -58.75 | 9.36 | 20 | 15.15 | 0 | 0.5 | 0.5 | 1 | 0.5 | 0 | 1119.35 | 0 | 638.23 | 0 | 1523.17 | 0 | 646.08 | 0 | 83.16 | 0 | 35.61 | 0 | 74.41 | 0 | 36.05 | 96.32
2515 | 7.2 | 1411.34 | 660 | 131.35 | 2202.69 | 740.21 | 444.13 | 11547.34 | 3387.03 | 14490.24 | 190.84 | 1055.33 | 87.89 | 2398.5 | 11070 | 11070 | 61.5 | 24569.25 | 285.94 | 14.96 | -59.06 | 9.05 | 20 | 18.6 | 0 | 0.5 | 0.5 | 1 | 0.5 | 0 | 301.14 | 0 | 171.7 | 0 | 408.13 | 0 | 174.36 | 0 | 22.37 | 0 | 9.58 | 0 | 19.94 | 0 | 9.73 | 26.27
2516 | 7.2 | 1411.34 | 660 | 131.35 | 2202.69 | 740.21 | 444.13 | 11547.34 | 3387.03 | 14490.24 | 190.84 | 0 | 0 | 2398.5 | 11070 | 11070 | 61.5 | 24569.25 | 285.63 | 14.65 | -59.14 | 8.97 | 20 | 19.74 | 0 | 0.5 | 0.5 | 1 | 0.5 | 0 | 0 | 0 | 0 | 0 | 0 | 0 | 0 | 0 | 0 | 0 | 0 | 0 | 0 | 0 | 0 | 0
2517 | 7 | 1411.34 | 660 | 131.35 | 2202.69 | 740.21 | 444.13 | 11547.34 | 3387.03 | 14490.24 | 190.84 | 0 | 0 | 2398.5 | 11070 | 11070 | 61.5 | 24569.25 | 285.44 | 14.47 | -59.34 | 8.78 | 20 | 20.42 | 0 | 0.5 | 0.5 | 1 | 0.5 | 0 | 0 | 0 | 0 | 0 | 0 | 0 | 0 | 0 | 0 | 0 | 0 | 0 | 0 | 0 | 0 | 0
2518 | 7 | 1411.34 | 660 | 131.35 | 2202.69 | 740.21 | 444.13 | 11547.34 | 3387.03 | 14490.24 | 190.84 | 0 | 0 | 2398.5 | 11070 | 11070 | 61.5 | 24569.25 | 285.44 | 14.47 | -59.34 | 8.78 | 20 | 20.42 | 0 | 0.5 | 0.5 | 1 | 0.5 | 0 | 0 | 0 | 0 | 0 | 0 | 0 | 0 | 0 | 0 | 0 | 0 | 0 | 0 | 0 | 0 | 0
2519 | 7.2 | 1411.34 | 660 | 131.35 | 2202.69 | 740.21 | 444.13 | 11547.34 | 3387.03 | 14490.24 | 190.84 | 0 | 0 | 2398.5 | 11070 | 11070 | 61.5 | 24569.25 | 285.63 | 14.65 | -59.14 | 8.97 | 20 | 19.74 | 0 | 0.5 | 0.5 | 1 | 0.5 | 0 | 0 | 0 | 0 | 0 | 0 | 0 | 0 | 0 | 0 | 0 | 0 | 0 | 0 | 0 | 0 | 0
2520 | 7.3 | 1411.34 | 660 | 131.35 | 2202.69 | 740.21 | 444.13 | 11547.34 | 3387.03 | 14490.24 | 190.84 | 0 | 0 | 2398.5 | 11070 | 11070 | 61.5 | 24569.25 | 285.72 | 14.74 | -59.04 | 9.07 | 20 | 19.4 | 0 | 0.5 | 0.5 | 1 | 0.5 | 0 | 0 | 0 | 0 | 0 | 0 | 0 | 0 | 0 | 0 | 0 | 0 | 0 | 0 | 0 | 0 | 0
2521 | 7.5 | 1411.34 | 660 | 131.35 | 2202.69 | 740.21 | 444.13 | 11547.34 | 3387.03 | 14490.24 | 190.84 | 0 | 0 | 2398.5 | 2214 | 2214 | 61.5 | 6857.25 | 281.1 | 10.13 | -60.05 | 8.06 | 20 | 36.43 | 0 | 0.5 | 0.1 | 0.5 | 0.5 | 0 | 0 | 0 | 0 | 0 | 0 | 0 | 0 | 0 | 0 | 0 | 0 | 0 | 0 | 0 | 0 | 0
2522 | 7.5 | 1411.34 | 660 | 131.35 | 2202.69 | 740.21 | 444.13 | 11547.34 | 3387.03 | 14490.24 | 190.84 | 0 | 0 | 2398.5 | 2214 | 2214 | 61.5 | 6857.25 | 281.1 | 10.13 | -60.05 | 8.06 | 20 | 36.43 | 0 | 0.5 | 0.1 | 0.5 | 0.5 | 0 | 0 | 0 | 0 | 0 | 0 | 0 | 0 | 0 | 0 | 0 | 0 | 0 | 0 | 0 | 0 | 0
2523 | 7.4 | 1411.34 | 660 | 131.35 | 2202.69 | 740.21 | 444.13 | 11547.34 | 3387.03 | 14490.24 | 190.84 | 0 | 0 | 2398.5 | 2214 | 2214 | 61.5 | 6857.25 | 281.01 | 10.04 | -60.15 | 7.97 | 20 | 36.77 | 0 | 0.5 | 0.1 | 0.5 | 0.5 | 0 | 0 | 0 | 0 | 0 | 0 | 0 | 0 | 0 | 0 | 0 | 0 | 0 | 0 | 0 | 0 | 0
2524 | 7.3 | 1411.34 | 660 | 131.35 | 2202.69 | 740.21 | 444.13 | 11547.34 | 3387.03 | 14490.24 | 190.84 | 0 | 0 | 2398.5 | 2214 | 2214 | 61.5 | 6857.25 | 280.92 | 9.94 | -60.25 | 7.87 | 20 | 37.11 | 0 | 0.5 | 0.1 | 0.5 | 0.5 | 0 | 0 | 0 | 0 | 0 | 0 | 0 | 0 | 0 | 0 | 0 | 0 | 0 | 0 | 0 | 0 | 0
2525 | 6.9 | 1411.34 | 660 | 131.35 | 2202.69 | 740.21 | 444.13 | 11547.34 | 3387.03 | 14490.24 | 190.84 | 0 | 0 | 2398.5 | 2214 | 2214 | 61.5 | 6857.25 | 280.55 | 9.58 | -60.64 | 7.47 | 20 | 38.47 | 0 | 0.5 | 0.1 | 0.5 | 0.5 | 0 | 0 | 0 | 0 | 0 | 0 | 0 | 0 | 0 | 0 | 0 | 0 | 0 | 0 | 0 | 0 | 0
2526 | 6.6 | 1411.34 | 660 | 131.35 | 2202.69 | 740.21 | 444.13 | 11547.34 | 3387.03 | 14490.24 | 190.84 | 0 | 0 | 2398.5 | 2214 | 2214 | 61.5 | 6857.25 | 280.28 | 9.3 | -60.94 | 7.18 | 20 | 39.48 | 0 | 0.5 | 0.1 | 0.5 | 0.5 | 0 | 0 | 0 | 0 | 0 | 0 | 0 | 0 | 0 | 0 | 0 | 0 | 0 | 0 | 0 | 0 | 0
2527 | 7.6 | 1411.34 | 660 | 131.35 | 2202.69 | 740.21 | 444.13 | 11547.34 | 3387.03 | 14490.24 | 190.84 | 22050.28 | 1629.93 | 2398.5 | 2214 | 2214 | 61.5 | 6857.25 | 287.61 | 16.64 | -58.34 | 9.78 | 20 | 12.42 | 0 | 0.5 | 0.1 | 0.5 | 0.5 | 0 | 13876.37 | 0 | 5155.98 | 0 | 2113.94 | 0 | 903.99 | 0 | 1030.95 | 0 | 287.66 | 0 | 103.27 | 0 | 50.43 | 157.62
2528 | 7.7 | 1411.34 | 660 | 131.35 | 2202.69 | 740.21 | 177.65 | 11280.86 | 3120.55 | 14223.76 | 190.84 | 21403.38 | 1686.47 | 959.4 | 4428 | 4428 | 24.6 | 9827.7 | 308.19 | 18.14 | -59.29 | 10.08 | 20 | 6.42 | 0 | 0.2 | 0.2 | 1 | 0.2 | 0 | 8950.76 | 0 | 4908.37 | 0 | 5284.45 | 0 | 2259.8 | 0 | 665 | 0 | 273.84 | 0 | 258.16 | 0 | 126.08 | 363.39
2529 | 7.7 | 1411.34 | 660 | 131.35 | 2202.69 | 740.21 | 177.65 | 11280.86 | 3120.55 | 14223.76 | 190.84 | 11823.94 | 972.85 | 959.4 | 4428 | 4428 | 24.6 | 9827.7 | 305.2 | 15.15 | -60.01 | 9.37 | 20 | 16.71 | 0 | 0.2 | 0.2 | 1 | 0.2 | 0 | 3455.58 | 0 | 1996.74 | 0 | 4463.07 | 0 | 1908.55 | 0 | 256.73 | 0 | 111.4 | 0 | 218.03 | 0 | 106.48 | 280.21
2530 | 8.5 | 1411.34 | 660 | 131.35 | 2202.69 | 740.21 | 177.65 | 11280.86 | 3120.55 | 14223.76 | 190.84 | 15844.25 | 1303.48 | 959.4 | 4428 | 4428 | 24.6 | 9827.7 | 307.19 | 17.14 | -58.92 | 10.46 | 20 | 9.87 | 0 | 0.2 | 0.2 | 1 | 0.2 | 0 | 4581.02 | 0 | 2666.99 | 0 | 6021.33 | 0 | 2574.91 | 0 | 340.35 | 0 | 148.79 | 0 | 294.15 | 0 | 143.66 | 376.53
2531 | 8.8 | 1411.34 | 660 | 131.35 | 2202.69 | 740.21 | 177.65 | 11280.86 | 3120.55 | 14223.76 | 190.84 | 28742.22 | 2350.13 | 959.4 | 4428 | 4428 | 24.6 | 9827.7 | 311.5 | 21.45 | -57.65 | 11.72 | 21.45 | 0 | 0 | 0.2 | 0.2 | 1 | 0.2 | 0 | 8248.21 | 0 | 4873.68 | 0 | 10941.43 | 0 | 4678.9 | 0 | 612.81 | 0 | 271.91 | 0 | 534.51 | 0 | 261.04 | 669.87
2532 | 9.3 | 1411.34 | 660 | 131.35 | 2202.69 | 740.21 | 177.65 | 11280.86 | 3120.55 | 14223.76 | 190.84 | 42475.14 | 3473.08 | 959.4 | 4428 | 4428 | 24.6 | 9827.7 | 316.32 | 26.27 | -56.13 | 13.24 | 23.9 | 0 | 0 | 0.2 | 0.2 | 1 | 0.2 | 0 | 11742.62 | 0 | 7871.44 | 0 | 16165.73 | 0 | 6695.35 | 0 | 872.42 | 0 | 439.16 | 0 | 789.73 | 0 | 373.54 | 998.23
2533 | 9.4 | 1411.34 | 660 | 131.35 | 2202.69 | 740.21 | 177.65 | 11280.86 | 3120.55 | 14223.76 | 190.84 | 13450.41 | 2201.47 | 959.4 | 4428 | 4428 | 24.6 | 9827.7 | 307.72 | 17.67 | -58.13 | 11.24 | 20 | 8.02 | 0 | 0.2 | 0.2 | 1 | 0.2 | 0 | 3840.5 | 0 | 2235.59 | 0 | 5184.55 | 0 | 2189.76 | 0 | 570.66 | 0 | 249.45 | 0 | 506.55 | 0 | 244.34 | 630.46
2534 | 9.5 | 1411.34 | 660 | 131.35 | 2202.69 | 740.21 | 177.65 | 11280.86 | 3120.55 | 14223.76 | 190.84 | 23233.69 | 1903.82 | 959.4 | 4428 | 4428 | 24.6 | 9827.7 | 310.41 | 20.36 | -57.38 | 12 | 20.36 | 0 | 0 | 0.2 | 0.2 | 1 | 0.2 | 0 | 6631.28 | 0 | 3829.88 | 0 | 8991.55 | 0 | 3780.99 | 0 | 492.67 | 0 | 213.67 | 0 | 439.25 | 0 | 210.95 | 547.28
2535 | 9.4 | 1411.34 | 660 | 131.35 | 2202.69 | 740.21 | 177.65 | 11280.86 | 3120.55 | 14223.76 | 190.84 | 19977.55 | 1639.02 | 959.4 | 4428 | 4428 | 24.6 | 9827.7 | 309.31 | 19.26 | -57.72 | 11.66 | 20 | 2.54 | 0 | 0.2 | 0.2 | 1 | 0.2 | 0 | 5698.74 | 0 | 3269.56 | 0 | 7759.96 | 0 | 3249.28 | 0 | 423.39 | 0 | 182.41 | 0 | 379.09 | 0 | 181.28 | 472.85
2536 | 9.8 | 1411.34 | 660 | 131.35 | 2202.69 | 740.21 | 177.65 | 11280.86 | 3120.55 | 14223.76 | 190.84 | 30543.71 | 2485.22 | 959.4 | 4428 | 4428 | 24.6 | 9827.7 | 312.97 | 22.92 | -56.53 | 12.84 | 22.92 | 0 | 0 | 0.2 | 0.2 | 1 | 0.2 | 0 | 8638.37 | 0 | 4925.39 | 0 | 12046.51 | 0 | 4933.45 | 0 | 641.79 | 0 | 274.79 | 0 | 588.49 | 0 | 275.24 | 704.89
2537 | 9.8 | 1411.34 | 660 | 131.35 | 2202.69 | 740.21 | 177.65 | 11280.86 | 3120.55 | 14223.76 | 190.84 | 15342.71 | 1258.01 | 959.4 | 4428 | 4428 | 24.6 | 9827.7 | 308.32 | 18.27 | -57.67 | 11.7 | 20 | 5.96 | 0 | 0.2 | 0.2 | 1 | 0.2 | 0 | 4343.53 | 0 | 2476.58 | 0 | 6015.5 | 0 | 2507.09 | 0 | 322.71 | 0 | 138.17 | 0 | 293.87 | 0 | 139.87 | 363.39
2538 | 9.1 | 1411.34 | 660 | 131.35 | 2202.69 | 740.21 | 444.13 | 11547.34 | 3387.03 | 14490.24 | 190.84 | 8022.3 | 660.36 | 2398.5 | 11070 | 11070 | 61.5 | 24569.25 | 289.72 | 18.75 | -56.67 | 11.44 | 20 | 4.62 | 0 | 0.5 | 0.5 | 1 | 0.5 | 0 | 2266.29 | 0 | 1292.19 | 0 | 3140.8 | 0 | 1323.01 | 0 | 168.38 | 0 | 72.09 | 0 | 153.43 | 0 | 73.81 | 192.64
2539 | 8.7 | 1411.34 | 660 | 131.35 | 2202.69 | 740.21 | 444.13 | 11547.34 | 3387.03 | 14490.24 | 190.84 | 1956.28 | 162.29 | 2398.5 | 11070 | 11070 | 61.5 | 24569.25 | 287.58 | 16.6 | -57.52 | 10.6 | 20 | 12.54 | 0 | 0.5 | 0.5 | 1 | 0.5 | 0 | 554.65 | 0 | 316.25 | 0 | 760.59 | 0 | 324.78 | 0 | 41.21 | 0 | 17.64 | 0 | 37.16 | 0 | 18.12 | 48.16
2540 | 8.4 | 1411.34 | 660 | 131.35 | 2202.69 | 740.21 | 444.13 | 11547.34 | 3387.03 | 14490.24 | 190.84 | 0 | 0 | 2398.5 | 11070 | 11070 | 61.5 | 24569.25 | 286.73 | 15.75 | -57.96 | 10.16 | 20 | 15.67 | 0 | 0.5 | 0.5 | 1 | 0.5 | 0 | 0 | 0 | 0 | 0 | 0 | 0 | 0 | 0 | 0 | 0 | 0 | 0 | 0 | 0 | 0 | 0
2541 | 8.2 | 1411.34 | 660 | 131.35 | 2202.69 | 740.21 | 444.13 | 11547.34 | 3387.03 | 14490.24 | 190.84 | 0 | 0 | 2398.5 | 11070 | 11070 | 61.5 | 24569.25 | 286.55 | 15.57 | -58.15 | 9.96 | 20 | 16.35 | 0 | 0.5 | 0.5 | 1 | 0.5 | 0 | 0 | 0 | 0 | 0 | 0 | 0 | 0 | 0 | 0 | 0 | 0 | 0 | 0 | 0 | 0 | 0
2542 | 8 | 1411.34 | 660 | 131.35 | 2202.69 | 740.21 | 444.13 | 11547.34 | 3387.03 | 14490.24 | 190.84 | 0 | 0 | 2398.5 | 11070 | 11070 | 61.5 | 24569.25 | 286.36 | 15.39 | -58.35 | 9.76 | 20 | 17.03 | 0 | 0.5 | 0.5 | 1 | 0.5 | 0 | 0 | 0 | 0 | 0 | 0 | 0 | 0 | 0 | 0 | 0 | 0 | 0 | 0 | 0 | 0 | 0
2543 | 7.9 | 1411.34 | 660 | 131.35 | 2202.69 | 740.21 | 444.13 | 11547.34 | 3387.03 | 14490.24 | 190.84 | 0 | 0 | 2398.5 | 11070 | 11070 | 61.5 | 24569.25 | 286.27 | 15.29 | -58.45 | 9.67 | 20 | 17.37 | 0 | 0.5 | 0.5 | 1 | 0.5 | 0 | 0 | 0 | 0 | 0 | 0 | 0 | 0 | 0 | 0 | 0 | 0 | 0 | 0 | 0 | 0 | 0
2544 | 7.7 | 1411.34 | 660 | 131.35 | 2202.69 | 740.21 | 444.13 | 11547.34 | 3387.03 | 14490.24 | 190.84 | 0 | 0 | 2398.5 | 11070 | 11070 | 61.5 | 24569.25 | 286.09 | 15.11 | -58.65 | 9.47 | 20 | 18.05 | 0 | 0.5 | 0.5 | 1 | 0.5 | 0 | 0 | 0 | 0 | 0 | 0 | 0 | 0 | 0 | 0 | 0 | 0 | 0 | 0 | 0 | 0 | 0
2545 | 7.7 | 1411.34 | 660 | 131.35 | 2202.69 | 740.21 | 444.13 | 11547.34 | 3387.03 | 14490.24 | 190.84 | 0 | 0 | 2398.5 | 2214 | 2214 | 61.5 | 6857.25 | 281.29 | 10.31 | -59.85 | 8.26 | 20 | 35.76 | 0 | 0.5 | 0.1 | 0.5 | 0.5 | 0 | 0 | 0 | 0 | 0 | 0 | 0 | 0 | 0 | 0 | 0 | 0 | 0 | 0 | 0 | 0 | 0
2546 | 7.8 | 1411.34 | 660 | 131.35 | 2202.69 | 740.21 | 444.13 | 11547.34 | 3387.03 | 14490.24 | 190.84 | 0 | 0 | 2398.5 | 2214 | 2214 | 61.5 | 6857.25 | 281.38 | 10.4 | -59.75 | 8.36 | 20 | 35.42 | 0 | 0.5 | 0.1 | 0.5 | 0.5 | 0 | 0 | 0 | 0 | 0 | 0 | 0 | 0 | 0 | 0 | 0 | 0 | 0 | 0 | 0 | 0 | 0
2547 | 7.7 | 1411.34 | 660 | 131.35 | 2202.69 | 740.21 | 444.13 | 11547.34 | 3387.03 | 14490.24 | 190.84 | 0 | 0 | 2398.5 | 2214 | 2214 | 61.5 | 6857.25 | 281.29 | 10.31 | -59.85 | 8.26 | 20 | 35.76 | 0 | 0.5 | 0.1 | 0.5 | 0.5 | 0 | 0 | 0 | 0 | 0 | 0 | 0 | 0 | 0 | 0 | 0 | 0 | 0 | 0 | 0 | 0 | 0
2548 | 7.6 | 1411.34 | 660 | 131.35 | 2202.69 | 740.21 | 444.13 | 11547.34 | 3387.03 | 14490.24 | 190.84 | 0 | 0 | 2398.5 | 2214 | 2214 | 61.5 | 6857.25 | 281.2 | 10.22 | -59.95 | 8.16 | 20 | 36.1 | 0 | 0.5 | 0.1 | 0.5 | 0.5 | 0 | 0 | 0 | 0 | 0 | 0 | 0 | 0 | 0 | 0 | 0 | 0 | 0 | 0 | 0 | 0 | 0
2549 | 7.5 | 1411.34 | 660 | 131.35 | 2202.69 | 740.21 | 444.13 | 11547.34 | 3387.03 | 14490.24 | 190.84 | 0 | 0 | 2398.5 | 2214 | 2214 | 61.5 | 6857.25 | 281.1 | 10.13 | -60.05 | 8.06 | 20 | 36.43 | 0 | 0.5 | 0.1 | 0.5 | 0.5 | 0 | 0 | 0 | 0 | 0 | 0 | 0 | 0 | 0 | 0 | 0 | 0 | 0 | 0 | 0 | 0 | 0
2550 | 7.4 | 1411.34 | 660 | 131.35 | 2202.69 | 740.21 | 444.13 | 11547.34 | 3387.03 | 14490.24 | 190.84 | 0 | 0 | 2398.5 | 2214 | 2214 | 61.5 | 6857.25 | 281.01 | 10.04 | -60.15 | 7.97 | 20 | 36.77 | 0 | 0.5 | 0.1 | 0.5 | 0.5 | 0 | 0 | 0 | 0 | 0 | 0 | 0 | 0 | 0 | 0 | 0 | 0 | 0 | 0 | 0 | 0 | 0
2551 | 7.7 | 1411.34 | 660 | 131.35 | 2202.69 | 740.21 | 444.13 | 11547.34 | 3387.03 | 14490.24 | 190.84 | 1109.47 | 91.65 | 2398.5 | 2214 | 2214 | 61.5 | 6857.25 | 281.61 | 10.64 | -59.77 | 8.34 | 20 | 34.56 | 0 | 0.5 | 0.1 | 0.5 | 0.5 | 0 | 341.19 | 0 | 186.49 | 0 | 407.52 | 0 | 174.27 | 0 | 25.35 | 0 | 10.4 | 0 | 19.91 | 0 | 9.72 | 26.27
2552 | 8.1 | 1411.34 | 660 | 131.35 | 2202.69 | 740.21 | 177.65 | 11280.86 | 3120.55 | 14223.76 | 190.84 | 7279.63 | 598.31 | 959.4 | 4428 | 4428 | 24.6 | 9827.7 | 304.14 | 14.09 | -59.95 | 9.42 | 20 | 20.38 | 0 | 0.2 | 0.2 | 1 | 0.2 | 0 | 2174.64 | 0 | 1233.94 | 0 | 2711.51 | 0 | 1159.53 | 0 | 161.57 | 0 | 68.84 | 0 | 132.46 | 0 | 64.69 | 170.75
2553 | 8.5 | 1411.34 | 660 | 131.35 | 2202.69 | 740.21 | 177.65 | 11280.86 | 3120.55 | 14223.76 | 190.84 | 14572.39 | 1195.48 | 959.4 | 4428 | 4428 | 24.6 | 9827.7 | 306.79 | 16.74 | -59.01 | 10.36 | 20 | 11.24 | 0 | 0.2 | 0.2 | 1 | 0.2 | 0 | 4270.59 | 0 | 2472.61 | 0 | 5484.04 | 0 | 2345.15 | 0 | 317.29 | 0 | 137.95 | 0 | 267.91 | 0 | 130.84 | 341.5
2554 | 9.2 | 1411.34 | 660 | 131.35 | 2202.69 | 740.21 | 177.65 | 11280.86 | 3120.55 | 14223.76 | 190.84 | 26294.43 | 2149.99 | 959.4 | 4428 | 4428 | 24.6 | 9827.7 | 311.1 | 21.05 | -57.44 | 11.93 | 21.05 | 0 | 0 | 0.2 | 0.2 | 1 | 0.2 | 0 | 7681.34 | 0 | 4681.91 | 0 | 9758.25 | 0 | 4172.94 | 0 | 570.69 | 0 | 261.21 | 0 | 476.71 | 0 | 232.81 | 608.57
2555 | 9 | 1411.34 | 660 | 131.35 | 2202.69 | 740.21 | 177.65 | 11280.86 | 3120.55 | 14223.76 | 190.84 | 26555.09 | 2174.11 | 959.4 | 4428 | 4428 | 24.6 | 9827.7 | 311.04 | 20.99 | -57.62 | 11.75 | 20.99 | 0 | 0 | 0.2 | 0.2 | 1 | 0.2 | 0 | 7623.16 | 0 | 4490.56 | 0 | 10115.61 | 0 | 4325.76 | 0 | 566.37 | 0 | 250.53 | 0 | 494.17 | 0 | 241.34 | 621.71
2556 | 9.2 | 1411.34 | 660 | 131.35 | 2202.69 | 740.21 | 177.65 | 11280.86 | 3120.55 | 14223.76 | 190.84 | 17803.93 | 1465.03 | 959.4 | 4428 | 4428 | 24.6 | 9827.7 | 308.48 | 18.43 | -58.08 | 11.3 | 20 | 5.42 | 0 | 0.2 | 0.2 | 1 | 0.2 | 0 | 5102.59 | 0 | 2964.77 | 0 | 6827.2 | 0 | 2909.37 | 0 | 379.1 | 0 | 165.41 | 0 | 333.52 | 0 | 162.32 | 424.69
2557 | 9.8 | 1411.34 | 660 | 131.35 | 2202.69 | 740.21 | 177.65 | 11280.86 | 3120.55 | 14223.76 | 190.84 | 17832.89 | 1466.45 | 959.4 | 4428 | 4428 | 24.6 | 9827.7 | 308.99 | 18.94 | -57.48 | 11.89 | 20 | 3.66 | 0 | 0.2 | 0.2 | 1 | 0.2 | 0 | 5105.54 | 0 | 2951.92 | 0 | 6864.37 | 0 | 2911.06 | 0 | 379.32 | 0 | 164.69 | 0 | 335.34 | 0 | 162.41 | 424.69
2558 | 10.6 | 1411.34 | 660 | 131.35 | 2202.69 | 740.21 | 177.65 | 11280.86 | 3120.55 | 14223.76 | 190.84 | 55672.46 | 4488.01 | 959.4 | 4428 | 4428 | 24.6 | 9827.7 | 321.56 | 31.52 | -53.86 | 15.51 | 23.9 | 0 | 0 | 0.2 | 0.2 | 1 | 0.2 | 0 | 14396.95 | 0 | 9596.63 | 0 | 23470.09 | 0 | 8208.78 | 0 | 1069.63 | 0 | 535.41 | 0 | 1146.56 | 0 | 457.98 | 1278.44
2559 | 9.6 | 1411.34 | 660 | 131.35 | 2202.69 | 740.21 | 177.65 | 11280.86 | 3120.55 | 14223.76 | 190.84 | 11050.4 | 1810.98 | 959.4 | 4428 | 4428 | 24.6 | 9827.7 | 307.09 | 17.05 | -58.13 | 11.25 | 20 | 10.19 | 0 | 0.2 | 0.2 | 1 | 0.2 | 0 | 3149.95 | 0 | 1807.95 | 0 | 4296.48 | 0 | 1796.02 | 0 | 468.05 | 0 | 201.74 | 0 | 419.78 | 0 | 200.4 | 521.01
2560 | 10 | 1411.34 | 660 | 131.35 | 2202.69 | 740.21 | 177.65 | 11280.86 | 3120.55 | 14223.76 | 190.84 | 26717.32 | 2179.56 | 959.4 | 4428 | 4428 | 24.6 | 9827.7 | 311.95 | 21.9 | -56.62 | 12.75 | 21.9 | 0 | 0 | 0.2 | 0.2 | 1 | 0.2 | 0 | 7573.05 | 0 | 4317.96 | 0 | 10501.34 | 0 | 4324.97 | 0 | 562.64 | 0 | 240.9 | 0 | 513.01 | 0 | 241.29 | 621.71
2561 | 11.3 | 1411.34 | 660 | 131.35 | 2202.69 | 740.21 | 177.65 | 11280.86 | 3120.55 | 14223.76 | 190.84 | 82816.32 | 5866.05 | 959.4 | 4428 | 4428 | 24.6 | 9827.7 | 330.55 | 40.5 | -51.19 | 18.18 | 23.9 | 0 | 0 | 0.2 | 0.2 | 1 | 0.2 | 0 | 11914.76 | 0 | 6793.51 | 0 | 52273.13 | 0 | 11834.93 | 0 | 885.21 | 0 | 379.02 | 0 | 2553.64 | 0 | 660.28 | 1387.9
2562 | 10.5 | 1411.34 | 660 | 131.35 | 2202.69 | 740.21 | 444.13 | 11547.34 | 3387.03 | 14490.24 | 190.84 | 31496.8 | 4324.65 | 2398.5 | 11070 | 11070 | 61.5 | 24569.25 | 298.48 | 27.51 | -53.44 | 14.67 | 23.9 | 0 | 0 | 0.5 | 0.5 | 1 | 0.5 | 0 | 4336.47 | 0 | 2472.55 | 0 | 18805.58 | 0 | 5882.21 | 0 | 644.36 | 0 | 275.89 | 0 | 1837.38 | 0 | 656.35 | 910.67
2563 | 9.8 | 1411.34 | 660 | 131.35 | 2202.69 | 740.21 | 444.13 | 11547.34 | 3387.03 | 14490.24 | 190.84 | 13616.29 | 1905.82 | 2398.5 | 11070 | 11070 | 61.5 | 24569.25 | 292.34 | 21.36 | -55.52 | 12.6 | 21.36 | 0 | 0 | 0.5 | 0.5 | 1 | 0.5 | 0 | 2234.47 | 0 | 1274.04 | 0 | 7133.79 | 0 | 2973.98 | 0 | 332.02 | 0 | 142.16 | 0 | 697 | 0 | 331.84 | 402.8
2564 | 7.7 | 1411.34 | 660 | 131.35 | 2202.69 | 740.21 | 444.13 | 11547.34 | 3387.03 | 14490.24 | 190.84 | 4140.47 | 293.34 | 2398.5 | 11070 | 11070 | 61.5 | 24569.25 | 287.33 | 16.35 | -58.34 | 9.77 | 20 | 13.46 | 0 | 0.5 | 0.5 | 1 | 0.5 | 0 | 777.96 | 0 | 443.57 | 0 | 1924.09 | 0 | 994.85 | 0 | 57.8 | 0 | 24.75 | 0 | 94 | 0 | 55.5 | 61.3
2565 | 6.8 | 1411.34 | 660 | 131.35 | 2202.69 | 740.21 | 444.13 | 11547.34 | 3387.03 | 14490.24 | 190.84 | 0 | 0 | 2398.5 | 11070 | 11070 | 61.5 | 24569.25 | 285.26 | 14.28 | -59.53 | 8.58 | 20 | 21.09 | 0 | 0.5 | 0.5 | 1 | 0.5 | 0 | 0 | 0 | 0 | 0 | 0 | 0 | 0 | 0 | 0 | 0 | 0 | 0 | 0 | 0 | 0 | 0
2566 | 6 | 1411.34 | 660 | 131.35 | 2202.69 | 740.21 | 444.13 | 11547.34 | 3387.03 | 14490.24 | 190.84 | 0 | 0 | 2398.5 | 11070 | 11070 | 61.5 | 24569.25 | 284.53 | 13.55 | -60.32 | 7.79 | 20 | 23.8 | 0 | 0.5 | 0.5 | 1 | 0.5 | 0 | 0 | 0 | 0 | 0 | 0 | 0 | 0 | 0 | 0 | 0 | 0 | 0 | 0 | 0 | 0 | 0
2567 | 4.2 | 1411.34 | 660 | 131.35 | 2202.69 | 740.21 | 444.13 | 11547.34 | 3387.03 | 14490.24 | 190.84 | 0 | 0 | 2398.5 | 11070 | 11070 | 61.5 | 24569.25 | 282.87 | 11.9 | -62.1 | 6.01 | 20 | 29.9 | 0 | 0.5 | 0.5 | 1 | 0.5 | 0 | 0 | 0 | 0 | 0 | 0 | 0 | 0 | 0 | 0 | 0 | 0 | 0 | 0 | 0 | 0 | 0
2568 | 5.2 | 1411.34 | 660 | 131.35 | 2202.69 | 740.21 | 444.13 | 11547.34 | 3387.03 | 14490.24 | 190.84 | 0 | 0 | 2398.5 | 11070 | 11070 | 61.5 | 24569.25 | 283.79 | 12.82 | -61.11 | 7 | 20 | 26.51 | 0 | 0.5 | 0.5 | 1 | 0.5 | 0 | 0 | 0 | 0 | 0 | 0 | 0 | 0 | 0 | 0 | 0 | 0 | 0 | 0 | 0 | 0 | 0
2569 | 3.2 | 1411.34 | 660 | 131.35 | 2202.69 | 740.21 | 444.13 | 11547.34 | 3387.03 | 14490.24 | 190.84 | 0 | 0 | 2398.5 | 2214 | 2214 | 61.5 | 6857.25 | 277.16 | 6.18 | -64.29 | 3.82 | 20 | 51 | 0 | 0.5 | 0.1 | 0.5 | 0.5 | 0 | 0 | 0 | 0 | 0 | 0 | 0 | 0 | 0 | 0 | 0 | 0 | 0 | 0 | 0 | 0 | 0
2570 | 2.9 | 1411.34 | 660 | 131.35 | 2202.69 | 740.21 | 444.13 | 11547.34 | 3387.03 | 14490.24 | 190.84 | 0 | 0 | 2398.5 | 2214 | 2214 | 61.5 | 6857.25 | 276.88 | 5.91 | -64.59 | 3.52 | 20 | 52.02 | 0 | 0.5 | 0.1 | 0.5 | 0.5 | 0 | 0 | 0 | 0 | 0 | 0 | 0 | 0 | 0 | 0 | 0 | 0 | 0 | 0 | 0 | 0 | 0
2571 | 3 | 1411.34 | 660 | 131.35 | 2202.69 | 740.21 | 444.13 | 11547.34 | 3387.03 | 14490.24 | 190.84 | 0 | 0 | 2398.5 | 2214 | 2214 | 61.5 | 6857.25 | 276.97 | 6 | -64.49 | 3.62 | 20 | 51.68 | 0 | 0.5 | 0.1 | 0.5 | 0.5 | 0 | 0 | 0 | 0 | 0 | 0 | 0 | 0 | 0 | 0 | 0 | 0 | 0 | 0 | 0 | 0 | 0
2572 | 3.5 | 1411.34 | 660 | 131.35 | 2202.69 | 740.21 | 444.13 | 11547.34 | 3387.03 | 14490.24 | 190.84 | 0 | 0 | 2398.5 | 2214 | 2214 | 61.5 | 6857.25 | 277.43 | 6.46 | -64 | 4.12 | 20 | 49.98 | 0 | 0.5 | 0.1 | 0.5 | 0.5 | 0 | 0 | 0 | 0 | 0 | 0 | 0 | 0 | 0 | 0 | 0 | 0 | 0 | 0 | 0 | 0 | 0
2573 | 3.4 | 1411.34 | 660 | 131.35 | 2202.69 | 740.21 | 444.13 | 11547.34 | 3387.03 | 14490.24 | 190.84 | 0 | 0 | 2398.5 | 2214 | 2214 | 61.5 | 6857.25 | 277.34 | 6.36 | -64.1 | 4.02 | 20 | 50.32 | 0 | 0.5 | 0.1 | 0.5 | 0.5 | 0 | 0 | 0 | 0 | 0 | 0 | 0 | 0 | 0 | 0 | 0 | 0 | 0 | 0 | 0 | 0 | 0
2574 | 4.1 | 1411.34 | 660 | 131.35 | 2202.69 | 740.21 | 444.13 | 11547.34 | 3387.03 | 14490.24 | 190.84 | 0 | 0 | 2398.5 | 2214 | 2214 | 61.5 | 6857.25 | 277.98 | 7.01 | -63.41 | 4.71 | 20 | 47.95 | 0 | 0.5 | 0.1 | 0.5 | 0.5 | 0 | 0 | 0 | 0 | 0 | 0 | 0 | 0 | 0 | 0 | 0 | 0 | 0 | 0 | 0 | 0 | 0
2575 | 5.1 | 1411.34 | 660 | 131.35 | 2202.69 | 740.21 | 444.13 | 11547.34 | 3387.03 | 14490.24 | 190.84 | 25420.71 | 1881.72 | 2398.5 | 2214 | 2214 | 61.5 | 6857.25 | 286.3 | 15.32 | -60.56 | 7.56 | 20 | 17.26 | 0 | 0.5 | 0.1 | 0.5 | 0.5 | 0 | 16028.25 | 0 | 5892.27 | 0 | 2451.75 | 0 | 1048.44 | 0 | 1190.83 | 0 | 328.74 | 0 | 119.77 | 0 | 58.49 | 183.89
2576 | 7 | 1411.34 | 660 | 131.35 | 2202.69 | 740.21 | 177.65 | 11280.86 | 3120.55 | 14223.76 | 190.84 | 24111.71 | 1898.53 | 959.4 | 4428 | 4428 | 24.6 | 9827.7 | 308.4 | 18.35 | -59.78 | 9.59 | 20 | 5.68 | 0 | 0.2 | 0.2 | 1 | 0.2 | 0 | 10293.83 | 0 | 5595.96 | 0 | 5759.13 | 0 | 2462.79 | 0 | 764.79 | 0 | 312.2 | 0 | 281.34 | 0 | 137.4 | 402.8
2577 | 9.3 | 1411.34 | 660 | 131.35 | 2202.69 | 740.21 | 177.65 | 11280.86 | 3120.55 | 14223.76 | 190.84 | 44790.03 | 3562.14 | 959.4 | 4428 | 4428 | 24.6 | 9827.7 | 316.96 | 26.91 | -55.96 | 13.41 | 23.9 | 0 | 0 | 0.2 | 0.2 | 1 | 0.2 | 0 | 16981.61 | 0 | 11665.51 | 0 | 11307.48 | 0 | 4835.43 | 0 | 1261.66 | 0 | 650.83 | 0 | 552.39 | 0 | 269.77 | 827.48
2578 | 11 | 1411.34 | 660 | 131.35 | 2202.69 | 740.21 | 177.65 | 11280.86 | 3120.55 | 14223.76 | 190.84 | 17893.51 | 2924.87 | 959.4 | 4428 | 4428 | 24.6 | 9827.7 | 310.67 | 20.62 | -56.2 | 13.18 | 20.62 | 0 | 0 | 0.2 | 0.2 | 1 | 0.2 | 0 | 5390.05 | 0 | 3702.29 | 0 | 6164.88 | 0 | 2636.3 | 0 | 800.91 | 0 | 413.11 | 0 | 602.33 | 0 | 294.16 | 814.35
2579 | 11.1 | 1411.34 | 660 | 131.35 | 2202.69 | 740.21 | 177.65 | 11280.86 | 3120.55 | 14223.76 | 190.84 | 39699.71 | 3259.04 | 959.4 | 4428 | 4428 | 24.6 | 9827.7 | 317.05 | 27 | -54.56 | 14.81 | 23.9 | 0 | 0 | 0.2 | 0.2 | 1 | 0.2 | 0 | 11224.95 | 0 | 7798.91 | 0 | 14482.63 | 0 | 6193.23 | 0 | 833.96 | 0 | 435.11 | 0 | 707.5 | 0 | 345.53 | 936.94
2580 | 12.1 | 1411.34 | 660 | 131.35 | 2202.69 | 740.21 | 177.65 | 11280.86 | 3120.55 | 14223.76 | 190.84 | 22191.58 | 3631.59 | 959.4 | 4428 | 4428 | 24.6 | 9827.7 | 313.12 | 23.07 | -54.76 | 14.61 | 23.07 | 0 | 0 | 0.2 | 0.2 | 1 | 0.2 | 0 | 6108.4 | 0 | 4165.91 | 0 | 8434.41 | 0 | 3482.86 | 0 | 907.65 | 0 | 464.84 | 0 | 824.07 | 0 | 388.62 | 1046.4
2581 | 11.7 | 1411.34 | 660 | 131.35 | 2202.69 | 740.21 | 177.65 | 11280.86 | 3120.55 | 14223.76 | 190.84 | 33017.36 | 2694.11 | 959.4 | 4428 | 4428 | 24.6 | 9827.7 | 315.59 | 25.54 | -54.47 | 14.9 | 23.9 | 0 | 0 | 0.2 | 0.2 | 1 | 0.2 | 0 | 9414.89 | 0 | 5498.86 | 0 | 12735.47 | 0 | 5368.14 | 0 | 699.48 | 0 | 306.79 | 0 | 622.15 | 0 | 299.49 | 766.19
2582 | 11.9 | 1411.34 | 660 | 131.35 | 2202.69 | 740.21 | 177.65 | 11280.86 | 3120.55 | 14223.76 | 190.84 | 21980.4 | 3565.63 | 959.4 | 4428 | 4428 | 24.6 | 9827.7 | 312.86 | 22.81 | -54.98 | 14.4 | 22.81 | 0 | 0 | 0.2 | 0.2 | 1 | 0.2 | 0 | 6046.53 | 0 | 3686.13 | 0 | 8800.16 | 0 | 3447.58 | 0 | 898.46 | 0 | 411.31 | 0 | 859.81 | 0 | 384.69 | 1011.37
2583 | 12.8 | 1411.34 | 660 | 131.35 | 2202.69 | 740.21 | 177.65 | 11280.86 | 3120.55 | 14223.76 | 190.84 | 71027.94 | 5515.89 | 959.4 | 4428 | 4428 | 24.6 | 9827.7 | 328.42 | 38.37 | -50.55 | 18.82 | 23.9 | 0 | 0 | 0.2 | 0.2 | 1 | 0.2 | 0 | 14969.47 | 0 | 10600.37 | 0 | 36922.88 | 0 | 8535.23 | 0 | 1112.17 | 0 | 591.41 | 0 | 1803.75 | 0 | 476.19 | 1532.38
2584 | 12.6 | 1411.34 | 660 | 131.35 | 2202.69 | 740.21 | 177.65 | 11280.86 | 3120.55 | 14223.76 | 190.84 | 28867.35 | 4443.73 | 959.4 | 4428 | 4428 | 24.6 | 9827.7 | 315.74 | 25.69 | -53.75 | 15.62 | 23.9 | 0 | 0 | 0.2 | 0.2 | 1 | 0.2 | 0 | 6256.45 | 0 | 3567.27 | 0 | 15340.57 | 0 | 3703.06 | 0 | 929.65 | 0 | 398.04 | 0 | 1498.83 | 0 | 413.2 | 1204.01
2585 | 12.4 | 1411.34 | 660 | 131.35 | 2202.69 | 740.21 | 177.65 | 11280.86 | 3120.55 | 14223.76 | 190.84 | 53588.49 | 7338.23 | 959.4 | 4428 | 4428 | 24.6 | 9827.7 | 323.57 | 33.52 | -52.03 | 17.34 | 23.9 | 0 | 0 | 0.2 | 0.2 | 1 | 0.2 | 0 | 5852.71 | 0 | 3337.07 | 0 | 36953.66 | 0 | 7445.05 | 0 | 869.66 | 0 | 372.36 | 0 | 3610.51 | 0 | 830.73 | 1654.97
2586 | 11.9 | 1411.34 | 660 | 131.35 | 2202.69 | 740.21 | 444.13 | 11547.34 | 3387.03 | 14490.24 | 190.84 | 34183.64 | 4662.68 | 2398.5 | 11070 | 11070 | 61.5 | 24569.25 | 300.59 | 29.61 | -51.86 | 16.26 | 23.9 | 0 | 0 | 0.5 | 0.5 | 1 | 0.5 | 0 | 4442.47 | 0 | 2532.99 | 0 | 20750.25 | 0 | 6457.93 | 0 | 660.11 | 0 | 282.64 | 0 | 2027.38 | 0 | 720.59 | 971.97
2587 | 10.4 | 1411.34 | 660 | 131.35 | 2202.69 | 740.21 | 444.13 | 11547.34 | 3387.03 | 14490.24 | 190.84 | 58233.81 | 6861.38 | 2398.5 | 11070 | 11070 | 61.5 | 24569.25 | 306.32 | 35.35 | -51.55 | 16.57 | 23.9 | 0 | 0 | 0.5 | 0.5 | 1 | 0.5 | 0 | 2301.42 | 0 | 1312.21 | 0 | 38621.04 | 0 | 15999.13 | 0 | 341.97 | 0 | 146.42 | 0 | 3773.42 | 0 | 1785.22 | 814.35
2588 | 8.1 | 1411.34 | 660 | 131.35 | 2202.69 | 740.21 | 444.13 | 11547.34 | 3387.03 | 14490.24 | 190.84 | 6131.39 | 756.52 | 2398.5 | 11070 | 11070 | 61.5 | 24569.25 | 288.44 | 17.46 | -57.78 | 10.33 | 20 | 9.36 | 0 | 0.5 | 0.5 | 1 | 0.5 | 0 | 588.59 | 0 | 335.6 | 0 | 3295.45 | 0 | 1911.75 | 0 | 87.46 | 0 | 37.45 | 0 | 321.98 | 0 | 213.32 | 96.32
2589 | 5.6 | 1411.34 | 660 | 131.35 | 2202.69 | 740.21 | 444.13 | 11547.34 | 3387.03 | 14490.24 | 190.84 | 0 | 0 | 2398.5 | 11070 | 11070 | 61.5 | 24569.25 | 284.16 | 13.18 | -60.72 | 7.4 | 20 | 25.16 | 0 | 0.5 | 0.5 | 1 | 0.5 | 0 | 0 | 0 | 0 | 0 | 0 | 0 | 0 | 0 | 0 | 0 | 0 | 0 | 0 | 0 | 0 | 0
2590 | 4.1 | 1411.34 | 660 | 131.35 | 2202.69 | 740.21 | 444.13 | 11547.34 | 3387.03 | 14490.24 | 190.84 | 0 | 0 | 2398.5 | 11070 | 11070 | 61.5 | 24569.25 | 282.78 | 11.81 | -62.2 | 5.92 | 20 | 30.24 | 0 | 0.5 | 0.5 | 1 | 0.5 | 0 | 0 | 0 | 0 | 0 | 0 | 0 | 0 | 0 | 0 | 0 | 0 | 0 | 0 | 0 | 0 | 0
2591 | 3.5 | 1411.34 | 660 | 131.35 | 2202.69 | 740.21 | 444.13 | 11547.34 | 3387.03 | 14490.24 | 190.84 | 0 | 0 | 2398.5 | 11070 | 11070 | 61.5 | 24569.25 | 282.23 | 11.26 | -62.79 | 5.32 | 20 | 32.27 | 0 | 0.5 | 0.5 | 1 | 0.5 | 0 | 0 | 0 | 0 | 0 | 0 | 0 | 0 | 0 | 0 | 0 | 0 | 0 | 0 | 0 | 0 | 0
2592 | 2.5 | 1411.34 | 660 | 131.35 | 2202.69 | 740.21 | 444.13 | 11547.34 | 3387.03 | 14490.24 | 190.84 | 0 | 0 | 2398.5 | 11070 | 11070 | 61.5 | 24569.25 | 281.31 | 10.34 | -63.78 | 4.34 | 20 | 35.66 | 0 | 0.5 | 0.5 | 1 | 0.5 | 0 | 0 | 0 | 0 | 0 | 0 | 0 | 0 | 0 | 0 | 0 | 0 | 0 | 0 | 0 | 0 | 0
2593 | 2.8 | 1411.34 | 660 | 131.35 | 2202.69 | 740.21 | 444.13 | 11547.34 | 3387.03 | 14490.24 | 190.84 | 0 | 0 | 2398.5 | 2214 | 2214 | 61.5 | 6857.25 | 276.79 | 5.81 | -64.69 | 3.43 | 20 | 52.35 | 0 | 0.5 | 0.1 | 0.5 | 0.5 | 0 | 0 | 0 | 0 | 0 | 0 | 0 | 0 | 0 | 0 | 0 | 0 | 0 | 0 | 0 | 0 | 0
2594 | 1.5 | 1411.34 | 660 | 131.35 | 2202.69 | 740.21 | 444.13 | 11547.34 | 3387.03 | 14490.24 | 190.84 | 0 | 0 | 2398.5 | 2214 | 2214 | 61.5 | 6857.25 | 275.6 | 4.62 | -65.97 | 2.14 | 20 | 56.76 | 0 | 0.5 | 0.1 | 0.5 | 0.5 | 0 | 0 | 0 | 0 | 0 | 0 | 0 | 0 | 0 | 0 | 0 | 0 | 0 | 0 | 0 | 0 | 0
2595 | 1.9 | 1411.34 | 660 | 131.35 | 2202.69 | 740.21 | 444.13 | 11547.34 | 3387.03 | 14490.24 | 190.84 | 0 | 0 | 2398.5 | 2214 | 2214 | 61.5 | 6857.25 | 275.96 | 4.99 | -65.58 | 2.54 | 20 | 55.4 | 0 | 0.5 | 0.1 | 0.5 | 0.5 | 0 | 0 | 0 | 0 | 0 | 0 | 0 | 0 | 0 | 0 | 0 | 0 | 0 | 0 | 0 | 0 | 0
2596 | 0.9 | 1411.34 | 660 | 131.35 | 2202.69 | 740.21 | 444.13 | 11547.34 | 3387.03 | 14490.24 | 190.84 | 0 | 0 | 2398.5 | 2214 | 2214 | 61.5 | 6857.25 | 275.05 | 4.07 | -66.56 | 1.55 | 20 | 58.79 | 0 | 0.5 | 0.1 | 0.5 | 0.5 | 0 | 0 | 0 | 0 | 0 | 0 | 0 | 0 | 0 | 0 | 0 | 0 | 0 | 0 | 0 | 0 | 0
2597 | 0.6 | 1411.34 | 660 | 131.35 | 2202.69 | 740.21 | 444.13 | 11547.34 | 3387.03 | 14490.24 | 190.84 | 0 | 0 | 2398.5 | 2214 | 2214 | 61.5 | 6857.25 | 274.77 | 3.79 | -66.86 | 1.25 | 20 | 59.81 | 0 | 0.5 | 0.1 | 0.5 | 0.5 | 0 | 0 | 0 | 0 | 0 | 0 | 0 | 0 | 0 | 0 | 0 | 0 | 0 | 0 | 0 | 0 | 0
2598 | 0.7 | 1411.34 | 660 | 131.35 | 2202.69 | 740.21 | 444.13 | 11547.34 | 3387.03 | 14490.24 | 190.84 | 0 | 0 | 2398.5 | 2214 | 2214 | 61.5 | 6857.25 | 274.86 | 3.89 | -66.76 | 1.35 | 20 | 59.47 | 0 | 0.5 | 0.1 | 0.5 | 0.5 | 0 | 0 | 0 | 0 | 0 | 0 | 0 | 0 | 0 | 0 | 0 | 0 | 0 | 0 | 0 | 0 | 0
2599 | 3.4 | 1411.34 | 660 | 131.35 | 2202.69 | 740.21 | 444.13 | 11547.34 | 3387.03 | 14490.24 | 190.84 | 31060.19 | 2307.28 | 2398.5 | 2214 | 2214 | 61.5 | 6857.25 | 286.38 | 15.41 | -61.82 | 6.29 | 20 | 16.95 | 0 | 0.5 | 0.1 | 0.5 | 0.5 | 0 | 19621.69 | 0 | 7171.6 | 0 | 2988.8 | 0 | 1278.1 | 0 | 1457.8 | 0 | 400.11 | 0 | 146.01 | 0 | 71.31 | 232.05
2600 | 7.9 | 1411.34 | 660 | 131.35 | 2202.69 | 740.21 | 177.65 | 11280.86 | 3120.55 | 14223.76 | 190.84 | 79737.18 | 6060.63 | 959.4 | 4428 | 4428 | 24.6 | 9827.7 | 326.56 | 36.51 | -54.75 | 14.63 | 23.9 | 0 | 0 | 0.2 | 0.2 | 1 | 0.2 | 0 | 44695.47 | 0 | 23587.7 | 0 | 8023.09 | 0 | 3430.92 | 0 | 3320.68 | 0 | 1315.98 | 0 | 391.94 | 0 | 191.41 | 840.62
2601 | 10.5 | 1411.34 | 660 | 131.35 | 2202.69 | 740.21 | 177.65 | 11280.86 | 3120.55 | 14223.76 | 190.84 | 51516.66 | 8116.98 | 959.4 | 4428 | 4428 | 24.6 | 9827.7 | 321.48 | 31.43 | -54 | 15.38 | 23.9 | 0 | 0 | 0.2 | 0.2 | 1 | 0.2 | 0 | 24710.82 | 0 | 18755.35 | 0 | 5639.06 | 0 | 2411.44 | 0 | 3671.81 | 0 | 2092.76 | 0 | 550.96 | 0 | 269.07 | 1532.38
2602 | 11.2 | 1411.34 | 660 | 131.35 | 2202.69 | 740.21 | 177.65 | 11280.86 | 3120.55 | 14223.76 | 190.84 | 49907.69 | 8217.83 | 959.4 | 4428 | 4428 | 24.6 | 9827.7 | 321.67 | 31.62 | -53.41 | 15.96 | 23.9 | 0 | 0 | 0.2 | 0.2 | 1 | 0.2 | 0 | 18469.09 | 0 | 21047.09 | 0 | 7278.85 | 0 | 3112.67 | 0 | 2744.34 | 0 | 2348.48 | 0 | 711.17 | 0 | 347.32 | 2066.52
2603 | 12.6 | 1411.34 | 660 | 131.35 | 2202.69 | 740.21 | 177.65 | 11280.86 | 3120.55 | 14223.76 | 190.84 | 42007.83 | 7177.3 | 959.4 | 4428 | 4428 | 24.6 | 9827.7 | 320.35 | 30.3 | -52.65 | 16.73 | 23.9 | 0 | 0 | 0.2 | 0.2 | 1 | 0.2 | 0 | 10301.44 | 0 | 18483.27 | 0 | 9262.28 | 0 | 3960.84 | 0 | 1530.7 | 0 | 2062.4 | 0 | 904.96 | 0 | 441.96 | 2237.27
2604 | 11.7 | 1411.34 | 660 | 131.35 | 2202.69 | 740.21 | 177.65 | 11280.86 | 3120.55 | 14223.76 | 190.84 | 20010.22 | 3271.14 | 959.4 | 4428 | 4428 | 24.6 | 9827.7 | 312.02 | 21.97 | -55.33 | 14.04 | 21.97 | 0 | 0 | 0.2 | 0.2 | 1 | 0.2 | 0 | 5602.43 | 0 | 3581.07 | 0 | 7632.35 | 0 | 3194.37 | 0 | 832.47 | 0 | 399.58 | 0 | 745.71 | 0 | 356.43 | 936.94
2605 | 12.3 | 1411.34 | 660 | 131.35 | 2202.69 | 740.21 | 177.65 | 11280.86 | 3120.55 | 14223.76 | 190.84 | 49132.89 | 3995.2 | 959.4 | 4428 | 4428 | 24.6 | 9827.7 | 321.14 | 31.09 | -52.67 | 16.7 | 23.9 | 0 | 0 | 0.2 | 0.2 | 1 | 0.2 | 0 | 13304.61 | 0 | 8804.11 | 0 | 19438.2 | 0 | 7585.96 | 0 | 988.47 | 0 | 491.19 | 0 | 949.59 | 0 | 423.23 | 1142.72
2606 | 12 | 1411.34 | 660 | 131.35 | 2202.69 | 740.21 | 177.65 | 11280.86 | 3120.55 | 14223.76 | 190.84 | 60355.07 | 9228.16 | 959.4 | 4428 | 4428 | 24.6 | 9827.7 | 325.72 | 35.67 | -51.83 | 17.55 | 23.9 | 0 | 0 | 0.2 | 0.2 | 1 | 0.2 | 0 | 7589.2 | 0 | 12600.31 | 0 | 35838.38 | 0 | 4327.18 | 0 | 1127.69 | 0 | 1405.97 | 0 | 3501.55 | 0 | 482.84 | 2710.12
2607 | 10.8 | 1411.34 | 660 | 131.35 | 2202.69 | 740.21 | 177.65 | 11280.86 | 3120.55 | 14223.76 | 190.84 | 24769.65 | 3986.9 | 959.4 | 4428 | 4428 | 24.6 | 9827.7 | 312.79 | 22.74 | -55.84 | 13.53 | 22.74 | 0 | 0 | 0.2 | 0.2 | 1 | 0.2 | 0 | 6505.42 | 0 | 3941.77 | 0 | 10613.23 | 0 | 3709.23 | 0 | 966.65 | 0 | 439.83 | 0 | 1036.95 | 0 | 413.88 | 1129.58
2608 | 12 | 1411.34 | 660 | 131.35 | 2202.69 | 740.21 | 177.65 | 11280.86 | 3120.55 | 14223.76 | 190.84 | 84852.39 | 6306.43 | 959.4 | 4428 | 4428 | 24.6 | 9827.7 | 331.93 | 41.88 | -50.33 | 19.05 | 23.9 | 0 | 0 | 0.2 | 0.2 | 1 | 0.2 | 0 | 14368.22 | 0 | 8192.41 | 0 | 53365.44 | 0 | 8926.31 | 0 | 1067.5 | 0 | 457.06 | 0 | 2607 | 0 | 498.01 | 1676.86
2609 | 12.9 | 1411.34 | 660 | 131.35 | 2202.69 | 740.21 | 177.65 | 11280.86 | 3120.55 | 14223.76 | 190.84 | 82354.12 | 10900.55 | 959.4 | 4428 | 4428 | 24.6 | 9827.7 | 333.4 | 43.35 | -49.3 | 20.08 | 23.9 | 0 | 0 | 0.2 | 0.2 | 1 | 0.2 | 0 | 4993.74 | 0 | 2847.31 | 0 | 63518.34 | 0 | 10994.73 | 0 | 742.03 | 0 | 317.71 | 0 | 6205.98 | 0 | 1226.82 | 2408.02
2610 | 12.2 | 1411.34 | 660 | 131.35 | 2202.69 | 740.21 | 444.13 | 11547.34 | 3387.03 | 14490.24 | 190.84 | 58653.88 | 7477.32 | 2398.5 | 11070 | 11070 | 61.5 | 24569.25 | 308.26 | 37.28 | -49.7 | 18.41 | 23.9 | 0 | 0 | 0.5 | 0.5 | 1 | 0.5 | 0 | 4157.11 | 0 | 2370.28 | 0 | 40421.93 | 0 | 11704.56 | 0 | 617.71 | 0 | 264.48 | 0 | 3949.37 | 0 | 1306.02 | 1339.74
2611 | 11.7 | 1411.34 | 660 | 131.35 | 2202.69 | 740.21 | 444.13 | 11547.34 | 3387.03 | 14490.24 | 190.84 | 53052.01 | 6321.64 | 2398.5 | 11070 | 11070 | 61.5 | 24569.25 | 305.97 | 34.99 | -50.65 | 17.46 | 23.9 | 0 | 0 | 0.5 | 0.5 | 1 | 0.5 | 0 | 2458.11 | 0 | 1401.55 | 0 | 34690.7 | 0 | 14501.64 | 0 | 365.25 | 0 | 156.39 | 0 | 3389.41 | 0 | 1618.12 | 792.46
2612 | 8.5 | 1411.34 | 660 | 131.35 | 2202.69 | 740.21 | 444.13 | 11547.34 | 3387.03 | 14490.24 | 190.84 | 3003.88 | 417.71 | 2398.5 | 11070 | 11070 | 61.5 | 24569.25 | 287.87 | 16.89 | -57.62 | 10.49 | 20 | 11.48 | 0 | 0.5 | 0.5 | 1 | 0.5 | 0 | 517.84 | 0 | 295.26 | 0 | 1427.98 | 0 | 762.8 | 0 | 76.95 | 0 | 32.95 | 0 | 139.52 | 0 | 85.12 | 83.19
2613 | 8.4 | 1411.34 | 660 | 131.35 | 2202.69 | 740.21 | 444.13 | 11547.34 | 3387.03 | 14490.24 | 190.84 | 0 | 0 | 2398.5 | 11070 | 11070 | 61.5 | 24569.25 | 286.73 | 15.75 | -57.96 | 10.16 | 20 | 15.67 | 0 | 0.5 | 0.5 | 1 | 0.5 | 0 | 0 | 0 | 0 | 0 | 0 | 0 | 0 | 0 | 0 | 0 | 0 | 0 | 0 | 0 | 0 | 0
2614 | 6.3 | 1411.34 | 660 | 131.35 | 2202.69 | 740.21 | 444.13 | 11547.34 | 3387.03 | 14490.24 | 190.84 | 0 | 0 | 2398.5 | 11070 | 11070 | 61.5 | 24569.25 | 284.8 | 13.83 | -60.03 | 8.09 | 20 | 22.79 | 0 | 0.5 | 0.5 | 1 | 0.5 | 0 | 0 | 0 | 0 | 0 | 0 | 0 | 0 | 0 | 0 | 0 | 0 | 0 | 0 | 0 | 0 | 0
2615 | 3.9 | 1411.34 | 660 | 131.35 | 2202.69 | 740.21 | 444.13 | 11547.34 | 3387.03 | 14490.24 | 190.84 | 0 | 0 | 2398.5 | 11070 | 11070 | 61.5 | 24569.25 | 282.6 | 11.62 | -62.4 | 5.72 | 20 | 30.92 | 0 | 0.5 | 0.5 | 1 | 0.5 | 0 | 0 | 0 | 0 | 0 | 0 | 0 | 0 | 0 | 0 | 0 | 0 | 0 | 0 | 0 | 0 | 0
2616 | 2.9 | 1411.34 | 660 | 131.35 | 2202.69 | 740.21 | 444.13 | 11547.34 | 3387.03 | 14490.24 | 190.84 | 0 | 0 | 2398.5 | 11070 | 11070 | 61.5 | 24569.25 | 281.68 | 10.7 | -63.38 | 4.73 | 20 | 34.3 | 0 | 0.5 | 0.5 | 1 | 0.5 | 0 | 0 | 0 | 0 | 0 | 0 | 0 | 0 | 0 | 0 | 0 | 0 | 0 | 0 | 0 | 0 | 0
2617 | 2.6 | 1411.34 | 660 | 131.35 | 2202.69 | 740.21 | 444.13 | 11547.34 | 3387.03 | 14490.24 | 190.84 | 0 | 0 | 2398.5 | 2214 | 2214 | 61.5 | 6857.25 | 276.61 | 5.63 | -64.89 | 3.23 | 20 | 53.03 | 0 | 0.5 | 0.1 | 0.5 | 0.5 | 0 | 0 | 0 | 0 | 0 | 0 | 0 | 0 | 0 | 0 | 0 | 0 | 0 | 0 | 0 | 0 | 0
2618 | 1 | 1411.34 | 660 | 131.35 | 2202.69 | 740.21 | 444.13 | 11547.34 | 3387.03 | 14490.24 | 190.84 | 0 | 0 | 2398.5 | 2214 | 2214 | 61.5 | 6857.25 | 275.14 | 4.16 | -66.47 | 1.65 | 20 | 58.45 | 0 | 0.5 | 0.1 | 0.5 | 0.5 | 0 | 0 | 0 | 0 | 0 | 0 | 0 | 0 | 0 | 0 | 0 | 0 | 0 | 0 | 0 | 0 | 0
2619 | 1.2 | 1411.34 | 660 | 131.35 | 2202.69 | 740.21 | 444.13 | 11547.34 | 3387.03 | 14490.24 | 190.84 | 0 | 0 | 2398.5 | 2214 | 2214 | 61.5 | 6857.25 | 275.32 | 4.34 | -66.27 | 1.85 | 20 | 57.77 | 0 | 0.5 | 0.1 | 0.5 | 0.5 | 0 | 0 | 0 | 0 | 0 | 0 | 0 | 0 | 0 | 0 | 0 | 0 | 0 | 0 | 0 | 0 | 0
2620 | 2.3 | 1411.34 | 660 | 131.35 | 2202.69 | 740.21 | 444.13 | 11547.34 | 3387.03 | 14490.24 | 190.84 | 0 | 0 | 2398.5 | 2214 | 2214 | 61.5 | 6857.25 | 276.33 | 5.35 | -65.18 | 2.93 | 20 | 54.05 | 0 | 0.5 | 0.1 | 0.5 | 0.5 | 0 | 0 | 0 | 0 | 0 | 0 | 0 | 0 | 0 | 0 | 0 | 0 | 0 | 0 | 0 | 0 | 0
2621 | 3.5 | 1411.34 | 660 | 131.35 | 2202.69 | 740.21 | 444.13 | 11547.34 | 3387.03 | 14490.24 | 190.84 | 0 | 0 | 2398.5 | 2214 | 2214 | 61.5 | 6857.25 | 277.43 | 6.46 | -64 | 4.12 | 20 | 49.98 | 0 | 0.5 | 0.1 | 0.5 | 0.5 | 0 | 0 | 0 | 0 | 0 | 0 | 0 | 0 | 0 | 0 | 0 | 0 | 0 | 0 | 0 | 0 | 0
2622 | 4.4 | 1411.34 | 660 | 131.35 | 2202.69 | 740.21 | 444.13 | 11547.34 | 3387.03 | 14490.24 | 190.84 | 0 | 0 | 2398.5 | 2214 | 2214 | 61.5 | 6857.25 | 278.26 | 7.28 | -63.11 | 5 | 20 | 46.93 | 0 | 0.5 | 0.1 | 0.5 | 0.5 | 0 | 0 | 0 | 0 | 0 | 0 | 0 | 0 | 0 | 0 | 0 | 0 | 0 | 0 | 0 | 0 | 0
2623 | 6.2 | 1411.34 | 660 | 131.35 | 2202.69 | 740.21 | 444.13 | 11547.34 | 3387.03 | 14490.24 | 190.84 | 13807.28 | 1043.06 | 2398.5 | 2214 | 2214 | 61.5 | 6857.25 | 283.93 | 12.96 | -60.32 | 7.79 | 20 | 25.99 | 0 | 0.5 | 0.1 | 0.5 | 0.5 | 0 | 7740.61 | 0 | 2985.04 | 0 | 2158.56 | 0 | 923.07 | 0 | 575.09 | 0 | 166.54 | 0 | 105.45 | 0 | 51.5 | 144.48
2624 | 8.9 | 1411.34 | 660 | 131.35 | 2202.69 | 740.21 | 177.65 | 11280.86 | 3120.55 | 14223.76 | 190.84 | 68617.77 | 5233.7 | 959.4 | 4428 | 4428 | 24.6 | 9827.7 | 324 | 33.95 | -54.59 | 14.79 | 23.9 | 0 | 0 | 0.2 | 0.2 | 1 | 0.2 | 0 | 37014.54 | 0 | 19501.37 | 0 | 8476.88 | 0 | 3624.98 | 0 | 2750.02 | 0 | 1088 | 0 | 414.11 | 0 | 202.24 | 779.32
2625 | 10.7 | 1411.34 | 660 | 131.35 | 2202.69 | 740.21 | 177.65 | 11280.86 | 3120.55 | 14223.76 | 190.84 | 52561.21 | 8292.3 | 959.4 | 4428 | 4428 | 24.6 | 9827.7 | 322.01 | 31.96 | -53.71 | 15.66 | 23.9 | 0 | 0 | 0.2 | 0.2 | 1 | 0.2 | 0 | 25353.5 | 0 | 19153.13 | 0 | 5641.92 | 0 | 2412.66 | 0 | 3767.31 | 0 | 2137.15 | 0 | 551.24 | 0 | 269.21 | 1567.4
2626 | 11.8 | 1411.34 | 660 | 131.35 | 2202.69 | 740.21 | 177.65 | 11280.86 | 3120.55 | 14223.76 | 190.84 | 50850.96 | 8389.48 | 959.4 | 4428 | 4428 | 24.6 | 9827.7 | 322.54 | 32.49 | -52.74 | 16.63 | 23.9 | 0 | 0 | 0.2 | 0.2 | 1 | 0.2 | 0 | 18948.13 | 0 | 21563.31 | 0 | 7242.43 | 0 | 3097.09 | 0 | 2815.52 | 0 | 2406.08 | 0 | 707.61 | 0 | 345.58 | 2114.68
2627 | 10.7 | 1411.34 | 660 | 131.35 | 2202.69 | 740.21 | 177.65 | 11280.86 | 3120.55 | 14223.76 | 190.84 | 26197.31 | 4308.54 | 959.4 | 4428 | 4428 | 24.6 | 9827.7 | 313.21 | 23.16 | -55.82 | 13.56 | 23.16 | 0 | 0 | 0.2 | 0.2 | 1 | 0.2 | 0 | 7162.85 | 0 | 6820.22 | 0 | 8555.6 | 0 | 3658.64 | 0 | 1064.34 | 0 | 761.02 | 0 | 835.91 | 0 | 408.24 | 1239.04
2628 | 11.1 | 1411.34 | 660 | 131.35 | 2202.69 | 740.21 | 177.65 | 11280.86 | 3120.55 | 14223.76 | 190.84 | 50927.15 | 4178.19 | 959.4 | 4428 | 4428 | 24.6 | 9827.7 | 320.68 | 30.63 | -53.72 | 15.66 | 23.9 | 0 | 0 | 0.2 | 0.2 | 1 | 0.2 | 0 | 13688.11 | 0 | 10191.44 | 0 | 19242.98 | 0 | 7804.62 | 0 | 1016.97 | 0 | 568.59 | 0 | 940.06 | 0 | 435.43 | 1217.15
2629 | 11 | 1411.34 | 660 | 131.35 | 2202.69 | 740.21 | 177.65 | 11280.86 | 3120.55 | 14223.76 | 190.84 | 18941.09 | 3086 | 959.4 | 4428 | 4428 | 24.6 | 9827.7 | 311.02 | 20.97 | -56.11 | 13.26 | 20.97 | 0 | 0 | 0.2 | 0.2 | 1 | 0.2 | 0 | 5366.19 | 0 | 3185.23 | 0 | 7330 | 0 | 3059.67 | 0 | 797.37 | 0 | 355.41 | 0 | 716.17 | 0 | 341.4 | 875.64
2630 | 11.2 | 1411.34 | 660 | 131.35 | 2202.69 | 740.21 | 177.65 | 11280.86 | 3120.55 | 14223.76 | 190.84 | 39535.62 | 3214.2 | 959.4 | 4428 | 4428 | 24.6 | 9827.7 | 317.1 | 27.05 | -54.48 | 14.9 | 23.9 | 0 | 0 | 0.2 | 0.2 | 1 | 0.2 | 0 | 11108.55 | 0 | 6563.75 | 0 | 15529.5 | 0 | 6333.82 | 0 | 825.32 | 0 | 366.2 | 0 | 758.65 | 0 | 353.37 | 910.67
2631 | 11.8 | 1411.34 | 660 | 131.35 | 2202.69 | 740.21 | 177.65 | 11280.86 | 3120.55 | 14223.76 | 190.84 | 23166.79 | 3739.65 | 959.4 | 4428 | 4428 | 24.6 | 9827.7 | 313.16 | 23.11 | -54.98 | 14.39 | 23.11 | 0 | 0 | 0.2 | 0.2 | 1 | 0.2 | 0 | 6210.14 | 0 | 3709.3 | 0 | 9706.48 | 0 | 3540.87 | 0 | 922.77 | 0 | 413.89 | 0 | 948.36 | 0 | 395.1 | 1059.53
2632 | 12.2 | 1411.34 | 660 | 131.35 | 2202.69 | 740.21 | 177.65 | 11280.86 | 3120.55 | 14223.76 | 190.84 | 65847.57 | 5047.14 | 959.4 | 4428 | 4428 | 24.6 | 9827.7 | 326.25 | 36.2 | -51.54 | 17.84 | 23.9 | 0 | 0 | 0.2 | 0.2 | 1 | 0.2 | 0 | 13569.06 | 0 | 7736.74 | 0 | 36375.47 | 0 | 8166.29 | 0 | 1008.12 | 0 | 431.64 | 0 | 1777.01 | 0 | 455.61 | 1374.76
2633 | 12.8 | 1411.34 | 660 | 131.35 | 2202.69 | 740.21 | 177.65 | 11280.86 | 3120.55 | 14223.76 | 190.84 | 50208.74 | 6952.8 | 959.4 | 4428 | 4428 | 24.6 | 9827.7 | 322.84 | 32.79 | -51.9 | 17.48 | 23.9 | 0 | 0 | 0.2 | 0.2 | 1 | 0.2 | 0 | 6023.99 | 0 | 3434.73 | 0 | 33592.59 | 0 | 7157.42 | 0 | 895.11 | 0 | 383.25 | 0 | 3282.12 | 0 | 798.64 | 1593.67
2634 | 11.9 | 1411.34 | 660 | 131.35 | 2202.69 | 740.21 | 444.13 | 11547.34 | 3387.03 | 14490.24 | 190.84 | 42494.34 | 5645.45 | 2398.5 | 11070 | 11070 | 61.5 | 24569.25 | 303.1 | 32.13 | -51.22 | 16.89 | 23.9 | 0 | 0 | 0.5 | 0.5 | 1 | 0.5 | 0 | 4611.86 | 0 | 2629.57 | 0 | 26986.61 | 0 | 8266.3 | 0 | 685.28 | 0 | 293.41 | 0 | 2636.69 | 0 | 922.37 | 1107.69
2635 | 11.1 | 1411.34 | 660 | 131.35 | 2202.69 | 740.21 | 444.13 | 11547.34 | 3387.03 | 14490.24 | 190.84 | 20201.13 | 2693.36 | 2398.5 | 11070 | 11070 | 61.5 | 24569.25 | 295.53 | 24.55 | -53.73 | 14.38 | 23.9 | 0 | 0 | 0.5 | 0.5 | 1 | 0.5 | 0 | 2621.64 | 0 | 1494.79 | 0 | 11303.32 | 0 | 4781.38 | 0 | 389.55 | 0 | 166.79 | 0 | 1104.38 | 0 | 533.52 | 499.12
2636 | 9.4 | 1411.34 | 660 | 131.35 | 2202.69 | 740.21 | 444.13 | 11547.34 | 3387.03 | 14490.24 | 190.84 | 3647.5 | 500.8 | 2398.5 | 11070 | 11070 | 61.5 | 24569.25 | 288.89 | 17.91 | -56.69 | 11.43 | 20 | 7.7 | 0 | 0.5 | 0.5 | 1 | 0.5 | 0 | 591.78 | 0 | 337.42 | 0 | 1759.62 | 0 | 958.68 | 0 | 87.93 | 0 | 37.65 | 0 | 171.92 | 0 | 106.97 | 96.32
2637 | 6.4 | 1411.34 | 660 | 131.35 | 2202.69 | 740.21 | 444.13 | 11547.34 | 3387.03 | 14490.24 | 190.84 | 0 | 0 | 2398.5 | 11070 | 11070 | 61.5 | 24569.25 | 284.89 | 13.92 | -59.93 | 8.19 | 20 | 22.45 | 0 | 0.5 | 0.5 | 1 | 0.5 | 0 | 0 | 0 | 0 | 0 | 0 | 0 | 0 | 0 | 0 | 0 | 0 | 0 | 0 | 0 | 0 | 0
2638 | 4.7 | 1411.34 | 660 | 131.35 | 2202.69 | 740.21 | 444.13 | 11547.34 | 3387.03 | 14490.24 | 190.84 | 0 | 0 | 2398.5 | 11070 | 11070 | 61.5 | 24569.25 | 283.33 | 12.36 | -61.61 | 6.51 | 20 | 28.21 | 0 | 0.5 | 0.5 | 1 | 0.5 | 0 | 0 | 0 | 0 | 0 | 0 | 0 | 0 | 0 | 0 | 0 | 0 | 0 | 0 | 0 | 0 | 0
2639 | 3.8 | 1411.34 | 660 | 131.35 | 2202.69 | 740.21 | 444.13 | 11547.34 | 3387.03 | 14490.24 | 190.84 | 0 | 0 | 2398.5 | 11070 | 11070 | 61.5 | 24569.25 | 282.51 | 11.53 | -62.5 | 5.62 | 20 | 31.25 | 0 | 0.5 | 0.5 | 1 | 0.5 | 0 | 0 | 0 | 0 | 0 | 0 | 0 | 0 | 0 | 0 | 0 | 0 | 0 | 0 | 0 | 0 | 0
2640 | 2.9 | 1411.34 | 660 | 131.35 | 2202.69 | 740.21 | 444.13 | 11547.34 | 3387.03 | 14490.24 | 190.84 | 0 | 0 | 2398.5 | 11070 | 11070 | 61.5 | 24569.25 | 281.68 | 10.7 | -63.38 | 4.73 | 20 | 34.3 | 0 | 0.5 | 0.5 | 1 | 0.5 | 0 | 0 | 0 | 0 | 0 | 0 | 0 | 0 | 0 | 0 | 0 | 0 | 0 | 0 | 0 | 0 | 0
2641 | 2.3 | 1411.34 | 660 | 131.35 | 2202.69 | 740.21 | 444.13 | 11547.34 | 3387.03 | 14490.24 | 190.84 | 0 | 0 | 2398.5 | 2214 | 2214 | 61.5 | 6857.25 | 276.33 | 5.35 | -65.18 | 2.93 | 20 | 54.05 | 0 | 0.5 | 0.1 | 0.5 | 0.5 | 0 | 0 | 0 | 0 | 0 | 0 | 0 | 0 | 0 | 0 | 0 | 0 | 0 | 0 | 0 | 0 | 0
2642 | 1.8 | 1411.34 | 660 | 131.35 | 2202.69 | 740.21 | 444.13 | 11547.34 | 3387.03 | 14490.24 | 190.84 | 0 | 0 | 2398.5 | 2214 | 2214 | 61.5 | 6857.25 | 275.87 | 4.9 | -65.68 | 2.44 | 20 | 55.74 | 0 | 0.5 | 0.1 | 0.5 | 0.5 | 0 | 0 | 0 | 0 | 0 | 0 | 0 | 0 | 0 | 0 | 0 | 0 | 0 | 0 | 0 | 0 | 0
2643 | 1.3 | 1411.34 | 660 | 131.35 | 2202.69 | 740.21 | 444.13 | 11547.34 | 3387.03 | 14490.24 | 190.84 | 0 | 0 | 2398.5 | 2214 | 2214 | 61.5 | 6857.25 | 275.41 | 4.44 | -66.17 | 1.95 | 20 | 57.43 | 0 | 0.5 | 0.1 | 0.5 | 0.5 | 0 | 0 | 0 | 0 | 0 | 0 | 0 | 0 | 0 | 0 | 0 | 0 | 0 | 0 | 0 | 0 | 0
2644 | 0.7 | 1411.34 | 660 | 131.35 | 2202.69 | 740.21 | 444.13 | 11547.34 | 3387.03 | 14490.24 | 190.84 | 0 | 0 | 2398.5 | 2214 | 2214 | 61.5 | 6857.25 | 274.86 | 3.89 | -66.76 | 1.35 | 20 | 59.47 | 0 | 0.5 | 0.1 | 0.5 | 0.5 | 0 | 0 | 0 | 0 | 0 | 0 | 0 | 0 | 0 | 0 | 0 | 0 | 0 | 0 | 0 | 0 | 0
2645 | 0.9 | 1411.34 | 660 | 131.35 | 2202.69 | 740.21 | 444.13 | 11547.34 | 3387.03 | 14490.24 | 190.84 | 0 | 0 | 2398.5 | 2214 | 2214 | 61.5 | 6857.25 | 275.05 | 4.07 | -66.56 | 1.55 | 20 | 58.79 | 0 | 0.5 | 0.1 | 0.5 | 0.5 | 0 | 0 | 0 | 0 | 0 | 0 | 0 | 0 | 0 | 0 | 0 | 0 | 0 | 0 | 0 | 0 | 0
2646 | 1 | 1411.34 | 660 | 131.35 | 2202.69 | 740.21 | 444.13 | 11547.34 | 3387.03 | 14490.24 | 190.84 | 549.18 | 45.24 | 2398.5 | 2214 | 2214 | 61.5 | 6857.25 | 275.3 | 4.32 | -66.43 | 1.69 | 20 | 57.86 | 0 | 0.5 | 0.1 | 0.5 | 0.5 | 0 | 158.1 | 0 | 90.14 | 0 | 210.8 | 0 | 90.14 | 0 | 11.75 | 0 | 5.03 | 0 | 10.3 | 0 | 5.03 | 13.13
2647 | 3.2 | 1411.34 | 660 | 131.35 | 2202.69 | 740.21 | 444.13 | 11547.34 | 3387.03 | 14490.24 | 190.84 | 56562.43 | 4179.87 | 2398.5 | 2214 | 2214 | 61.5 | 6857.25 | 293.62 | 22.64 | -60.16 | 7.96 | 22.64 | 0 | 0 | 0.5 | 0.1 | 0.5 | 0.5 | 0 | 38739.55 | 0 | 13496.8 | 0 | 3030.25 | 0 | 1295.83 | 0 | 2878.18 | 0 | 753 | 0 | 148.03 | 0 | 72.3 | 328.37
2648 | 6.2 | 1411.34 | 660 | 131.35 | 2202.69 | 740.21 | 444.13 | 11547.34 | 3387.03 | 14490.24 | 190.84 | 61268.21 | 4690.9 | 2398.5 | 11070 | 11070 | 61.5 | 24569.25 | 302.66 | 31.69 | -55.63 | 12.48 | 23.9 | 0 | 0 | 0.5 | 0.5 | 1 | 0.5 | 0 | 32041.59 | 0 | 16850.54 | 0 | 8668.96 | 0 | 3707.12 | 0 | 2380.55 | 0 | 940.11 | 0 | 423.5 | 0 | 206.82 | 739.92
2649 | 8.9 | 1411.34 | 660 | 131.35 | 2202.69 | 740.21 | 444.13 | 11547.34 | 3387.03 | 14490.24 | 190.84 | 33520.57 | 5303.26 | 2398.5 | 11070 | 11070 | 61.5 | 24569.25 | 297.83 | 26.85 | -54.82 | 13.3 | 23.9 | 0 | 0 | 0.5 | 0.5 | 1 | 0.5 | 0 | 14150.4 | 0 | 10079.68 | 0 | 6507.63 | 0 | 2782.87 | 0 | 2102.62 | 0 | 1124.71 | 0 | 635.82 | 0 | 310.52 | 1129.58
2650 | 12.2 | 1411.34 | 660 | 131.35 | 2202.69 | 740.21 | 444.13 | 11547.34 | 3387.03 | 14490.24 | 190.84 | 52689.65 | 8717.51 | 2398.5 | 11070 | 11070 | 61.5 | 24569.25 | 306.98 | 36 | -50.02 | 18.09 | 23.9 | 0 | 0 | 0.5 | 0.5 | 1 | 0.5 | 0 | 19849.34 | 0 | 22701.72 | 0 | 7101.69 | 0 | 3036.91 | 0 | 2949.44 | 0 | 2533.11 | 0 | 693.86 | 0 | 338.86 | 2202.25
2651 | 13.4 | 1411.34 | 660 | 131.35 | 2202.69 | 740.21 | 444.13 | 11547.34 | 3387.03 | 14490.24 | 190.84 | 48336.84 | 8609.25 | 2398.5 | 11070 | 11070 | 61.5 | 24569.25 | 306.87 | 35.89 | -49.14 | 18.97 | 23.9 | 0 | 0 | 0.5 | 0.5 | 1 | 0.5 | 0 | 11345.5 | 0 | 25541.46 | 0 | 8020.19 | 0 | 3429.69 | 0 | 1685.84 | 0 | 2849.97 | 0 | 783.6 | 0 | 382.69 | 2907.14
2652 | 14.3 | 1411.34 | 660 | 131.35 | 2202.69 | 740.21 | 444.13 | 11547.34 | 3387.03 | 14490.24 | 190.84 | 45572.07 | 7711.5 | 2398.5 | 11070 | 11070 | 61.5 | 24569.25 | 306.7 | 35.73 | -48.5 | 19.61 | 23.9 | 0 | 0 | 0.5 | 0.5 | 1 | 0.5 | 0 | 7530.06 | 0 | 18051.3 | 0 | 15697.26 | 0 | 4293.45 | 0 | 1118.9 | 0 | 2014.2 | 0 | 1533.68 | 0 | 479.07 | 2565.64
2653 | 14.9 | 1411.34 | 660 | 131.35 | 2202.69 | 740.21 | 444.13 | 11547.34 | 3387.03 | 14490.24 | 190.84 | 62816.39 | 10238.75 | 2398.5 | 11070 | 11070 | 61.5 | 24569.25 | 312.61 | 41.63 | -46.56 | 21.55 | 23.9 | 0 | 0 | 0.5 | 0.5 | 1 | 0.5 | 0 | 6823.98 | 0 | 20226.54 | 0 | 31874.99 | 0 | 3890.87 | 0 | 1013.98 | 0 | 2256.92 | 0 | 3114.31 | 0 | 434.15 | 3419.39
2654 | 16 | 1411.34 | 660 | 131.35 | 2202.69 | 740.21 | 444.13 | 11547.34 | 3387.03 | 14490.24 | 190.84 | 68841.12 | 10662.31 | 2398.5 | 11070 | 11070 | 61.5 | 24569.25 | 315.37 | 44.39 | -45.04 | 23.08 | 23.9 | 0 | 0 | 0.5 | 0.5 | 1 | 0.5 | 0 | 6783.84 | 0 | 14810.96 | 0 | 43378.34 | 0 | 3867.98 | 0 | 1008.02 | 0 | 1652.64 | 0 | 4238.23 | 0 | 431.6 | 3331.83
2655 | 16.5 | 1411.34 | 660 | 131.35 | 2202.69 | 740.21 | 444.13 | 11547.34 | 3387.03 | 14490.24 | 190.84 | 71286.88 | 10605.32 | 2398.5 | 11070 | 11070 | 61.5 | 24569.25 | 316.47 | 45.5 | -44.38 | 23.73 | 23.9 | 0 | 0 | 0.5 | 0.5 | 1 | 0.5 | 0 | 6452.73 | 0 | 8770.4 | 0 | 52384.57 | 0 | 3679.19 | 0 | 958.82 | 0 | 978.62 | 0 | 5118.17 | 0 | 410.53 | 3139.19
2656 | 16.7 | 1411.34 | 660 | 131.35 | 2202.69 | 740.21 | 444.13 | 11547.34 | 3387.03 | 14490.24 | 190.84 | 69254.12 | 9835.82 | 2398.5 | 11070 | 11070 | 61.5 | 24569.25 | 315.9 | 44.92 | -44.38 | 23.74 | 23.9 | 0 | 0 | 0.5 | 0.5 | 1 | 0.5 | 0 | 5854.6 | 0 | 3338.15 | 0 | 55505.93 | 0 | 4555.44 | 0 | 869.94 | 0 | 372.48 | 0 | 5423.14 | 0 | 508.31 | 2661.96
2657 | 16.5 | 1411.34 | 660 | 131.35 | 2202.69 | 740.21 | 444.13 | 11547.34 | 3387.03 | 14490.24 | 190.84 | 66205.77 | 8902.08 | 2398.5 | 11070 | 11070 | 61.5 | 24569.25 | 314.63 | 43.66 | -44.84 | 23.27 | 23.9 | 0 | 0 | 0.5 | 0.5 | 1 | 0.5 | 0 | 5266.37 | 0 | 3002.75 | 0 | 48757.75 | 0 | 9178.9 | 0 | 782.54 | 0 | 335.05 | 0 | 4763.82 | 0 | 1024.2 | 1996.47
2658 | 16.4 | 1411.34 | 660 | 131.35 | 2202.69 | 740.21 | 444.13 | 11547.34 | 3387.03 | 14490.24 | 190.84 | 25929.14 | 3717.33 | 2398.5 | 11070 | 11070 | 61.5 | 24569.25 | 302.22 | 31.25 | -48.04 | 20.07 | 23.9 | 0 | 0 | 0.5 | 0.5 | 1 | 0.5 | 0 | 4332.43 | 0 | 2470.24 | 0 | 14320.43 | 0 | 4806.04 | 0 | 643.76 | 0 | 275.64 | 0 | 1399.16 | 0 | 536.27 | 862.51
2659 | 15.2 | 1411.34 | 660 | 131.35 | 2202.69 | 740.21 | 444.13 | 11547.34 | 3387.03 | 14490.24 | 190.84 | 38997.87 | 4825.5 | 2398.5 | 11070 | 11070 | 61.5 | 24569.25 | 304.96 | 33.99 | -48.26 | 19.86 | 23.9 | 0 | 0 | 0.5 | 0.5 | 1 | 0.5 | 0 | 2846.73 | 0 | 1623.14 | 0 | 24225.48 | 0 | 10302.52 | 0 | 423 | 0 | 181.11 | 0 | 2366.92 | 0 | 1149.58 | 704.89
2660 | 10.9 | 1411.34 | 660 | 131.35 | 2202.69 | 740.21 | 444.13 | 11547.34 | 3387.03 | 14490.24 | 190.84 | 2658.25 | 382.41 | 2398.5 | 11070 | 11070 | 61.5 | 24569.25 | 289.97 | 18.99 | -55.28 | 12.83 | 20 | 3.73 | 0 | 0.5 | 0.5 | 1 | 0.5 | 0 | 523.47 | 0 | 298.47 | 0 | 1208.14 | 0 | 628.17 | 0 | 77.78 | 0 | 33.3 | 0 | 118.04 | 0 | 70.09 | 83.19
2661 | 9.9 | 1411.34 | 660 | 131.35 | 2202.69 | 740.21 | 444.13 | 11547.34 | 3387.03 | 14490.24 | 190.84 | 0 | 0 | 2398.5 | 11070 | 11070 | 61.5 | 24569.25 | 288.11 | 17.13 | -56.48 | 11.64 | 20 | 10.59 | 0 | 0.5 | 0.5 | 1 | 0.5 | 0 | 0 | 0 | 0 | 0 | 0 | 0 | 0 | 0 | 0 | 0 | 0 | 0 | 0 | 0 | 0 | 0
2662 | 7.8 | 1411.34 | 660 | 131.35 | 2202.69 | 740.21 | 444.13 | 11547.34 | 3387.03 | 14490.24 | 190.84 | 0 | 0 | 2398.5 | 11070 | 11070 | 61.5 | 24569.25 | 286.18 | 15.2 | -58.55 | 9.57 | 20 | 17.71 | 0 | 0.5 | 0.5 | 1 | 0.5 | 0 | 0 | 0 | 0 | 0 | 0 | 0 | 0 | 0 | 0 | 0 | 0 | 0 | 0 | 0 | 0 | 0
2663 | 7.4 | 1411.34 | 660 | 131.35 | 2202.69 | 740.21 | 444.13 | 11547.34 | 3387.03 | 14490.24 | 190.84 | 0 | 0 | 2398.5 | 11070 | 11070 | 61.5 | 24569.25 | 285.81 | 14.83 | -58.94 | 9.17 | 20 | 19.06 | 0 | 0.5 | 0.5 | 1 | 0.5 | 0 | 0 | 0 | 0 | 0 | 0 | 0 | 0 | 0 | 0 | 0 | 0 | 0 | 0 | 0 | 0 | 0
2664 | 5.4 | 1411.34 | 660 | 131.35 | 2202.69 | 740.21 | 444.13 | 11547.34 | 3387.03 | 14490.24 | 190.84 | 0 | 0 | 2398.5 | 11070 | 11070 | 61.5 | 24569.25 | 283.98 | 13 | -60.92 | 7.2 | 20 | 25.84 | 0 | 0.5 | 0.5 | 1 | 0.5 | 0 | 0 | 0 | 0 | 0 | 0 | 0 | 0 | 0 | 0 | 0 | 0 | 0 | 0 | 0 | 0 | 0
2665 | 4.6 | 1411.34 | 660 | 131.35 | 2202.69 | 740.21 | 444.13 | 11547.34 | 3387.03 | 14490.24 | 190.84 | 0 | 0 | 2398.5 | 2214 | 2214 | 61.5 | 6857.25 | 278.44 | 7.47 | -62.91 | 5.2 | 20 | 46.26 | 0 | 0.5 | 0.1 | 0.5 | 0.5 | 0 | 0 | 0 | 0 | 0 | 0 | 0 | 0 | 0 | 0 | 0 | 0 | 0 | 0 | 0 | 0 | 0
2666 | 4.8 | 1411.34 | 660 | 131.35 | 2202.69 | 740.21 | 444.13 | 11547.34 | 3387.03 | 14490.24 | 190.84 | 0 | 0 | 2398.5 | 2214 | 2214 | 61.5 | 6857.25 | 278.63 | 7.65 | -62.72 | 5.4 | 20 | 45.58 | 0 | 0.5 | 0.1 | 0.5 | 0.5 | 0 | 0 | 0 | 0 | 0 | 0 | 0 | 0 | 0 | 0 | 0 | 0 | 0 | 0 | 0 | 0 | 0
2667 | 5.5 | 1411.34 | 660 | 131.35 | 2202.69 | 740.21 | 444.13 | 11547.34 | 3387.03 | 14490.24 | 190.84 | 0 | 0 | 2398.5 | 2214 | 2214 | 61.5 | 6857.25 | 279.27 | 8.29 | -62.02 | 6.09 | 20 | 43.21 | 0 | 0.5 | 0.1 | 0.5 | 0.5 | 0 | 0 | 0 | 0 | 0 | 0 | 0 | 0 | 0 | 0 | 0 | 0 | 0 | 0 | 0 | 0 | 0
2668 | 6.8 | 1411.34 | 660 | 131.35 | 2202.69 | 740.21 | 444.13 | 11547.34 | 3387.03 | 14490.24 | 190.84 | 0 | 0 | 2398.5 | 2214 | 2214 | 61.5 | 6857.25 | 280.46 | 9.48 | -60.74 | 7.37 | 20 | 38.81 | 0 | 0.5 | 0.1 | 0.5 | 0.5 | 0 | 0 | 0 | 0 | 0 | 0 | 0 | 0 | 0 | 0 | 0 | 0 | 0 | 0 | 0 | 0 | 0
2669 | 7.2 | 1411.34 | 660 | 131.35 | 2202.69 | 740.21 | 444.13 | 11547.34 | 3387.03 | 14490.24 | 190.84 | 0 | 0 | 2398.5 | 2214 | 2214 | 61.5 | 6857.25 | 280.83 | 9.85 | -60.35 | 7.77 | 20 | 37.45 | 0 | 0.5 | 0.1 | 0.5 | 0.5 | 0 | 0 | 0 | 0 | 0 | 0 | 0 | 0 | 0 | 0 | 0 | 0 | 0 | 0 | 0 | 0 | 0
2670 | 7.6 | 1411.34 | 660 | 131.35 | 2202.69 | 740.21 | 444.13 | 11547.34 | 3387.03 | 14490.24 | 190.84 | 0 | 0 | 2398.5 | 2214 | 2214 | 61.5 | 6857.25 | 281.2 | 10.22 | -59.95 | 8.16 | 20 | 36.1 | 0 | 0.5 | 0.1 | 0.5 | 0.5 | 0 | 0 | 0 | 0 | 0 | 0 | 0 | 0 | 0 | 0 | 0 | 0 | 0 | 0 | 0 | 0 | 0
2671 | 9.7 | 1411.34 | 660 | 131.35 | 2202.69 | 740.21 | 444.13 | 11547.34 | 3387.03 | 14490.24 | 190.84 | 12768.9 | 973.29 | 2398.5 | 2214 | 2214 | 61.5 | 6857.25 | 286.85 | 15.87 | -56.94 | 11.17 | 20 | 15.24 | 0 | 0.5 | 0.1 | 0.5 | 0.5 | 0 | 7072.63 | 0 | 2722.09 | 0 | 2083.3 | 0 | 890.88 | 0 | 525.46 | 0 | 151.87 | 0 | 101.77 | 0 | 49.7 | 144.48
2672 | 12.3 | 1411.34 | 660 | 131.35 | 2202.69 | 740.21 | 444.13 | 11547.34 | 3387.03 | 14490.24 | 190.84 | 81558.46 | 6227.41 | 2398.5 | 11070 | 11070 | 61.5 | 24569.25 | 314.1 | 43.12 | -48.13 | 19.99 | 23.9 | 0 | 0 | 0.5 | 0.5 | 1 | 0.5 | 0 | 45763.16 | 0 | 23774.12 | 0 | 8420.37 | 0 | 3600.82 | 0 | 3400 | 0 | 1326.38 | 0 | 411.35 | 0 | 200.89 | 888.78
2673 | 14.1 | 1411.34 | 660 | 131.35 | 2202.69 | 740.21 | 444.13 | 11547.34 | 3387.03 | 14490.24 | 190.84 | 40503.99 | 6393.19 | 2398.5 | 11070 | 11070 | 61.5 | 24569.25 | 304.79 | 33.81 | -49.14 | 18.98 | 23.9 | 0 | 0 | 0.5 | 0.5 | 1 | 0.5 | 0 | 17989.19 | 0 | 13007.16 | 0 | 6659.73 | 0 | 2847.91 | 0 | 2673.03 | 0 | 1451.37 | 0 | 650.68 | 0 | 317.78 | 1300.33
2674 | 15.4 | 1411.34 | 660 | 131.35 | 2202.69 | 740.21 | 444.13 | 11547.34 | 3387.03 | 14490.24 | 190.84 | 29319.14 | 4778.55 | 2398.5 | 11070 | 11070 | 61.5 | 24569.25 | 302.51 | 31.54 | -48.72 | 19.39 | 23.9 | 0 | 0 | 0.5 | 0.5 | 1 | 0.5 | 0 | 9576.7 | 0 | 8152.39 | 0 | 8118.38 | 0 | 3471.67 | 0 | 1423.01 | 0 | 909.66 | 0 | 793.2 | 0 | 387.38 | 1265.31
2675 | 16.8 | 1411.34 | 660 | 131.35 | 2202.69 | 740.21 | 444.13 | 11547.34 | 3387.03 | 14490.24 | 190.84 | 32726.42 | 5468.55 | 2398.5 | 11070 | 11070 | 61.5 | 24569.25 | 304.91 | 33.93 | -47.06 | 21.05 | 23.9 | 0 | 0 | 0.5 | 0.5 | 1 | 0.5 | 0 | 8791.6 | 0 | 9821.07 | 0 | 9886.13 | 0 | 4227.62 | 0 | 1306.35 | 0 | 1095.86 | 0 | 965.91 | 0 | 471.73 | 1628.7
2676 | 18.1 | 1411.34 | 660 | 131.35 | 2202.69 | 740.21 | 444.13 | 11547.34 | 3387.03 | 14490.24 | 190.84 | 46597.61 | 8027.14 | 2398.5 | 11070 | 11070 | 61.5 | 24569.25 | 310.55 | 39.58 | -44.66 | 23.45 | 23.9 | 0 | 0 | 0.5 | 0.5 | 1 | 0.5 | 0 | 7092.28 | 0 | 19656.77 | 0 | 15804.71 | 0 | 4043.84 | 0 | 1053.85 | 0 | 2193.34 | 0 | 1544.18 | 0 | 451.22 | 2784.55
2677 | 18.6 | 1411.34 | 660 | 131.35 | 2202.69 | 740.21 | 444.13 | 11547.34 | 3387.03 | 14490.24 | 190.84 | 56469.68 | 9075.59 | 2398.5 | 11070 | 11070 | 61.5 | 24569.25 | 313.97 | 42.99 | -43.42 | 24.69 | 24 | 0 | -10.15 | 0.5 | 0.5 | 1 | 0.5 | 0 | 7515.62 | 0 | 16968.34 | 0 | 27700.5 | 0 | 4285.22 | 0 | 1116.75 | 0 | 1893.36 | 0 | 2706.44 | 0 | 478.15 | 2880.87
2678 | 20.4 | 1411.34 | 660 | 131.35 | 2202.69 | 740.21 | 444.13 | 11547.34 | 3387.03 | 14490.24 | 190.84 | 67185.74 | 10368.32 | 2398.5 | 11070 | 11070 | 61.5 | 24569.25 | 318.88 | 47.9 | -40.83 | 27.29 | 24 | 0 | -48.24 | 0.5 | 0.5 | 1 | 0.5 | 0 | 6877.25 | 0 | 14350.05 | 0 | 42037.2 | 0 | 3921.24 | 0 | 1021.9 | 0 | 1601.21 | 0 | 4107.19 | 0 | 437.54 | 3200.48
2679 | 19.8 | 1411.34 | 660 | 131.35 | 2202.69 | 740.21 | 444.13 | 11547.34 | 3387.03 | 14490.24 | 190.84 | 65719.01 | 9780.07 | 2398.5 | 11070 | 11070 | 61.5 | 24569.25 | 317.77 | 46.8 | -41.56 | 26.55 | 24 | 0 | -37.49 | 0.5 | 0.5 | 1 | 0.5 | 0 | 6792.81 | 0 | 8200.87 | 0 | 46852.23 | 0 | 3873.09 | 0 | 1009.35 | 0 | 915.07 | 0 | 4577.64 | 0 | 432.17 | 2845.84
2680 | 19.7 | 1411.34 | 660 | 131.35 | 2202.69 | 740.21 | 444.13 | 11547.34 | 3387.03 | 14490.24 | 190.84 | 42011.78 | 6272.36 | 2398.5 | 11070 | 11070 | 61.5 | 24569.25 | 310.31 | 39.33 | -43.51 | 24.6 | 24 | 0 | -8.83 | 0.5 | 0.5 | 1 | 0.5 | 0 | 7263.17 | 0 | 4141.28 | 0 | 26016.42 | 0 | 4590.91 | 0 | 1079.24 | 0 | 462.09 | 0 | 2541.9 | 0 | 512.26 | 1676.86
2681 | 18.4 | 1411.34 | 660 | 131.35 | 2202.69 | 740.21 | 444.13 | 11547.34 | 3387.03 | 14490.24 | 190.84 | 38072.29 | 5481.3 | 2398.5 | 11070 | 11070 | 61.5 | 24569.25 | 307.83 | 36.85 | -45.12 | 23 | 23.9 | 0 | 0 | 0.5 | 0.5 | 1 | 0.5 | 0 | 6055.62 | 0 | 3452.77 | 0 | 22884.96 | 0 | 5678.94 | 0 | 899.81 | 0 | 385.27 | 0 | 2235.95 | 0 | 633.67 | 1326.6
2682 | 17.6 | 1411.34 | 660 | 131.35 | 2202.69 | 740.21 | 444.13 | 11547.34 | 3387.03 | 14490.24 | 190.84 | 12495.12 | 1987.53 | 2398.5 | 11070 | 11070 | 61.5 | 24569.25 | 299.22 | 28.24 | -47.89 | 20.23 | 23.9 | 0 | 0 | 0.5 | 0.5 | 1 | 0.5 | 0 | 3232.09 | 0 | 1842.86 | 0 | 5302.88 | 0 | 2117.3 | 0 | 480.26 | 0 | 205.63 | 0 | 518.11 | 0 | 236.25 | 547.28
2683 | 17 | 1411.34 | 660 | 131.35 | 2202.69 | 740.21 | 444.13 | 11547.34 | 3387.03 | 14490.24 | 190.84 | 4441.91 | 722 | 2398.5 | 11070 | 11070 | 61.5 | 24569.25 | 296.14 | 25.16 | -49.12 | 19 | 23.9 | 0 | 0 | 0.5 | 0.5 | 1 | 0.5 | 0 | 1219.85 | 0 | 695.53 | 0 | 1769.63 | 0 | 756.91 | 0 | 181.26 | 0 | 77.61 | 0 | 172.9 | 0 | 84.46 | 205.78
2684 | 15.9 | 1411.34 | 660 | 131.35 | 2202.69 | 740.21 | 444.13 | 11547.34 | 3387.03 | 14490.24 | 190.84 | 268.38 | 44.4 | 2398.5 | 11070 | 11070 | 61.5 | 24569.25 | 293.82 | 22.84 | -50.53 | 17.58 | 22.84 | 0 | 0 | 0.5 | 0.5 | 1 | 0.5 | 0 | 74.87 | 0 | 42.69 | 0 | 104.86 | 0 | 45.97 | 0 | 11.12 | 0 | 4.76 | 0 | 10.25 | 0 | 5.13 | 13.13
2685 | 14.8 | 1411.34 | 660 | 131.35 | 2202.69 | 740.21 | 444.13 | 11547.34 | 3387.03 | 14490.24 | 190.84 | 0 | 0 | 2398.5 | 11070 | 11070 | 61.5 | 24569.25 | 292.69 | 21.71 | -51.64 | 16.48 | 21.71 | 0 | 0 | 0.5 | 0.5 | 1 | 0.5 | 0 | 0 | 0 | 0 | 0 | 0 | 0 | 0 | 0 | 0 | 0 | 0 | 0 | 0 | 0 | 0 | 0
2686 | 14.1 | 1411.34 | 660 | 131.35 | 2202.69 | 740.21 | 444.13 | 11547.34 | 3387.03 | 14490.24 | 190.84 | 0 | 0 | 2398.5 | 11070 | 11070 | 61.5 | 24569.25 | 292.01 | 21.04 | -52.33 | 15.79 | 21.04 | 0 | 0 | 0.5 | 0.5 | 1 | 0.5 | 0 | 0 | 0 | 0 | 0 | 0 | 0 | 0 | 0 | 0 | 0 | 0 | 0 | 0 | 0 | 0 | 0
2687 | 14 | 1411.34 | 660 | 131.35 | 2202.69 | 740.21 | 444.13 | 11547.34 | 3387.03 | 14490.24 | 190.84 | 0 | 0 | 2398.5 | 11070 | 11070 | 61.5 | 24569.25 | 291.9 | 20.92 | -52.43 | 15.69 | 20.92 | 0 | 0 | 0.5 | 0.5 | 1 | 0.5 | 0 | 0 | 0 | 0 | 0 | 0 | 0 | 0 | 0 | 0 | 0 | 0 | 0 | 0 | 0 | 0 | 0
2688 | 13.7 | 1411.34 | 660 | 131.35 | 2202.69 | 740.21 | 444.13 | 11547.34 | 3387.03 | 14490.24 | 190.84 | 0 | 0 | 2398.5 | 11070 | 11070 | 61.5 | 24569.25 | 291.62 | 20.65 | -52.72 | 15.39 | 20.65 | 0 | 0 | 0.5 | 0.5 | 1 | 0.5 | 0 | 0 | 0 | 0 | 0 | 0 | 0 | 0 | 0 | 0 | 0 | 0 | 0 | 0 | 0 | 0 | 0
2689 | 12.6 | 1411.34 | 660 | 131.35 | 2202.69 | 740.21 | 444.13 | 11547.34 | 3387.03 | 14490.24 | 190.84 | 0 | 0 | 2398.5 | 2214 | 2214 | 61.5 | 6857.25 | 285.8 | 14.83 | -55.02 | 13.1 | 20 | 19.09 | 0 | 0.5 | 0.1 | 0.5 | 0.5 | 0 | 0 | 0 | 0 | 0 | 0 | 0 | 0 | 0 | 0 | 0 | 0 | 0 | 0 | 0 | 0 | 0
2690 | 12.1 | 1411.34 | 660 | 131.35 | 2202.69 | 740.21 | 444.13 | 11547.34 | 3387.03 | 14490.24 | 190.84 | 0 | 0 | 2398.5 | 2214 | 2214 | 61.5 | 6857.25 | 285.33 | 14.35 | -55.51 | 12.6 | 20 | 20.85 | 0 | 0.5 | 0.1 | 0.5 | 0.5 | 0 | 0 | 0 | 0 | 0 | 0 | 0 | 0 | 0 | 0 | 0 | 0 | 0 | 0 | 0 | 0 | 0
2691 | 12.1 | 1411.34 | 660 | 131.35 | 2202.69 | 740.21 | 444.13 | 11547.34 | 3387.03 | 14490.24 | 190.84 | 0 | 0 | 2398.5 | 2214 | 2214 | 61.5 | 6857.25 | 285.33 | 14.35 | -55.51 | 12.6 | 20 | 20.85 | 0 | 0.5 | 0.1 | 0.5 | 0.5 | 0 | 0 | 0 | 0 | 0 | 0 | 0 | 0 | 0 | 0 | 0 | 0 | 0 | 0 | 0 | 0 | 0
2692 | 11.3 | 1411.34 | 660 | 131.35 | 2202.69 | 740.21 | 444.13 | 11547.34 | 3387.03 | 14490.24 | 190.84 | 0 | 0 | 2398.5 | 2214 | 2214 | 61.5 | 6857.25 | 284.59 | 13.61 | -56.3 | 11.82 | 20 | 23.56 | 0 | 0.5 | 0.1 | 0.5 | 0.5 | 0 | 0 | 0 | 0 | 0 | 0 | 0 | 0 | 0 | 0 | 0 | 0 | 0 | 0 | 0 | 0 | 0
2693 | 10.9 | 1411.34 | 660 | 131.35 | 2202.69 | 740.21 | 444.13 | 11547.34 | 3387.03 | 14490.24 | 190.84 | 0 | 0 | 2398.5 | 2214 | 2214 | 61.5 | 6857.25 | 284.22 | 13.25 | -56.69 | 11.42 | 20 | 24.92 | 0 | 0.5 | 0.1 | 0.5 | 0.5 | 0 | 0 | 0 | 0 | 0 | 0 | 0 | 0 | 0 | 0 | 0 | 0 | 0 | 0 | 0 | 0 | 0
2694 | 10.5 | 1411.34 | 660 | 131.35 | 2202.69 | 740.21 | 444.13 | 11547.34 | 3387.03 | 14490.24 | 190.84 | 0 | 0 | 2398.5 | 2214 | 2214 | 61.5 | 6857.25 | 283.86 | 12.88 | -57.09 | 11.03 | 20 | 26.27 | 0 | 0.5 | 0.1 | 0.5 | 0.5 | 0 | 0 | 0 | 0 | 0 | 0 | 0 | 0 | 0 | 0 | 0 | 0 | 0 | 0 | 0 | 0 | 0
2695 | 10.9 | 1411.34 | 660 | 131.35 | 2202.69 | 740.21 | 444.13 | 11547.34 | 3387.03 | 14490.24 | 190.84 | 18328.98 | 1382.57 | 2398.5 | 2214 | 2214 | 61.5 | 6857.25 | 289.57 | 18.59 | -55.35 | 12.76 | 20 | 5.21 | 0 | 0.5 | 0.1 | 0.5 | 0.5 | 0 | 10525.88 | 0 | 3959.37 | 0 | 2692.38 | 0 | 1151.35 | 0 | 782.03 | 0 | 220.9 | 0 | 131.53 | 0 | 64.23 | 183.89
2696 | 12.6 | 1411.34 | 660 | 131.35 | 2202.69 | 740.21 | 177.65 | 11280.86 | 3120.55 | 14223.76 | 190.84 | 43258.66 | 3363.75 | 959.4 | 4428 | 4428 | 24.6 | 9827.7 | 319.45 | 29.4 | -52.83 | 16.55 | 23.9 | 0 | 0 | 0.2 | 0.2 | 1 | 0.2 | 0 | 20786.79 | 0 | 10939 | 0 | 8078.33 | 0 | 3454.55 | 0 | 1544.37 | 0 | 610.3 | 0 | 394.64 | 0 | 192.73 | 621.71
2697 | 14.2 | 1411.34 | 660 | 131.35 | 2202.69 | 740.21 | 177.65 | 11280.86 | 3120.55 | 14223.76 | 190.84 | 44631.46 | 7055.25 | 959.4 | 4428 | 4428 | 24.6 | 9827.7 | 322.52 | 32.47 | -50.9 | 18.48 | 23.9 | 0 | 0 | 0.2 | 0.2 | 1 | 0.2 | 0 | 20433.49 | 0 | 14853.81 | 0 | 6545.22 | 0 | 2798.94 | 0 | 3036.24 | 0 | 1657.42 | 0 | 639.49 | 0 | 312.31 | 1409.79
2698 | 15.4 | 1411.34 | 660 | 131.35 | 2202.69 | 740.21 | 177.65 | 11280.86 | 3120.55 | 14223.76 | 190.84 | 43152.46 | 7053.13 | 959.4 | 4428 | 4428 | 24.6 | 9827.7 | 323.18 | 33.13 | -49.81 | 19.56 | 23.9 | 0 | 0 | 0.2 | 0.2 | 1 | 0.2 | 0 | 15392.72 | 0 | 15631.44 | 0 | 8495.39 | 0 | 3632.9 | 0 | 2287.22 | 0 | 1744.19 | 0 | 830.03 | 0 | 405.37 | 1786.31
2699 | 16.2 | 1411.34 | 660 | 131.35 | 2202.69 | 740.21 | 177.65 | 11280.86 | 3120.55 | 14223.76 | 190.84 | 45287.15 | 7956.98 | 959.4 | 4428 | 4428 | 24.6 | 9827.7 | 324.78 | 34.73 | -48.81 | 20.56 | 23.9 | 0 | 0 | 0.2 | 0.2 | 1 | 0.2 | 0 | 11025.98 | 0 | 22110.85 | 0 | 8510.82 | 0 | 3639.49 | 0 | 1638.36 | 0 | 2467.18 | 0 | 831.54 | 0 | 406.1 | 2613.8
2700 | 16.5 | 1411.34 | 660 | 131.35 | 2202.69 | 740.21 | 177.65 | 11280.86 | 3120.55 | 14223.76 | 190.84 | 46666.12 | 7982.55 | 959.4 | 4428 | 4428 | 24.6 | 9827.7 | 325.46 | 35.41 | -48.42 | 20.95 | 23.9 | 0 | 0 | 0.2 | 0.2 | 1 | 0.2 | 0 | 7358.46 | 0 | 19250.07 | 0 | 15861.97 | 0 | 4195.61 | 0 | 1093.4 | 0 | 2147.96 | 0 | 1549.77 | 0 | 468.16 | 2723.25
2701 | 17.4 | 1411.34 | 660 | 131.35 | 2202.69 | 740.21 | 177.65 | 11280.86 | 3120.55 | 14223.76 | 190.84 | 51008.27 | 8178.94 | 959.4 | 4428 | 4428 | 24.6 | 9827.7 | 327.59 | 37.54 | -47.22 | 22.16 | 23.9 | 0 | 0 | 0.2 | 0.2 | 1 | 0.2 | 0 | 8202.32 | 0 | 14083.92 | 0 | 24045.27 | 0 | 4676.76 | 0 | 1218.79 | 0 | 1571.51 | 0 | 2349.31 | 0 | 521.84 | 2517.48
2702 | 17.5 | 1411.34 | 660 | 131.35 | 2202.69 | 740.21 | 177.65 | 11280.86 | 3120.55 | 14223.76 | 190.84 | 63215.16 | 9787.42 | 959.4 | 4428 | 4428 | 24.6 | 9827.7 | 331.69 | 41.64 | -46.16 | 23.21 | 23.9 | 0 | 0 | 0.2 | 0.2 | 1 | 0.2 | 0 | 7199.65 | 0 | 13276.83 | 0 | 38633.62 | 0 | 4105.06 | 0 | 1069.8 | 0 | 1481.46 | 0 | 3774.65 | 0 | 458.05 | 3003.46
2703 | 17.5 | 1411.34 | 660 | 131.35 | 2202.69 | 740.21 | 177.65 | 11280.86 | 3120.55 | 14223.76 | 190.84 | 62417.83 | 9343.74 | 959.4 | 4428 | 4428 | 24.6 | 9827.7 | 331.33 | 41.28 | -46.25 | 23.13 | 23.9 | 0 | 0 | 0.2 | 0.2 | 1 | 0.2 | 0 | 7023.53 | 0 | 7856.86 | 0 | 43532.81 | 0 | 4004.64 | 0 | 1043.63 | 0 | 876.68 | 0 | 4253.32 | 0 | 446.85 | 2723.25
2704 | 17.2 | 1411.34 | 660 | 131.35 | 2202.69 | 740.21 | 177.65 | 11280.86 | 3120.55 | 14223.76 | 190.84 | 52901.84 | 7709.71 | 959.4 | 4428 | 4428 | 24.6 | 9827.7 | 327.82 | 37.77 | -47.32 | 22.06 | 23.9 | 0 | 0 | 0.2 | 0.2 | 1 | 0.2 | 0 | 7141.53 | 0 | 4071.93 | 0 | 36810.75 | 0 | 4877.63 | 0 | 1061.17 | 0 | 454.35 | 0 | 3596.55 | 0 | 544.26 | 2053.39
2705 | 16.1 | 1411.34 | 660 | 131.35 | 2202.69 | 740.21 | 177.65 | 11280.86 | 3120.55 | 14223.76 | 190.84 | 39035.07 | 5616.83 | 959.4 | 4428 | 4428 | 24.6 | 9827.7 | 322.2 | 32.15 | -49.51 | 19.86 | 23.9 | 0 | 0 | 0.2 | 0.2 | 1 | 0.2 | 0 | 6126.26 | 0 | 3493.05 | 0 | 23571.85 | 0 | 5843.91 | 0 | 910.31 | 0 | 389.76 | 0 | 2303.06 | 0 | 652.08 | 1361.63
2706 | 15.9 | 1411.34 | 660 | 131.35 | 2202.69 | 740.21 | 444.13 | 11547.34 | 3387.03 | 14490.24 | 190.84 | 42044.29 | 5631.74 | 2398.5 | 11070 | 11070 | 61.5 | 24569.25 | 306.65 | 35.67 | -47.31 | 20.81 | 23.9 | 0 | 0 | 0.5 | 0.5 | 1 | 0.5 | 0 | 4750.47 | 0 | 2708.6 | 0 | 26303.1 | 0 | 8282.13 | 0 | 705.88 | 0 | 302.23 | 0 | 2569.91 | 0 | 924.14 | 1129.58
2707 | 14.8 | 1411.34 | 660 | 131.35 | 2202.69 | 740.21 | 444.13 | 11547.34 | 3387.03 | 14490.24 | 190.84 | 21099.81 | 2829.09 | 2398.5 | 11070 | 11070 | 61.5 | 24569.25 | 299.21 | 28.23 | -50.01 | 18.11 | 23.9 | 0 | 0 | 0.5 | 0.5 | 1 | 0.5 | 0 | 2780.01 | 0 | 1585.1 | 0 | 11694.17 | 0 | 5040.53 | 0 | 413.09 | 0 | 176.87 | 0 | 1142.56 | 0 | 562.43 | 534.14
2708 | 12.9 | 1411.34 | 660 | 131.35 | 2202.69 | 740.21 | 444.13 | 11547.34 | 3387.03 | 14490.24 | 190.84 | 3722.61 | 525.8 | 2398.5 | 11070 | 11070 | 61.5 | 24569.25 | 292.13 | 21.15 | -53.22 | 14.89 | 21.15 | 0 | 0 | 0.5 | 0.5 | 1 | 0.5 | 0 | 675.24 | 0 | 385.01 | 0 | 1730.58 | 0 | 931.78 | 0 | 100.34 | 0 | 42.96 | 0 | 169.08 | 0 | 103.97 | 109.46
2709 | 11.2 | 1411.34 | 660 | 131.35 | 2202.69 | 740.21 | 444.13 | 11547.34 | 3387.03 | 14490.24 | 190.84 | 0 | 0 | 2398.5 | 11070 | 11070 | 61.5 | 24569.25 | 289.33 | 18.36 | -55.19 | 12.92 | 20 | 6.06 | 0 | 0.5 | 0.5 | 1 | 0.5 | 0 | 0 | 0 | 0 | 0 | 0 | 0 | 0 | 0 | 0 | 0 | 0 | 0 | 0 | 0 | 0 | 0
2710 | 10.7 | 1411.34 | 660 | 131.35 | 2202.69 | 740.21 | 444.13 | 11547.34 | 3387.03 | 14490.24 | 190.84 | 0 | 0 | 2398.5 | 11070 | 11070 | 61.5 | 24569.25 | 288.84 | 17.86 | -55.69 | 12.43 | 20 | 7.88 | 0 | 0.5 | 0.5 | 1 | 0.5 | 0 | 0 | 0 | 0 | 0 | 0 | 0 | 0 | 0 | 0 | 0 | 0 | 0 | 0 | 0 | 0 | 0
2711 | 10.2 | 1411.34 | 660 | 131.35 | 2202.69 | 740.21 | 444.13 | 11547.34 | 3387.03 | 14490.24 | 190.84 | 0 | 0 | 2398.5 | 11070 | 11070 | 61.5 | 24569.25 | 288.38 | 17.4 | -56.18 | 11.94 | 20 | 9.58 | 0 | 0.5 | 0.5 | 1 | 0.5 | 0 | 0 | 0 | 0 | 0 | 0 | 0 | 0 | 0 | 0 | 0 | 0 | 0 | 0 | 0 | 0 | 0
2712 | 9.1 | 1411.34 | 660 | 131.35 | 2202.69 | 740.21 | 444.13 | 11547.34 | 3387.03 | 14490.24 | 190.84 | 0 | 0 | 2398.5 | 11070 | 11070 | 61.5 | 24569.25 | 287.37 | 16.4 | -57.26 | 10.85 | 20 | 13.3 | 0 | 0.5 | 0.5 | 1 | 0.5 | 0 | 0 | 0 | 0 | 0 | 0 | 0 | 0 | 0 | 0 | 0 | 0 | 0 | 0 | 0 | 0 | 0
2713 | 11.3 | 1411.34 | 660 | 131.35 | 2202.69 | 740.21 | 444.13 | 11547.34 | 3387.03 | 14490.24 | 190.84 | 0 | 0 | 2398.5 | 2214 | 2214 | 61.5 | 6857.25 | 284.59 | 13.61 | -56.3 | 11.82 | 20 | 23.56 | 0 | 0.5 | 0.1 | 0.5 | 0.5 | 0 | 0 | 0 | 0 | 0 | 0 | 0 | 0 | 0 | 0 | 0 | 0 | 0 | 0 | 0 | 0 | 0
2714 | 10.7 | 1411.34 | 660 | 131.35 | 2202.69 | 740.21 | 444.13 | 11547.34 | 3387.03 | 14490.24 | 190.84 | 0 | 0 | 2398.5 | 2214 | 2214 | 61.5 | 6857.25 | 284.04 | 13.06 | -56.89 | 11.22 | 20 | 25.6 | 0 | 0.5 | 0.1 | 0.5 | 0.5 | 0 | 0 | 0 | 0 | 0 | 0 | 0 | 0 | 0 | 0 | 0 | 0 | 0 | 0 | 0 | 0 | 0
2715 | 9.8 | 1411.34 | 660 | 131.35 | 2202.69 | 740.21 | 444.13 | 11547.34 | 3387.03 | 14490.24 | 190.84 | 0 | 0 | 2398.5 | 2214 | 2214 | 61.5 | 6857.25 | 283.21 | 12.24 | -57.78 | 10.33 | 20 | 28.64 | 0 | 0.5 | 0.1 | 0.5 | 0.5 | 0 | 0 | 0 | 0 | 0 | 0 | 0 | 0 | 0 | 0 | 0 | 0 | 0 | 0 | 0 | 0 | 0
2716 | 11.7 | 1411.34 | 660 | 131.35 | 2202.69 | 740.21 | 444.13 | 11547.34 | 3387.03 | 14490.24 | 190.84 | 0 | 0 | 2398.5 | 2214 | 2214 | 61.5 | 6857.25 | 284.96 | 13.98 | -55.9 | 12.21 | 20 | 22.21 | 0 | 0.5 | 0.1 | 0.5 | 0.5 | 0 | 0 | 0 | 0 | 0 | 0 | 0 | 0 | 0 | 0 | 0 | 0 | 0 | 0 | 0 | 0 | 0
2717 | 11.5 | 1411.34 | 660 | 131.35 | 2202.69 | 740.21 | 444.13 | 11547.34 | 3387.03 | 14490.24 | 190.84 | 0 | 0 | 2398.5 | 2214 | 2214 | 61.5 | 6857.25 | 284.77 | 13.8 | -56.1 | 12.01 | 20 | 22.89 | 0 | 0.5 | 0.1 | 0.5 | 0.5 | 0 | 0 | 0 | 0 | 0 | 0 | 0 | 0 | 0 | 0 | 0 | 0 | 0 | 0 | 0 | 0 | 0
2718 | 11.5 | 1411.34 | 660 | 131.35 | 2202.69 | 740.21 | 444.13 | 11547.34 | 3387.03 | 14490.24 | 190.84 | 0 | 0 | 2398.5 | 2214 | 2214 | 61.5 | 6857.25 | 284.77 | 13.8 | -56.1 | 12.01 | 20 | 22.89 | 0 | 0.5 | 0.1 | 0.5 | 0.5 | 0 | 0 | 0 | 0 | 0 | 0 | 0 | 0 | 0 | 0 | 0 | 0 | 0 | 0 | 0 | 0 | 0
2719 | 12.1 | 1411.34 | 660 | 131.35 | 2202.69 | 740.21 | 444.13 | 11547.34 | 3387.03 | 14490.24 | 190.84 | 19084.31 | 1440.44 | 2398.5 | 2214 | 2214 | 61.5 | 6857.25 | 290.89 | 19.91 | -54.11 | 14 | 20 | 0.33 | 0 | 0.5 | 0.1 | 0.5 | 0.5 | 0 | 10951.53 | 0 | 4103.63 | 0 | 2822.26 | 0 | 1206.89 | 0 | 813.65 | 0 | 228.95 | 0 | 137.87 | 0 | 67.33 | 192.64
2720 | 12.8 | 1411.34 | 660 | 131.35 | 2202.69 | 740.21 | 177.65 | 11280.86 | 3120.55 | 14223.76 | 190.84 | 35429 | 2767.97 | 959.4 | 4428 | 4428 | 24.6 | 9827.7 | 317.19 | 27.14 | -53.21 | 16.16 | 23.9 | 0 | 0 | 0.2 | 0.2 | 1 | 0.2 | 0 | 16052.4 | 0 | 8479.39 | 0 | 7633.07 | 0 | 3264.14 | 0 | 1192.62 | 0 | 473.07 | 0 | 372.89 | 0 | 182.11 | 547.28
2721 | 14.7 | 1411.34 | 660 | 131.35 | 2202.69 | 740.21 | 177.65 | 11280.86 | 3120.55 | 14223.76 | 190.84 | 33729.19 | 5353.04 | 959.4 | 4428 | 4428 | 24.6 | 9827.7 | 319.32 | 29.27 | -51.28 | 18.1 | 23.9 | 0 | 0 | 0.2 | 0.2 | 1 | 0.2 | 0 | 14223.42 | 0 | 9961.37 | 0 | 6685.48 | 0 | 2858.92 | 0 | 2113.47 | 0 | 1111.51 | 0 | 653.2 | 0 | 319 | 1155.85
2722 | 16.6 | 1411.34 | 660 | 131.35 | 2202.69 | 740.21 | 177.65 | 11280.86 | 3120.55 | 14223.76 | 190.84 | 39360.56 | 6447.81 | 959.4 | 4428 | 4428 | 24.6 | 9827.7 | 322.99 | 32.94 | -48.94 | 20.44 | 23.9 | 0 | 0 | 0.2 | 0.2 | 1 | 0.2 | 0 | 13733.34 | 0 | 13232.82 | 0 | 8681.8 | 0 | 3712.61 | 0 | 2040.65 | 0 | 1476.55 | 0 | 848.24 | 0 | 414.26 | 1668.1
2723 | 18.4 | 1411.34 | 660 | 131.35 | 2202.69 | 740.21 | 177.65 | 11280.86 | 3120.55 | 14223.76 | 190.84 | 45058.4 | 7918.87 | 959.4 | 4428 | 4428 | 24.6 | 9827.7 | 326.7 | 36.65 | -46.66 | 22.71 | 23.9 | 0 | 0 | 0.2 | 0.2 | 1 | 0.2 | 0 | 11077.53 | 0 | 21690.77 | 0 | 8608.74 | 0 | 3681.37 | 0 | 1646.02 | 0 | 2420.3 | 0 | 841.11 | 0 | 410.77 | 2600.66
2724 | 19.3 | 1411.34 | 660 | 131.35 | 2202.69 | 740.21 | 177.65 | 11280.86 | 3120.55 | 14223.76 | 190.84 | 46479.22 | 8052.02 | 959.4 | 4428 | 4428 | 24.6 | 9827.7 | 327.96 | 37.91 | -45.67 | 23.71 | 23.9 | 0 | 0 | 0.2 | 0.2 | 1 | 0.2 | 0 | 7127.28 | 0 | 19610.85 | 0 | 15677.29 | 0 | 4063.8 | 0 | 1059.05 | 0 | 2188.22 | 0 | 1531.73 | 0 | 453.45 | 2819.58
2725 | 19.6 | 1411.34 | 660 | 131.35 | 2202.69 | 740.21 | 177.65 | 11280.86 | 3120.55 | 14223.76 | 190.84 | 50274.02 | 8070.6 | 959.4 | 4428 | 4428 | 24.6 | 9827.7 | 329.34 | 39.29 | -45.11 | 24.27 | 24 | 0 | -3.87 | 0.2 | 0.2 | 1 | 0.2 | 0 | 8259.22 | 0 | 13729.28 | 0 | 23576.31 | 0 | 4709.21 | 0 | 1227.25 | 0 | 1531.94 | 0 | 2303.49 | 0 | 525.46 | 2482.45
2726 | 19.7 | 1411.34 | 660 | 131.35 | 2202.69 | 740.21 | 177.65 | 11280.86 | 3120.55 | 14223.76 | 190.84 | 44415.91 | 6936.3 | 959.4 | 4428 | 4428 | 24.6 | 9827.7 | 327.4 | 37.36 | -45.49 | 23.88 | 23.9 | 0 | 0 | 0.2 | 0.2 | 1 | 0.2 | 0 | 8442.98 | 0 | 8423.98 | 0 | 22734.96 | 0 | 4813.98 | 0 | 1254.55 | 0 | 939.97 | 0 | 2221.29 | 0 | 537.15 | 1983.33
2727 | 20.1 | 1411.34 | 660 | 131.35 | 2202.69 | 740.21 | 177.65 | 11280.86 | 3120.55 | 14223.76 | 190.84 | 56063.92 | 8432.64 | 959.4 | 4428 | 4428 | 24.6 | 9827.7 | 331.58 | 41.53 | -44.19 | 25.19 | 24 | 0 | -17.13 | 0.2 | 0.2 | 1 | 0.2 | 0 | 7792.99 | 0 | 7340.11 | 0 | 36487.46 | 0 | 4443.37 | 0 | 1157.97 | 0 | 819.03 | 0 | 3564.96 | 0 | 495.8 | 2394.89
2728 | 19.9 | 1411.34 | 660 | 131.35 | 2202.69 | 740.21 | 177.65 | 11280.86 | 3120.55 | 14223.76 | 190.84 | 61520.27 | 8848.28 | 959.4 | 4428 | 4428 | 24.6 | 9827.7 | 333.1 | 43.05 | -43.98 | 25.4 | 24 | 0 | -20.16 | 0.2 | 0.2 | 1 | 0.2 | 0 | 6586.18 | 0 | 3755.28 | 0 | 46243.4 | 0 | 4935.42 | 0 | 978.65 | 0 | 419.02 | 0 | 4518.15 | 0 | 550.71 | 2381.75
2729 | 19.5 | 1411.34 | 660 | 131.35 | 2202.69 | 740.21 | 177.65 | 11280.86 | 3120.55 | 14223.76 | 190.84 | 63467.68 | 8613.83 | 959.4 | 4428 | 4428 | 24.6 | 9827.7 | 333.24 | 43.19 | -44.25 | 25.12 | 24 | 0 | -16.18 | 0.2 | 0.2 | 1 | 0.2 | 0 | 5603.35 | 0 | 3194.89 | 0 | 45572.19 | 0 | 9097.25 | 0 | 832.61 | 0 | 356.49 | 0 | 4452.57 | 0 | 1015.09 | 1957.07
2730 | 18 | 1411.34 | 660 | 131.35 | 2202.69 | 740.21 | 444.13 | 11547.34 | 3387.03 | 14490.24 | 190.84 | 32040.19 | 4460.34 | 2398.5 | 11070 | 11070 | 61.5 | 24569.25 | 305.55 | 34.58 | -45.99 | 22.12 | 23.9 | 0 | 0 | 0.5 | 0.5 | 1 | 0.5 | 0 | 4636.07 | 0 | 2643.37 | 0 | 18612.53 | 0 | 6148.23 | 0 | 688.88 | 0 | 294.95 | 0 | 1818.51 | 0 | 686.03 | 971.97
2731 | 16.7 | 1411.34 | 660 | 131.35 | 2202.69 | 740.21 | 444.13 | 11547.34 | 3387.03 | 14490.24 | 190.84 | 21490.49 | 2885.22 | 2398.5 | 11070 | 11070 | 61.5 | 24569.25 | 301.07 | 30.09 | -48.1 | 20.01 | 23.9 | 0 | 0 | 0.5 | 0.5 | 1 | 0.5 | 0 | 2835.21 | 0 | 1616.57 | 0 | 11884.79 | 0 | 5153.92 | 0 | 421.29 | 0 | 180.38 | 0 | 1161.19 | 0 | 575.09 | 547.28
2732 | 14.6 | 1411.34 | 660 | 131.35 | 2202.69 | 740.21 | 444.13 | 11547.34 | 3387.03 | 14490.24 | 190.84 | 2312.18 | 361.92 | 2398.5 | 11070 | 11070 | 61.5 | 24569.25 | 293.26 | 22.29 | -51.65 | 16.46 | 22.29 | 0 | 0 | 0.5 | 0.5 | 1 | 0.5 | 0 | 566.21 | 0 | 322.84 | 0 | 962.4 | 0 | 460.74 | 0 | 84.13 | 0 | 36.02 | 0 | 94.03 | 0 | 51.41 | 96.32
2733 | 13.7 | 1411.34 | 660 | 131.35 | 2202.69 | 740.21 | 444.13 | 11547.34 | 3387.03 | 14490.24 | 190.84 | 0 | 0 | 2398.5 | 11070 | 11070 | 61.5 | 24569.25 | 291.66 | 20.69 | -52.72 | 15.39 | 20.69 | 0 | 0 | 0.5 | 0.5 | 1 | 0.5 | 0 | 0 | 0 | 0 | 0 | 0 | 0 | 0 | 0 | 0 | 0 | 0 | 0 | 0 | 0 | 0 | 0
2734 | 12.9 | 1411.34 | 660 | 131.35 | 2202.69 | 740.21 | 444.13 | 11547.34 | 3387.03 | 14490.24 | 190.84 | 0 | 0 | 2398.5 | 11070 | 11070 | 61.5 | 24569.25 | 290.88 | 19.9 | -53.51 | 14.6 | 20 | 0.36 | 0 | 0.5 | 0.5 | 1 | 0.5 | 0 | 0 | 0 | 0 | 0 | 0 | 0 | 0 | 0 | 0 | 0 | 0 | 0 | 0 | 0 | 0 | 0
2735 | 10.7 | 1411.34 | 660 | 131.35 | 2202.69 | 740.21 | 444.13 | 11547.34 | 3387.03 | 14490.24 | 190.84 | 0 | 0 | 2398.5 | 11070 | 11070 | 61.5 | 24569.25 | 288.84 | 17.86 | -55.69 | 12.43 | 20 | 7.88 | 0 | 0.5 | 0.5 | 1 | 0.5 | 0 | 0 | 0 | 0 | 0 | 0 | 0 | 0 | 0 | 0 | 0 | 0 | 0 | 0 | 0 | 0 | 0
2736 | 9.6 | 1411.34 | 660 | 131.35 | 2202.69 | 740.21 | 444.13 | 11547.34 | 3387.03 | 14490.24 | 190.84 | 0 | 0 | 2398.5 | 11070 | 11070 | 61.5 | 24569.25 | 287.83 | 16.85 | -56.77 | 11.34 | 20 | 11.61 | 0 | 0.5 | 0.5 | 1 | 0.5 | 0 | 0 | 0 | 0 | 0 | 0 | 0 | 0 | 0 | 0 | 0 | 0 | 0 | 0 | 0 | 0 | 0
2737 | 9.4 | 1411.34 | 660 | 131.35 | 2202.69 | 740.21 | 444.13 | 11547.34 | 3387.03 | 14490.24 | 190.84 | 0 | 0 | 2398.5 | 2214 | 2214 | 61.5 | 6857.25 | 282.85 | 11.87 | -58.17 | 9.94 | 20 | 30 | 0 | 0.5 | 0.1 | 0.5 | 0.5 | 0 | 0 | 0 | 0 | 0 | 0 | 0 | 0 | 0 | 0 | 0 | 0 | 0 | 0 | 0 | 0 | 0
2738 | 8.3 | 1411.34 | 660 | 131.35 | 2202.69 | 740.21 | 444.13 | 11547.34 | 3387.03 | 14490.24 | 190.84 | 0 | 0 | 2398.5 | 2214 | 2214 | 61.5 | 6857.25 | 281.84 | 10.86 | -59.26 | 8.85 | 20 | 33.73 | 0 | 0.5 | 0.1 | 0.5 | 0.5 | 0 | 0 | 0 | 0 | 0 | 0 | 0 | 0 | 0 | 0 | 0 | 0 | 0 | 0 | 0 | 0 | 0
2739 | 8.2 | 1411.34 | 660 | 131.35 | 2202.69 | 740.21 | 444.13 | 11547.34 | 3387.03 | 14490.24 | 190.84 | 0 | 0 | 2398.5 | 2214 | 2214 | 61.5 | 6857.25 | 281.75 | 10.77 | -59.36 | 8.76 | 20 | 34.06 | 0 | 0.5 | 0.1 | 0.5 | 0.5 | 0 | 0 | 0 | 0 | 0 | 0 | 0 | 0 | 0 | 0 | 0 | 0 | 0 | 0 | 0 | 0 | 0
2740 | 8.6 | 1411.34 | 660 | 131.35 | 2202.69 | 740.21 | 444.13 | 11547.34 | 3387.03 | 14490.24 | 190.84 | 0 | 0 | 2398.5 | 2214 | 2214 | 61.5 | 6857.25 | 282.11 | 11.14 | -58.96 | 9.15 | 20 | 32.71 | 0 | 0.5 | 0.1 | 0.5 | 0.5 | 0 | 0 | 0 | 0 | 0 | 0 | 0 | 0 | 0 | 0 | 0 | 0 | 0 | 0 | 0 | 0 | 0
2741 | 6.9 | 1411.34 | 660 | 131.35 | 2202.69 | 740.21 | 444.13 | 11547.34 | 3387.03 | 14490.24 | 190.84 | 0 | 0 | 2398.5 | 2214 | 2214 | 61.5 | 6857.25 | 280.55 | 9.58 | -60.64 | 7.47 | 20 | 38.47 | 0 | 0.5 | 0.1 | 0.5 | 0.5 | 0 | 0 | 0 | 0 | 0 | 0 | 0 | 0 | 0 | 0 | 0 | 0 | 0 | 0 | 0 | 0 | 0
2742 | 7.1 | 1411.34 | 660 | 131.35 | 2202.69 | 740.21 | 444.13 | 11547.34 | 3387.03 | 14490.24 | 190.84 | 549.18 | 45.24 | 2398.5 | 2214 | 2214 | 61.5 | 6857.25 | 280.9 | 9.92 | -60.4 | 7.71 | 20 | 37.2 | 0 | 0.5 | 0.1 | 0.5 | 0.5 | 0 | 158.1 | 0 | 90.14 | 0 | 210.8 | 0 | 90.14 | 0 | 11.75 | 0 | 5.03 | 0 | 10.3 | 0 | 5.03 | 13.13
2743 | 8.8 | 1411.34 | 660 | 131.35 | 2202.69 | 740.21 | 444.13 | 11547.34 | 3387.03 | 14490.24 | 190.84 | 10371.77 | 803.99 | 2398.5 | 2214 | 2214 | 61.5 | 6857.25 | 285.32 | 14.35 | -58.01 | 10.11 | 20 | 20.86 | 0 | 0.5 | 0.1 | 0.5 | 0.5 | 0 | 5183.97 | 0 | 2086.6 | 0 | 2172.27 | 0 | 928.93 | 0 | 385.15 | 0 | 116.41 | 0 | 106.12 | 0 | 51.83 | 144.48
2744 | 9.8 | 1411.34 | 660 | 131.35 | 2202.69 | 740.21 | 177.65 | 11280.86 | 3120.55 | 14223.76 | 190.84 | 18991.12 | 1526.08 | 959.4 | 4428 | 4428 | 24.6 | 9827.7 | 309.34 | 19.29 | -57.4 | 11.97 | 20 | 2.44 | 0 | 0.2 | 0.2 | 1 | 0.2 | 0 | 7010.62 | 0 | 3811.38 | 0 | 5722.15 | 0 | 2446.97 | 0 | 520.86 | 0 | 212.64 | 0 | 279.54 | 0 | 136.52 | 376.53
2745 | 9.9 | 1411.34 | 660 | 131.35 | 2202.69 | 740.21 | 177.65 | 11280.86 | 3120.55 | 14223.76 | 190.84 | 25214.27 | 2053.84 | 959.4 | 4428 | 4428 | 24.6 | 9827.7 | 311.39 | 21.34 | -56.83 | 12.54 | 21.34 | 0 | 0 | 0.2 | 0.2 | 1 | 0.2 | 0 | 7954.71 | 0 | 4812.83 | 0 | 8718.45 | 0 | 3728.28 | 0 | 591 | 0 | 268.51 | 0 | 425.91 | 0 | 208 | 560.41
2746 | 10.2 | 1411.34 | 660 | 131.35 | 2202.69 | 740.21 | 177.65 | 11280.86 | 3120.55 | 14223.76 | 190.84 | 22234.24 | 1822.1 | 959.4 | 4428 | 4428 | 24.6 | 9827.7 | 310.78 | 20.73 | -56.76 | 12.61 | 20.73 | 0 | 0 | 0.2 | 0.2 | 1 | 0.2 | 0 | 6438.79 | 0 | 3754.57 | 0 | 8434.16 | 0 | 3606.71 | 0 | 478.37 | 0 | 209.47 | 0 | 412.02 | 0 | 201.22 | 521.01
2747 | 11.4 | 1411.34 | 660 | 131.35 | 2202.69 | 740.21 | 177.65 | 11280.86 | 3120.55 | 14223.76 | 190.84 | 24751.69 | 2029.34 | 959.4 | 4428 | 4428 | 24.6 | 9827.7 | 312.64 | 22.59 | -55.39 | 13.99 | 22.59 | 0 | 0 | 0.2 | 0.2 | 1 | 0.2 | 0 | 7112.67 | 0 | 4163.02 | 0 | 9439.41 | 0 | 4036.59 | 0 | 528.44 | 0 | 232.26 | 0 | 461.13 | 0 | 225.21 | 582.3
2748 | 13.4 | 1411.34 | 660 | 131.35 | 2202.69 | 740.21 | 177.65 | 11280.86 | 3120.55 | 14223.76 | 190.84 | 54397.78 | 4475.28 | 959.4 | 4428 | 4428 | 24.6 | 9827.7 | 323.83 | 33.78 | -51.19 | 18.19 | 23.9 | 0 | 0 | 0.2 | 0.2 | 1 | 0.2 | 0 | 14539.07 | 0 | 11086.49 | 0 | 20482.41 | 0 | 8289.82 | 0 | 1080.19 | 0 | 618.53 | 0 | 1000.6 | 0 | 462.5 | 1313.47
2749 | 15.5 | 1411.34 | 660 | 131.35 | 2202.69 | 740.21 | 177.65 | 11280.86 | 3120.55 | 14223.76 | 190.84 | 54317.36 | 8769.78 | 959.4 | 4428 | 4428 | 24.6 | 9827.7 | 327 | 36.95 | -48.82 | 20.55 | 23.9 | 0 | 0 | 0.2 | 0.2 | 1 | 0.2 | 0 | 7798.16 | 0 | 15829 | 0 | 26243.88 | 0 | 4446.32 | 0 | 1158.74 | 0 | 1766.23 | 0 | 2564.13 | 0 | 496.13 | 2784.55
2750 | 16.9 | 1411.34 | 660 | 131.35 | 2202.69 | 740.21 | 177.65 | 11280.86 | 3120.55 | 14223.76 | 190.84 | 57966.84 | 8977.4 | 959.4 | 4428 | 4428 | 24.6 | 9827.7 | 329.39 | 39.34 | -47.17 | 22.2 | 23.9 | 0 | 0 | 0.2 | 0.2 | 1 | 0.2 | 0 | 7855.2 | 0 | 11795.84 | 0 | 33836.95 | 0 | 4478.84 | 0 | 1167.21 | 0 | 1316.21 | 0 | 3306 | 0 | 499.76 | 2688.23
2751 | 15.5 | 1411.34 | 660 | 131.35 | 2202.69 | 740.21 | 177.65 | 11280.86 | 3120.55 | 14223.76 | 190.84 | 53005.67 | 8005.86 | 959.4 | 4428 | 4428 | 24.6 | 9827.7 | 326.4 | 36.35 | -48.97 | 20.41 | 23.9 | 0 | 0 | 0.2 | 0.2 | 1 | 0.2 | 0 | 7923.82 | 0 | 7028.15 | 0 | 33535.73 | 0 | 4517.97 | 0 | 1177.41 | 0 | 784.22 | 0 | 3276.57 | 0 | 504.12 | 2263.54
2752 | 14.3 | 1411.34 | 660 | 131.35 | 2202.69 | 740.21 | 177.65 | 11280.86 | 3120.55 | 14223.76 | 190.84 | 62544.29 | 9024.82 | 959.4 | 4428 | 4428 | 24.6 | 9827.7 | 328.38 | 38.33 | -49.42 | 19.96 | 23.9 | 0 | 0 | 0.2 | 0.2 | 1 | 0.2 | 0 | 6394.01 | 0 | 3645.71 | 0 | 47552.93 | 0 | 4951.65 | 0 | 950.09 | 0 | 406.8 | 0 | 4646.1 | 0 | 552.52 | 2469.32
2753 | 13.6 | 1411.34 | 660 | 131.35 | 2202.69 | 740.21 | 177.65 | 11280.86 | 3120.55 | 14223.76 | 190.84 | 53377.77 | 7410.29 | 959.4 | 4428 | 4428 | 24.6 | 9827.7 | 324.62 | 34.57 | -50.86 | 18.52 | 23.9 | 0 | 0 | 0.2 | 0.2 | 1 | 0.2 | 0 | 6140.27 | 0 | 3501.03 | 0 | 35882.04 | 0 | 7854.43 | 0 | 912.39 | 0 | 390.65 | 0 | 3505.81 | 0 | 876.41 | 1725.02
2754 | 12.5 | 1411.34 | 660 | 131.35 | 2202.69 | 740.21 | 444.13 | 11547.34 | 3387.03 | 14490.24 | 190.84 | 13392.87 | 2123.33 | 2398.5 | 11070 | 11070 | 61.5 | 24569.25 | 294.82 | 23.84 | -52.85 | 15.26 | 23.84 | 0 | 0 | 0.5 | 0.5 | 1 | 0.5 | 0 | 3414.31 | 0 | 1946.76 | 0 | 5745.35 | 0 | 2286.46 | 0 | 507.34 | 0 | 217.22 | 0 | 561.34 | 0 | 255.13 | 582.3
2755 | 11.7 | 1411.34 | 660 | 131.35 | 2202.69 | 740.21 | 444.13 | 11547.34 | 3387.03 | 14490.24 | 190.84 | 43758.33 | 2941.12 | 2398.5 | 11070 | 11070 | 61.5 | 24569.25 | 302.53 | 31.55 | -51.52 | 16.6 | 23.9 | 0 | 0 | 0.5 | 0.5 | 1 | 0.5 | 0 | 5779.62 | 0 | 3295.39 | 0 | 24148.3 | 0 | 10535.02 | 0 | 429.4 | 0 | 183.85 | 0 | 1179.69 | 0 | 587.76 | 560.41
2756 | 10.2 | 1411.34 | 660 | 131.35 | 2202.69 | 740.21 | 444.13 | 11547.34 | 3387.03 | 14490.24 | 190.84 | 24330.14 | 2812.19 | 2398.5 | 11070 | 11070 | 61.5 | 24569.25 | 295.85 | 24.88 | -54.33 | 13.78 | 23.9 | 0 | 0 | 0.5 | 0.5 | 1 | 0.5 | 0 | 1146.45 | 0 | 653.68 | 0 | 13706.79 | 0 | 8823.22 | 0 | 170.35 | 0 | 72.94 | 0 | 1339.21 | 0 | 984.51 | 245.18
2757 | 8.3 | 1411.34 | 660 | 131.35 | 2202.69 | 740.21 | 444.13 | 11547.34 | 3387.03 | 14490.24 | 190.84 | 0 | 0 | 2398.5 | 11070 | 11070 | 61.5 | 24569.25 | 286.76 | 15.78 | -58.05 | 10.06 | 20 | 15.57 | 0 | 0.5 | 0.5 | 1 | 0.5 | 0 | 0 | 0 | 0 | 0 | 0 | 0 | 0 | 0 | 0 | 0 | 0 | 0 | 0 | 0 | 0 | 0
2758 | 7.9 | 1411.34 | 660 | 131.35 | 2202.69 | 740.21 | 444.13 | 11547.34 | 3387.03 | 14490.24 | 190.84 | 0 | 0 | 2398.5 | 11070 | 11070 | 61.5 | 24569.25 | 286.27 | 15.29 | -58.45 | 9.67 | 20 | 17.37 | 0 | 0.5 | 0.5 | 1 | 0.5 | 0 | 0 | 0 | 0 | 0 | 0 | 0 | 0 | 0 | 0 | 0 | 0 | 0 | 0 | 0 | 0 | 0
2759 | 7.2 | 1411.34 | 660 | 131.35 | 2202.69 | 740.21 | 444.13 | 11547.34 | 3387.03 | 14490.24 | 190.84 | 0 | 0 | 2398.5 | 11070 | 11070 | 61.5 | 24569.25 | 285.63 | 14.65 | -59.14 | 8.97 | 20 | 19.74 | 0 | 0.5 | 0.5 | 1 | 0.5 | 0 | 0 | 0 | 0 | 0 | 0 | 0 | 0 | 0 | 0 | 0 | 0 | 0 | 0 | 0 | 0 | 0
2760 | 6.5 | 1411.34 | 660 | 131.35 | 2202.69 | 740.21 | 444.13 | 11547.34 | 3387.03 | 14490.24 | 190.84 | 0 | 0 | 2398.5 | 11070 | 11070 | 61.5 | 24569.25 | 284.99 | 14.01 | -59.83 | 8.28 | 20 | 22.11 | 0 | 0.5 | 0.5 | 1 | 0.5 | 0 | 0 | 0 | 0 | 0 | 0 | 0 | 0 | 0 | 0 | 0 | 0 | 0 | 0 | 0 | 0 | 0
2761 | 5.2 | 1411.34 | 660 | 131.35 | 2202.69 | 740.21 | 444.13 | 11547.34 | 3387.03 | 14490.24 | 190.84 | 0 | 0 | 2398.5 | 2214 | 2214 | 61.5 | 6857.25 | 278.99 | 8.02 | -62.32 | 5.79 | 20 | 44.22 | 0 | 0.5 | 0.1 | 0.5 | 0.5 | 0 | 0 | 0 | 0 | 0 | 0 | 0 | 0 | 0 | 0 | 0 | 0 | 0 | 0 | 0 | 0 | 0
2762 | 4.6 | 1411.34 | 660 | 131.35 | 2202.69 | 740.21 | 444.13 | 11547.34 | 3387.03 | 14490.24 | 190.84 | 0 | 0 | 2398.5 | 2214 | 2214 | 61.5 | 6857.25 | 278.44 | 7.47 | -62.91 | 5.2 | 20 | 46.26 | 0 | 0.5 | 0.1 | 0.5 | 0.5 | 0 | 0 | 0 | 0 | 0 | 0 | 0 | 0 | 0 | 0 | 0 | 0 | 0 | 0 | 0 | 0 | 0
2763 | 6.1 | 1411.34 | 660 | 131.35 | 2202.69 | 740.21 | 444.13 | 11547.34 | 3387.03 | 14490.24 | 190.84 | 0 | 0 | 2398.5 | 2214 | 2214 | 61.5 | 6857.25 | 279.82 | 8.84 | -61.43 | 6.68 | 20 | 41.18 | 0 | 0.5 | 0.1 | 0.5 | 0.5 | 0 | 0 | 0 | 0 | 0 | 0 | 0 | 0 | 0 | 0 | 0 | 0 | 0 | 0 | 0 | 0 | 0
2764 | 6.1 | 1411.34 | 660 | 131.35 | 2202.69 | 740.21 | 444.13 | 11547.34 | 3387.03 | 14490.24 | 190.84 | 0 | 0 | 2398.5 | 2214 | 2214 | 61.5 | 6857.25 | 279.82 | 8.84 | -61.43 | 6.68 | 20 | 41.18 | 0 | 0.5 | 0.1 | 0.5 | 0.5 | 0 | 0 | 0 | 0 | 0 | 0 | 0 | 0 | 0 | 0 | 0 | 0 | 0 | 0 | 0 | 0 | 0
2765 | 5.6 | 1411.34 | 660 | 131.35 | 2202.69 | 740.21 | 444.13 | 11547.34 | 3387.03 | 14490.24 | 190.84 | 0 | 0 | 2398.5 | 2214 | 2214 | 61.5 | 6857.25 | 279.36 | 8.38 | -61.93 | 6.19 | 20 | 42.87 | 0 | 0.5 | 0.1 | 0.5 | 0.5 | 0 | 0 | 0 | 0 | 0 | 0 | 0 | 0 | 0 | 0 | 0 | 0 | 0 | 0 | 0 | 0 | 0
2766 | 6.3 | 1411.34 | 660 | 131.35 | 2202.69 | 740.21 | 444.13 | 11547.34 | 3387.03 | 14490.24 | 190.84 | 0 | 0 | 2398.5 | 2214 | 2214 | 61.5 | 6857.25 | 280 | 9.03 | -61.23 | 6.88 | 20 | 40.5 | 0 | 0.5 | 0.1 | 0.5 | 0.5 | 0 | 0 | 0 | 0 | 0 | 0 | 0 | 0 | 0 | 0 | 0 | 0 | 0 | 0 | 0 | 0 | 0
2767 | 6.5 | 1411.34 | 660 | 131.35 | 2202.69 | 740.21 | 444.13 | 11547.34 | 3387.03 | 14490.24 | 190.84 | 4282.97 | 349.79 | 2398.5 | 2214 | 2214 | 61.5 | 6857.25 | 281.44 | 10.46 | -60.72 | 7.39 | 20 | 35.19 | 0 | 0.5 | 0.1 | 0.5 | 0.5 | 0 | 1361.5 | 0 | 725.07 | 0 | 1538.5 | 0 | 657.91 | 0 | 101.15 | 0 | 40.45 | 0 | 75.16 | 0 | 36.71 | 96.32
2768 | 8.2 | 1411.34 | 660 | 131.35 | 2202.69 | 740.21 | 177.65 | 11280.86 | 3120.55 | 14223.76 | 190.84 | 12256.35 | 1001.59 | 959.4 | 4428 | 4428 | 24.6 | 9827.7 | 305.79 | 15.74 | -59.48 | 9.89 | 20 | 14.69 | 0 | 0.2 | 0.2 | 1 | 0.2 | 0 | 3721.91 | 0 | 2097.79 | 0 | 4508.62 | 0 | 1928.03 | 0 | 276.52 | 0 | 117.04 | 0 | 220.25 | 0 | 107.57 | 280.21
2769 | 10 | 1411.34 | 660 | 131.35 | 2202.69 | 740.21 | 177.65 | 11280.86 | 3120.55 | 14223.76 | 190.84 | 26313.57 | 2142.75 | 959.4 | 4428 | 4428 | 24.6 | 9827.7 | 311.83 | 21.78 | -56.65 | 12.72 | 21.78 | 0 | 0 | 0.2 | 0.2 | 1 | 0.2 | 0 | 8371.07 | 0 | 5080.65 | 0 | 9009.22 | 0 | 3852.63 | 0 | 621.93 | 0 | 283.45 | 0 | 440.12 | 0 | 214.94 | 582.3
2770 | 11.7 | 1411.34 | 660 | 131.35 | 2202.69 | 740.21 | 177.65 | 11280.86 | 3120.55 | 14223.76 | 190.84 | 57614.76 | 4700.92 | 959.4 | 4428 | 4428 | 24.6 | 9827.7 | 323.26 | 33.21 | -52.63 | 16.75 | 23.9 | 0 | 0 | 0.2 | 0.2 | 1 | 0.2 | 0 | 18801.39 | 0 | 15451.82 | 0 | 16363.85 | 0 | 6997.7 | 0 | 1396.86 | 0 | 862.07 | 0 | 799.4 | 0 | 390.41 | 1252.17
2771 | 12.4 | 1411.34 | 660 | 131.35 | 2202.69 | 740.21 | 177.65 | 11280.86 | 3120.55 | 14223.76 | 190.84 | 21525.73 | 3539.5 | 959.4 | 4428 | 4428 | 24.6 | 9827.7 | 313.17 | 23.12 | -54.52 | 14.86 | 23.12 | 0 | 0 | 0.2 | 0.2 | 1 | 0.2 | 0 | 6109.32 | 0 | 4243.27 | 0 | 7826.35 | 0 | 3346.79 | 0 | 907.79 | 0 | 473.47 | 0 | 764.66 | 0 | 373.44 | 1020.13
2772 | 11.2 | 1411.34 | 660 | 131.35 | 2202.69 | 740.21 | 177.65 | 11280.86 | 3120.55 | 14223.76 | 190.84 | 17234.73 | 1418.71 | 959.4 | 4428 | 4428 | 24.6 | 9827.7 | 310.19 | 20.14 | -56.15 | 13.23 | 20.14 | 0 | 0 | 0.2 | 0.2 | 1 | 0.2 | 0 | 4943.49 | 0 | 2863.79 | 0 | 6608.79 | 0 | 2818.65 | 0 | 367.28 | 0 | 159.77 | 0 | 322.85 | 0 | 157.26 | 411.55
2773 | 8.3 | 1411.34 | 660 | 131.35 | 2202.69 | 740.21 | 177.65 | 11280.86 | 3120.55 | 14223.76 | 190.84 | 13691.78 | 1128.38 | 959.4 | 4428 | 4428 | 24.6 | 9827.7 | 306.34 | 16.29 | -59.28 | 10.1 | 20 | 12.8 | 0 | 0.2 | 0.2 | 1 | 0.2 | 0 | 3927.07 | 0 | 2260.19 | 0 | 5265.4 | 0 | 2239.12 | 0 | 291.76 | 0 | 126.1 | 0 | 257.22 | 0 | 124.92 | 328.37
2774 | 8.6 | 1411.34 | 660 | 131.35 | 2202.69 | 740.21 | 177.65 | 11280.86 | 3120.55 | 14223.76 | 190.84 | 23220.7 | 1903.29 | 959.4 | 4428 | 4428 | 24.6 | 9827.7 | 309.59 | 19.54 | -58.26 | 11.11 | 20 | 1.58 | 0 | 0.2 | 0.2 | 1 | 0.2 | 0 | 6636.04 | 0 | 3823.93 | 0 | 8977.02 | 0 | 3783.71 | 0 | 493.03 | 0 | 213.34 | 0 | 438.54 | 0 | 211.1 | 547.28
2775 | 9.6 | 1411.34 | 660 | 131.35 | 2202.69 | 740.21 | 177.65 | 11280.86 | 3120.55 | 14223.76 | 190.84 | 44030.73 | 3566 | 959.4 | 4428 | 4428 | 24.6 | 9827.7 | 317.02 | 26.97 | -55.72 | 13.66 | 23.9 | 0 | 0 | 0.2 | 0.2 | 1 | 0.2 | 0 | 12057.54 | 0 | 7083.41 | 0 | 18014.86 | 0 | 6874.91 | 0 | 895.82 | 0 | 395.19 | 0 | 880.06 | 0 | 383.56 | 1011.37
2776 | 9.3 | 1411.34 | 660 | 131.35 | 2202.69 | 740.21 | 177.65 | 11280.86 | 3120.55 | 14223.76 | 190.84 | 11948.76 | 1954.59 | 959.4 | 4428 | 4428 | 24.6 | 9827.7 | 307.13 | 17.08 | -58.35 | 11.02 | 20 | 10.08 | 0 | 0.2 | 0.2 | 1 | 0.2 | 0 | 3397.7 | 0 | 1937.29 | 0 | 4671.48 | 0 | 1942.29 | 0 | 504.87 | 0 | 216.17 | 0 | 456.42 | 0 | 216.72 | 560.41
2777 | 8.1 | 1411.34 | 660 | 131.35 | 2202.69 | 740.21 | 177.65 | 11280.86 | 3120.55 | 14223.76 | 190.84 | 10545.28 | 869.46 | 959.4 | 4428 | 4428 | 24.6 | 9827.7 | 305.16 | 15.11 | -59.71 | 9.67 | 20 | 16.85 | 0 | 0.2 | 0.2 | 1 | 0.2 | 0 | 3005.97 | 0 | 1713.93 | 0 | 4097.23 | 0 | 1728.16 | 0 | 223.33 | 0 | 95.62 | 0 | 200.16 | 0 | 96.42 | 253.94
2778 | 7.8 | 1411.34 | 660 | 131.35 | 2202.69 | 740.21 | 444.13 | 11547.34 | 3387.03 | 14490.24 | 190.84 | 6491.48 | 536.45 | 2398.5 | 11070 | 11070 | 61.5 | 24569.25 | 288.08 | 17.11 | -58.07 | 10.05 | 20 | 10.68 | 0 | 0.5 | 0.5 | 1 | 0.5 | 0 | 1846.37 | 0 | 1052.75 | 0 | 2522.23 | 0 | 1070.12 | 0 | 137.18 | 0 | 58.73 | 0 | 123.22 | 0 | 59.7 | 157.62
2779 | 8.1 | 1411.34 | 660 | 131.35 | 2202.69 | 740.21 | 444.13 | 11547.34 | 3387.03 | 14490.24 | 190.84 | 1408.65 | 117.29 | 2398.5 | 11070 | 11070 | 61.5 | 24569.25 | 286.87 | 15.89 | -58.15 | 9.97 | 20 | 15.16 | 0 | 0.5 | 0.5 | 1 | 0.5 | 0 | 402.61 | 0 | 229.56 | 0 | 543.81 | 0 | 232.67 | 0 | 29.91 | 0 | 12.81 | 0 | 26.57 | 0 | 12.98 | 35.03
2780 | 9.4 | 1411.34 | 660 | 131.35 | 2202.69 | 740.21 | 444.13 | 11547.34 | 3387.03 | 14490.24 | 190.84 | 0 | 0 | 2398.5 | 11070 | 11070 | 61.5 | 24569.25 | 287.65 | 16.67 | -56.97 | 11.15 | 20 | 12.29 | 0 | 0.5 | 0.5 | 1 | 0.5 | 0 | 0 | 0 | 0 | 0 | 0 | 0 | 0 | 0 | 0 | 0 | 0 | 0 | 0 | 0 | 0 | 0
2781 | 7.9 | 1411.34 | 660 | 131.35 | 2202.69 | 740.21 | 444.13 | 11547.34 | 3387.03 | 14490.24 | 190.84 | 0 | 0 | 2398.5 | 11070 | 11070 | 61.5 | 24569.25 | 286.27 | 15.29 | -58.45 | 9.67 | 20 | 17.37 | 0 | 0.5 | 0.5 | 1 | 0.5 | 0 | 0 | 0 | 0 | 0 | 0 | 0 | 0 | 0 | 0 | 0 | 0 | 0 | 0 | 0 | 0 | 0
2782 | 7.1 | 1411.34 | 660 | 131.35 | 2202.69 | 740.21 | 444.13 | 11547.34 | 3387.03 | 14490.24 | 190.84 | 0 | 0 | 2398.5 | 11070 | 11070 | 61.5 | 24569.25 | 285.54 | 14.56 | -59.24 | 8.88 | 20 | 20.08 | 0 | 0.5 | 0.5 | 1 | 0.5 | 0 | 0 | 0 | 0 | 0 | 0 | 0 | 0 | 0 | 0 | 0 | 0 | 0 | 0 | 0 | 0 | 0
2783 | 7.4 | 1411.34 | 660 | 131.35 | 2202.69 | 740.21 | 444.13 | 11547.34 | 3387.03 | 14490.24 | 190.84 | 0 | 0 | 2398.5 | 11070 | 11070 | 61.5 | 24569.25 | 285.81 | 14.83 | -58.94 | 9.17 | 20 | 19.06 | 0 | 0.5 | 0.5 | 1 | 0.5 | 0 | 0 | 0 | 0 | 0 | 0 | 0 | 0 | 0 | 0 | 0 | 0 | 0 | 0 | 0 | 0 | 0
2784 | 7.8 | 1411.34 | 660 | 131.35 | 2202.69 | 740.21 | 444.13 | 11547.34 | 3387.03 | 14490.24 | 190.84 | 0 | 0 | 2398.5 | 11070 | 11070 | 61.5 | 24569.25 | 286.18 | 15.2 | -58.55 | 9.57 | 20 | 17.71 | 0 | 0.5 | 0.5 | 1 | 0.5 | 0 | 0 | 0 | 0 | 0 | 0 | 0 | 0 | 0 | 0 | 0 | 0 | 0 | 0 | 0 | 0 | 0
2785 | 8.3 | 1411.34 | 660 | 131.35 | 2202.69 | 740.21 | 444.13 | 11547.34 | 3387.03 | 14490.24 | 190.84 | 0 | 0 | 2398.5 | 2214 | 2214 | 61.5 | 6857.25 | 281.84 | 10.86 | -59.26 | 8.85 | 20 | 33.73 | 0 | 0.5 | 0.1 | 0.5 | 0.5 | 0 | 0 | 0 | 0 | 0 | 0 | 0 | 0 | 0 | 0 | 0 | 0 | 0 | 0 | 0 | 0 | 0
2786 | 8.4 | 1411.34 | 660 | 131.35 | 2202.69 | 740.21 | 444.13 | 11547.34 | 3387.03 | 14490.24 | 190.84 | 0 | 0 | 2398.5 | 2214 | 2214 | 61.5 | 6857.25 | 281.93 | 10.95 | -59.16 | 8.95 | 20 | 33.39 | 0 | 0.5 | 0.1 | 0.5 | 0.5 | 0 | 0 | 0 | 0 | 0 | 0 | 0 | 0 | 0 | 0 | 0 | 0 | 0 | 0 | 0 | 0 | 0
2787 | 8.3 | 1411.34 | 660 | 131.35 | 2202.69 | 740.21 | 444.13 | 11547.34 | 3387.03 | 14490.24 | 190.84 | 0 | 0 | 2398.5 | 2214 | 2214 | 61.5 | 6857.25 | 281.84 | 10.86 | -59.26 | 8.85 | 20 | 33.73 | 0 | 0.5 | 0.1 | 0.5 | 0.5 | 0 | 0 | 0 | 0 | 0 | 0 | 0 | 0 | 0 | 0 | 0 | 0 | 0 | 0 | 0 | 0 | 0
2788 | 7.7 | 1411.34 | 660 | 131.35 | 2202.69 | 740.21 | 444.13 | 11547.34 | 3387.03 | 14490.24 | 190.84 | 0 | 0 | 2398.5 | 2214 | 2214 | 61.5 | 6857.25 | 281.29 | 10.31 | -59.85 | 8.26 | 20 | 35.76 | 0 | 0.5 | 0.1 | 0.5 | 0.5 | 0 | 0 | 0 | 0 | 0 | 0 | 0 | 0 | 0 | 0 | 0 | 0 | 0 | 0 | 0 | 0 | 0
2789 | 7.6 | 1411.34 | 660 | 131.35 | 2202.69 | 740.21 | 444.13 | 11547.34 | 3387.03 | 14490.24 | 190.84 | 0 | 0 | 2398.5 | 2214 | 2214 | 61.5 | 6857.25 | 281.2 | 10.22 | -59.95 | 8.16 | 20 | 36.1 | 0 | 0.5 | 0.1 | 0.5 | 0.5 | 0 | 0 | 0 | 0 | 0 | 0 | 0 | 0 | 0 | 0 | 0 | 0 | 0 | 0 | 0 | 0 | 0
2790 | 7.2 | 1411.34 | 660 | 131.35 | 2202.69 | 740.21 | 444.13 | 11547.34 | 3387.03 | 14490.24 | 190.84 | 0 | 0 | 2398.5 | 2214 | 2214 | 61.5 | 6857.25 | 280.83 | 9.85 | -60.35 | 7.77 | 20 | 37.45 | 0 | 0.5 | 0.1 | 0.5 | 0.5 | 0 | 0 | 0 | 0 | 0 | 0 | 0 | 0 | 0 | 0 | 0 | 0 | 0 | 0 | 0 | 0 | 0
2791 | 8.3 | 1411.34 | 660 | 131.35 | 2202.69 | 740.21 | 444.13 | 11547.34 | 3387.03 | 14490.24 | 190.84 | 65183.86 | 4858.64 | 2398.5 | 2214 | 2214 | 61.5 | 6857.25 | 300.82 | 29.84 | -54.49 | 13.63 | 23.9 | 0 | 0 | 0.5 | 0.1 | 0.5 | 0.5 | 0 | 44552.75 | 0 | 15044.2 | 0 | 3913.41 | 0 | 1673.5 | 0 | 3310.07 | 0 | 839.33 | 0 | 191.18 | 0 | 93.37 | 424.69
2792 | 8.9 | 1411.34 | 660 | 131.35 | 2202.69 | 740.21 | 177.65 | 11280.86 | 3120.55 | 14223.76 | 190.84 | 35080.14 | 5405.96 | 959.4 | 4428 | 4428 | 24.6 | 9827.7 | 314.47 | 24.42 | -56.9 | 12.47 | 23.9 | 0 | 0 | 0.2 | 0.2 | 1 | 0.2 | 0 | 18770.86 | 0 | 9565.67 | 0 | 4723.63 | 0 | 2019.97 | 0 | 2789.18 | 0 | 1067.36 | 0 | 461.52 | 0 | 225.39 | 862.51
2793 | 9 | 1411.34 | 660 | 131.35 | 2202.69 | 740.21 | 177.65 | 11280.86 | 3120.55 | 14223.76 | 190.84 | 49489.59 | 7868.74 | 959.4 | 4428 | 4428 | 24.6 | 9827.7 | 319.46 | 29.41 | -55.63 | 13.74 | 23.9 | 0 | 0 | 0.2 | 0.2 | 1 | 0.2 | 0 | 23466.64 | 0 | 16837.03 | 0 | 6434.38 | 0 | 2751.54 | 0 | 3486.93 | 0 | 1878.71 | 0 | 628.66 | 0 | 307.02 | 1567.4
2794 | 9.8 | 1411.34 | 660 | 131.35 | 2202.69 | 740.21 | 177.65 | 11280.86 | 3120.55 | 14223.76 | 190.84 | 38222.9 | 6262.86 | 959.4 | 4428 | 4428 | 24.6 | 9827.7 | 316.45 | 26.4 | -55.74 | 13.64 | 23.9 | 0 | 0 | 0.2 | 0.2 | 1 | 0.2 | 0 | 13286.64 | 0 | 12328.94 | 0 | 8830.94 | 0 | 3776.39 | 0 | 1974.28 | 0 | 1375.69 | 0 | 862.82 | 0 | 421.38 | 1628.7
2795 | 10.4 | 1411.34 | 660 | 131.35 | 2202.69 | 740.21 | 177.65 | 11280.86 | 3120.55 | 14223.76 | 190.84 | 38214.62 | 6467.42 | 959.4 | 4428 | 4428 | 24.6 | 9827.7 | 317.05 | 27 | -55.13 | 14.24 | 23.9 | 0 | 0 | 0.2 | 0.2 | 1 | 0.2 | 0 | 10163.47 | 0 | 13342.31 | 0 | 10302.97 | 0 | 4405.87 | 0 | 1510.2 | 0 | 1488.76 | 0 | 1006.64 | 0 | 491.62 | 1970.2
2796 | 11.1 | 1411.34 | 660 | 131.35 | 2202.69 | 740.21 | 177.65 | 11280.86 | 3120.55 | 14223.76 | 190.84 | 39986.26 | 6704.17 | 959.4 | 4428 | 4428 | 24.6 | 9827.7 | 318.26 | 28.21 | -54.3 | 15.07 | 23.9 | 0 | 0 | 0.2 | 0.2 | 1 | 0.2 | 0 | 8420.01 | 0 | 12569.7 | 0 | 14195.68 | 0 | 4800.88 | 0 | 1251.14 | 0 | 1402.55 | 0 | 1386.97 | 0 | 535.69 | 2127.82
2797 | 11 | 1411.34 | 660 | 131.35 | 2202.69 | 740.21 | 177.65 | 11280.86 | 3120.55 | 14223.76 | 190.84 | 35006.93 | 5654.28 | 959.4 | 4428 | 4428 | 24.6 | 9827.7 | 316.43 | 26.38 | -54.82 | 14.56 | 23.9 | 0 | 0 | 0.2 | 0.2 | 1 | 0.2 | 0 | 8072.86 | 0 | 7516.69 | 0 | 14814.44 | 0 | 4602.95 | 0 | 1199.56 | 0 | 838.73 | 0 | 1447.43 | 0 | 513.61 | 1654.97
2798 | 9.6 | 1411.34 | 660 | 131.35 | 2202.69 | 740.21 | 177.65 | 11280.86 | 3120.55 | 14223.76 | 190.84 | 26607.81 | 4310.62 | 959.4 | 4428 | 4428 | 24.6 | 9827.7 | 312.33 | 22.28 | -56.88 | 12.5 | 22.28 | 0 | 0 | 0.2 | 0.2 | 1 | 0.2 | 0 | 7110.7 | 0 | 4506.4 | 0 | 10936.37 | 0 | 4054.35 | 0 | 1056.59 | 0 | 502.83 | 0 | 1068.52 | 0 | 452.39 | 1230.28
2799 | 10.8 | 1411.34 | 660 | 131.35 | 2202.69 | 740.21 | 177.65 | 11280.86 | 3120.55 | 14223.76 | 190.84 | 72971.07 | 5713.69 | 959.4 | 4428 | 4428 | 24.6 | 9827.7 | 327.21 | 37.16 | -52.38 | 17 | 23.9 | 0 | 0 | 0.2 | 0.2 | 1 | 0.2 | 0 | 15616.18 | 0 | 10697.12 | 0 | 37753.81 | 0 | 8903.96 | 0 | 1160.21 | 0 | 596.8 | 0 | 1844.34 | 0 | 496.76 | 1615.56
2800 | 10.9 | 1411.34 | 660 | 131.35 | 2202.69 | 740.21 | 177.65 | 11280.86 | 3120.55 | 14223.76 | 190.84 | 36796.61 | 5647.14 | 959.4 | 4428 | 4428 | 24.6 | 9827.7 | 316.85 | 26.8 | -54.79 | 14.58 | 23.9 | 0 | 0 | 0.2 | 0.2 | 1 | 0.2 | 0 | 7309.33 | 0 | 4167.6 | 0 | 20741.69 | 0 | 4577.99 | 0 | 1086.1 | 0 | 465.03 | 0 | 2026.54 | 0 | 510.82 | 1558.65
2801 | 10.1 | 1411.34 | 660 | 131.35 | 2202.69 | 740.21 | 177.65 | 11280.86 | 3120.55 | 14223.76 | 190.84 | 25724.1 | 3897.41 | 959.4 | 4428 | 4428 | 24.6 | 9827.7 | 312.41 | 22.36 | -56.47 | 12.9 | 22.36 | 0 | 0 | 0.2 | 0.2 | 1 | 0.2 | 0 | 5383.24 | 0 | 3069.39 | 0 | 13224.4 | 0 | 4047.08 | 0 | 799.9 | 0 | 342.49 | 0 | 1292.07 | 0 | 451.58 | 1011.37
2802 | 10.6 | 1411.34 | 660 | 131.35 | 2202.69 | 740.21 | 444.13 | 11547.34 | 3387.03 | 14490.24 | 190.84 | 42495.56 | 3139.87 | 2398.5 | 11070 | 11070 | 61.5 | 24569.25 | 301.19 | 30.21 | -52.68 | 15.44 | 23.9 | 0 | 0 | 0.5 | 0.5 | 1 | 0.5 | 0 | 8281.96 | 0 | 4722.17 | 0 | 21680.66 | 0 | 7810.77 | 0 | 615.31 | 0 | 263.45 | 0 | 1059.14 | 0 | 435.77 | 766.19
2803 | 9.1 | 1411.34 | 660 | 131.35 | 2202.69 | 740.21 | 444.13 | 11547.34 | 3387.03 | 14490.24 | 190.84 | 5313.51 | 862.82 | 2398.5 | 11070 | 11070 | 61.5 | 24569.25 | 289.16 | 18.19 | -56.84 | 11.27 | 20 | 6.69 | 0 | 0.5 | 0.5 | 1 | 0.5 | 0 | 1460.97 | 0 | 833.01 | 0 | 2112.72 | 0 | 906.81 | 0 | 217.09 | 0 | 92.95 | 0 | 206.42 | 0 | 101.18 | 245.18
2804 | 8.3 | 1411.34 | 660 | 131.35 | 2202.69 | 740.21 | 444.13 | 11547.34 | 3387.03 | 14490.24 | 190.84 | 1464.23 | 120.17 | 2398.5 | 11070 | 11070 | 61.5 | 24569.25 | 287.07 | 16.09 | -57.95 | 10.17 | 20 | 14.43 | 0 | 0.5 | 0.5 | 1 | 0.5 | 0 | 402.59 | 0 | 229.55 | 0 | 575.86 | 0 | 256.23 | 0 | 29.91 | 0 | 12.81 | 0 | 28.13 | 0 | 14.3 | 35.03
2805 | 8.3 | 1411.34 | 660 | 131.35 | 2202.69 | 740.21 | 444.13 | 11547.34 | 3387.03 | 14490.24 | 190.84 | 0 | 0 | 2398.5 | 11070 | 11070 | 61.5 | 24569.25 | 286.64 | 15.66 | -58.05 | 10.06 | 20 | 16.01 | 0 | 0.5 | 0.5 | 1 | 0.5 | 0 | 0 | 0 | 0 | 0 | 0 | 0 | 0 | 0 | 0 | 0 | 0 | 0 | 0 | 0 | 0 | 0
2806 | 8.7 | 1411.34 | 660 | 131.35 | 2202.69 | 740.21 | 444.13 | 11547.34 | 3387.03 | 14490.24 | 190.84 | 0 | 0 | 2398.5 | 11070 | 11070 | 61.5 | 24569.25 | 287 | 16.03 | -57.66 | 10.46 | 20 | 14.66 | 0 | 0.5 | 0.5 | 1 | 0.5 | 0 | 0 | 0 | 0 | 0 | 0 | 0 | 0 | 0 | 0 | 0 | 0 | 0 | 0 | 0 | 0 | 0
2807 | 9.1 | 1411.34 | 660 | 131.35 | 2202.69 | 740.21 | 444.13 | 11547.34 | 3387.03 | 14490.24 | 190.84 | 0 | 0 | 2398.5 | 11070 | 11070 | 61.5 | 24569.25 | 287.37 | 16.4 | -57.26 | 10.85 | 20 | 13.3 | 0 | 0.5 | 0.5 | 1 | 0.5 | 0 | 0 | 0 | 0 | 0 | 0 | 0 | 0 | 0 | 0 | 0 | 0 | 0 | 0 | 0 | 0 | 0
2808 | 9.1 | 1411.34 | 660 | 131.35 | 2202.69 | 740.21 | 444.13 | 11547.34 | 3387.03 | 14490.24 | 190.84 | 0 | 0 | 2398.5 | 11070 | 11070 | 61.5 | 24569.25 | 287.37 | 16.4 | -57.26 | 10.85 | 20 | 13.3 | 0 | 0.5 | 0.5 | 1 | 0.5 | 0 | 0 | 0 | 0 | 0 | 0 | 0 | 0 | 0 | 0 | 0 | 0 | 0 | 0 | 0 | 0 | 0
2809 | 8.9 | 1411.34 | 660 | 131.35 | 2202.69 | 740.21 | 444.13 | 11547.34 | 3387.03 | 14490.24 | 190.84 | 0 | 0 | 2398.5 | 2214 | 2214 | 61.5 | 6857.25 | 282.39 | 11.41 | -58.67 | 9.45 | 20 | 31.69 | 0 | 0.5 | 0.1 | 0.5 | 0.5 | 0 | 0 | 0 | 0 | 0 | 0 | 0 | 0 | 0 | 0 | 0 | 0 | 0 | 0 | 0 | 0 | 0
2810 | 9 | 1411.34 | 660 | 131.35 | 2202.69 | 740.21 | 444.13 | 11547.34 | 3387.03 | 14490.24 | 190.84 | 0 | 0 | 2398.5 | 2214 | 2214 | 61.5 | 6857.25 | 282.48 | 11.5 | -58.57 | 9.55 | 20 | 31.35 | 0 | 0.5 | 0.1 | 0.5 | 0.5 | 0 | 0 | 0 | 0 | 0 | 0 | 0 | 0 | 0 | 0 | 0 | 0 | 0 | 0 | 0 | 0 | 0
2811 | 8.3 | 1411.34 | 660 | 131.35 | 2202.69 | 740.21 | 444.13 | 11547.34 | 3387.03 | 14490.24 | 190.84 | 0 | 0 | 2398.5 | 2214 | 2214 | 61.5 | 6857.25 | 281.84 | 10.86 | -59.26 | 8.85 | 20 | 33.73 | 0 | 0.5 | 0.1 | 0.5 | 0.5 | 0 | 0 | 0 | 0 | 0 | 0 | 0 | 0 | 0 | 0 | 0 | 0 | 0 | 0 | 0 | 0 | 0
2812 | 7.7 | 1411.34 | 660 | 131.35 | 2202.69 | 740.21 | 444.13 | 11547.34 | 3387.03 | 14490.24 | 190.84 | 0 | 0 | 2398.5 | 2214 | 2214 | 61.5 | 6857.25 | 281.29 | 10.31 | -59.85 | 8.26 | 20 | 35.76 | 0 | 0.5 | 0.1 | 0.5 | 0.5 | 0 | 0 | 0 | 0 | 0 | 0 | 0 | 0 | 0 | 0 | 0 | 0 | 0 | 0 | 0 | 0 | 0
2813 | 7.7 | 1411.34 | 660 | 131.35 | 2202.69 | 740.21 | 444.13 | 11547.34 | 3387.03 | 14490.24 | 190.84 | 0 | 0 | 2398.5 | 2214 | 2214 | 61.5 | 6857.25 | 281.29 | 10.31 | -59.85 | 8.26 | 20 | 35.76 | 0 | 0.5 | 0.1 | 0.5 | 0.5 | 0 | 0 | 0 | 0 | 0 | 0 | 0 | 0 | 0 | 0 | 0 | 0 | 0 | 0 | 0 | 0 | 0
2814 | 7.8 | 1411.34 | 660 | 131.35 | 2202.69 | 740.21 | 444.13 | 11547.34 | 3387.03 | 14490.24 | 190.84 | 0 | 0 | 2398.5 | 2214 | 2214 | 61.5 | 6857.25 | 281.38 | 10.4 | -59.75 | 8.36 | 20 | 35.42 | 0 | 0.5 | 0.1 | 0.5 | 0.5 | 0 | 0 | 0 | 0 | 0 | 0 | 0 | 0 | 0 | 0 | 0 | 0 | 0 | 0 | 0 | 0 | 0
2815 | 7.9 | 1411.34 | 660 | 131.35 | 2202.69 | 740.21 | 444.13 | 11547.34 | 3387.03 | 14490.24 | 190.84 | 2006.01 | 166.1 | 2398.5 | 2214 | 2214 | 61.5 | 6857.25 | 282.06 | 11.08 | -59.51 | 8.61 | 20 | 32.91 | 0 | 0.5 | 0.1 | 0.5 | 0.5 | 0 | 605.58 | 0 | 333.91 | 0 | 747.05 | 0 | 319.46 | 0 | 44.99 | 0 | 18.63 | 0 | 36.49 | 0 | 17.82 | 48.16
2816 | 7.8 | 1411.34 | 660 | 131.35 | 2202.69 | 740.21 | 444.13 | 11547.34 | 3387.03 | 14490.24 | 190.84 | 5628.83 | 465.67 | 2398.5 | 11070 | 11070 | 61.5 | 24569.25 | 287.83 | 16.85 | -58.13 | 9.98 | 20 | 11.61 | 0 | 0.5 | 0.5 | 1 | 0.5 | 0 | 1656.25 | 0 | 939.47 | 0 | 2124.57 | 0 | 908.54 | 0 | 123.05 | 0 | 52.41 | 0 | 103.79 | 0 | 50.69 | 135.72
2817 | 8 | 1411.34 | 660 | 131.35 | 2202.69 | 740.21 | 444.13 | 11547.34 | 3387.03 | 14490.24 | 190.84 | 5914.73 | 490.55 | 2398.5 | 11070 | 11070 | 61.5 | 24569.25 | 288.1 | 17.12 | -57.91 | 10.2 | 20 | 10.62 | 0 | 0.5 | 0.5 | 1 | 0.5 | 0 | 1714.24 | 0 | 981.61 | 0 | 2254.7 | 0 | 964.18 | 0 | 127.36 | 0 | 54.76 | 0 | 110.15 | 0 | 53.79 | 144.48
2818 | 8.2 | 1411.34 | 660 | 131.35 | 2202.69 | 740.21 | 444.13 | 11547.34 | 3387.03 | 14490.24 | 190.84 | 13134.76 | 1083.52 | 2398.5 | 11070 | 11070 | 61.5 | 24569.25 | 290.4 | 19.42 | -57.18 | 10.93 | 20 | 2.13 | 0 | 0.5 | 0.5 | 1 | 0.5 | 0 | 3795.17 | 0 | 2192.24 | 0 | 5006.43 | 0 | 2140.91 | 0 | 281.96 | 0 | 122.31 | 0 | 244.57 | 0 | 119.44 | 315.23
2819 | 9.2 | 1411.34 | 660 | 131.35 | 2202.69 | 740.21 | 444.13 | 11547.34 | 3387.03 | 14490.24 | 190.84 | 17237.06 | 1419.24 | 2398.5 | 11070 | 11070 | 61.5 | 24569.25 | 292.52 | 21.54 | -55.9 | 12.22 | 21.54 | 0 | 0 | 0.5 | 0.5 | 1 | 0.5 | 0 | 4956.76 | 0 | 2876.97 | 0 | 6586.66 | 0 | 2816.66 | 0 | 368.27 | 0 | 160.51 | 0 | 321.77 | 0 | 157.14 | 411.55
2820 | 12.1 | 1411.34 | 660 | 131.35 | 2202.69 | 740.21 | 444.13 | 11547.34 | 3387.03 | 14490.24 | 190.84 | 45250.73 | 3706.29 | 2398.5 | 11070 | 11070 | 61.5 | 24569.25 | 303.44 | 32.46 | -50.97 | 17.15 | 23.9 | 0 | 0 | 0.5 | 0.5 | 1 | 0.5 | 0 | 12578.47 | 0 | 8302.74 | 0 | 17197.59 | 0 | 7171.94 | 0 | 934.52 | 0 | 463.22 | 0 | 840.13 | 0 | 400.13 | 1068.29
2821 | 12.3 | 1411.34 | 660 | 131.35 | 2202.69 | 740.21 | 444.13 | 11547.34 | 3387.03 | 14490.24 | 190.84 | 27246.24 | 4439.1 | 2398.5 | 11070 | 11070 | 61.5 | 24569.25 | 299.01 | 28.04 | -51.95 | 16.17 | 23.9 | 0 | 0 | 0.5 | 0.5 | 1 | 0.5 | 0 | 7313.31 | 0 | 4940.96 | 0 | 10822.1 | 0 | 4169.87 | 0 | 1086.69 | 0 | 551.32 | 0 | 1057.36 | 0 | 465.28 | 1278.44
2822 | 12.3 | 1411.34 | 660 | 131.35 | 2202.69 | 740.21 | 444.13 | 11547.34 | 3387.03 | 14490.24 | 190.84 | 21648.84 | 3518.56 | 2398.5 | 11070 | 11070 | 61.5 | 24569.25 | 297.25 | 26.27 | -52.39 | 15.72 | 23.9 | 0 | 0 | 0.5 | 0.5 | 1 | 0.5 | 0 | 6040.27 | 0 | 3601.57 | 0 | 8562.99 | 0 | 3444.02 | 0 | 897.53 | 0 | 401.87 | 0 | 836.64 | 0 | 384.29 | 998.23
2823 | 12.1 | 1411.34 | 660 | 131.35 | 2202.69 | 740.21 | 444.13 | 11547.34 | 3387.03 | 14490.24 | 190.84 | 23056.83 | 3732.11 | 2398.5 | 11070 | 11070 | 61.5 | 24569.25 | 297.5 | 26.53 | -52.48 | 15.64 | 23.9 | 0 | 0 | 0.5 | 0.5 | 1 | 0.5 | 0 | 6268 | 0 | 3695.06 | 0 | 9519.92 | 0 | 3573.86 | 0 | 931.37 | 0 | 412.3 | 0 | 930.13 | 0 | 398.78 | 1059.53
2824 | 13.4 | 1411.34 | 660 | 131.35 | 2202.69 | 740.21 | 444.13 | 11547.34 | 3387.03 | 14490.24 | 190.84 | 14918.08 | 2431.77 | 2398.5 | 11070 | 11070 | 61.5 | 24569.25 | 296.14 | 25.16 | -51.84 | 16.28 | 23.9 | 0 | 0 | 0.5 | 0.5 | 1 | 0.5 | 0 | 4232.17 | 0 | 2413.08 | 0 | 5851.56 | 0 | 2421.26 | 0 | 628.86 | 0 | 269.26 | 0 | 571.72 | 0 | 270.17 | 691.76
2825 | 13.3 | 1411.34 | 660 | 131.35 | 2202.69 | 740.21 | 444.13 | 11547.34 | 3387.03 | 14490.24 | 190.84 | 20235.25 | 3209.67 | 2398.5 | 11070 | 11070 | 61.5 | 24569.25 | 297.7 | 26.72 | -51.52 | 16.59 | 23.9 | 0 | 0 | 0.5 | 0.5 | 1 | 0.5 | 0 | 5077.79 | 0 | 2895.23 | 0 | 9001.33 | 0 | 3260.9 | 0 | 754.51 | 0 | 323.06 | 0 | 879.46 | 0 | 363.86 | 888.78
2826 | 13.7 | 1411.34 | 660 | 131.35 | 2202.69 | 740.21 | 444.13 | 11547.34 | 3387.03 | 14490.24 | 190.84 | 22811.14 | 3355.65 | 2398.5 | 11070 | 11070 | 61.5 | 24569.25 | 298.8 | 27.83 | -50.94 | 17.17 | 23.9 | 0 | 0 | 0.5 | 0.5 | 1 | 0.5 | 0 | 4316.72 | 0 | 2461.29 | 0 | 11800.24 | 0 | 4232.9 | 0 | 641.43 | 0 | 274.64 | 0 | 1152.93 | 0 | 472.32 | 814.35
2827 | 13.1 | 1411.34 | 660 | 131.35 | 2202.69 | 740.21 | 444.13 | 11547.34 | 3387.03 | 14490.24 | 190.84 | 16816.03 | 2381.67 | 2398.5 | 11070 | 11070 | 61.5 | 24569.25 | 296.36 | 25.39 | -52.01 | 16.11 | 23.9 | 0 | 0 | 0.5 | 0.5 | 1 | 0.5 | 0 | 2805.07 | 0 | 1599.38 | 0 | 8611.67 | 0 | 3799.89 | 0 | 416.81 | 0 | 178.46 | 0 | 841.39 | 0 | 424 | 521.01
2828 | 11.8 | 1411.34 | 660 | 131.35 | 2202.69 | 740.21 | 444.13 | 11547.34 | 3387.03 | 14490.24 | 190.84 | 4753.4 | 677.22 | 2398.5 | 11070 | 11070 | 61.5 | 24569.25 | 291.44 | 20.46 | -54.23 | 13.89 | 20.46 | 0 | 0 | 0.5 | 0.5 | 1 | 0.5 | 0 | 880.1 | 0 | 501.81 | 0 | 2177.68 | 0 | 1193.82 | 0 | 130.77 | 0 | 55.99 | 0 | 212.77 | 0 | 133.21 | 144.48
2829 | 11.3 | 1411.34 | 660 | 131.35 | 2202.69 | 740.21 | 444.13 | 11547.34 | 3387.03 | 14490.24 | 190.84 | 0 | 0 | 2398.5 | 11070 | 11070 | 61.5 | 24569.25 | 289.4 | 18.43 | -55.09 | 13.02 | 20 | 5.8 | 0 | 0.5 | 0.5 | 1 | 0.5 | 0 | 0 | 0 | 0 | 0 | 0 | 0 | 0 | 0 | 0 | 0 | 0 | 0 | 0 | 0 | 0 | 0
2830 | 11.4 | 1411.34 | 660 | 131.35 | 2202.69 | 740.21 | 444.13 | 11547.34 | 3387.03 | 14490.24 | 190.84 | 0 | 0 | 2398.5 | 11070 | 11070 | 61.5 | 24569.25 | 289.48 | 18.51 | -54.99 | 13.12 | 20 | 5.51 | 0 | 0.5 | 0.5 | 1 | 0.5 | 0 | 0 | 0 | 0 | 0 | 0 | 0 | 0 | 0 | 0 | 0 | 0 | 0 | 0 | 0 | 0 | 0
2831 | 10.7 | 1411.34 | 660 | 131.35 | 2202.69 | 740.21 | 444.13 | 11547.34 | 3387.03 | 14490.24 | 190.84 | 0 | 0 | 2398.5 | 11070 | 11070 | 61.5 | 24569.25 | 288.84 | 17.86 | -55.69 | 12.43 | 20 | 7.88 | 0 | 0.5 | 0.5 | 1 | 0.5 | 0 | 0 | 0 | 0 | 0 | 0 | 0 | 0 | 0 | 0 | 0 | 0 | 0 | 0 | 0 | 0 | 0
2832 | 7.4 | 1411.34 | 660 | 131.35 | 2202.69 | 740.21 | 444.13 | 11547.34 | 3387.03 | 14490.24 | 190.84 | 0 | 0 | 2398.5 | 11070 | 11070 | 61.5 | 24569.25 | 285.81 | 14.83 | -58.94 | 9.17 | 20 | 19.06 | 0 | 0.5 | 0.5 | 1 | 0.5 | 0 | 0 | 0 | 0 | 0 | 0 | 0 | 0 | 0 | 0 | 0 | 0 | 0 | 0 | 0 | 0 | 0
2833 | 7.3 | 1411.34 | 660 | 131.35 | 2202.69 | 740.21 | 444.13 | 11547.34 | 3387.03 | 14490.24 | 190.84 | 0 | 0 | 2398.5 | 2214 | 2214 | 61.5 | 6857.25 | 280.92 | 9.94 | -60.25 | 7.87 | 20 | 37.11 | 0 | 0.5 | 0.1 | 0.5 | 0.5 | 0 | 0 | 0 | 0 | 0 | 0 | 0 | 0 | 0 | 0 | 0 | 0 | 0 | 0 | 0 | 0 | 0
2834 | 7.7 | 1411.34 | 660 | 131.35 | 2202.69 | 740.21 | 444.13 | 11547.34 | 3387.03 | 14490.24 | 190.84 | 0 | 0 | 2398.5 | 2214 | 2214 | 61.5 | 6857.25 | 281.29 | 10.31 | -59.85 | 8.26 | 20 | 35.76 | 0 | 0.5 | 0.1 | 0.5 | 0.5 | 0 | 0 | 0 | 0 | 0 | 0 | 0 | 0 | 0 | 0 | 0 | 0 | 0 | 0 | 0 | 0 | 0
2835 | 7.5 | 1411.34 | 660 | 131.35 | 2202.69 | 740.21 | 444.13 | 11547.34 | 3387.03 | 14490.24 | 190.84 | 0 | 0 | 2398.5 | 2214 | 2214 | 61.5 | 6857.25 | 281.1 | 10.13 | -60.05 | 8.06 | 20 | 36.43 | 0 | 0.5 | 0.1 | 0.5 | 0.5 | 0 | 0 | 0 | 0 | 0 | 0 | 0 | 0 | 0 | 0 | 0 | 0 | 0 | 0 | 0 | 0 | 0
2836 | 5.8 | 1411.34 | 660 | 131.35 | 2202.69 | 740.21 | 444.13 | 11547.34 | 3387.03 | 14490.24 | 190.84 | 0 | 0 | 2398.5 | 2214 | 2214 | 61.5 | 6857.25 | 279.54 | 8.57 | -61.73 | 6.39 | 20 | 42.19 | 0 | 0.5 | 0.1 | 0.5 | 0.5 | 0 | 0 | 0 | 0 | 0 | 0 | 0 | 0 | 0 | 0 | 0 | 0 | 0 | 0 | 0 | 0 | 0
2837 | 6.7 | 1411.34 | 660 | 131.35 | 2202.69 | 740.21 | 444.13 | 11547.34 | 3387.03 | 14490.24 | 190.84 | 0 | 0 | 2398.5 | 2214 | 2214 | 61.5 | 6857.25 | 280.37 | 9.39 | -60.84 | 7.27 | 20 | 39.14 | 0 | 0.5 | 0.1 | 0.5 | 0.5 | 0 | 0 | 0 | 0 | 0 | 0 | 0 | 0 | 0 | 0 | 0 | 0 | 0 | 0 | 0 | 0 | 0
2838 | 6.5 | 1411.34 | 660 | 131.35 | 2202.69 | 740.21 | 444.13 | 11547.34 | 3387.03 | 14490.24 | 190.84 | 1466.5 | 120.75 | 2398.5 | 2214 | 2214 | 61.5 | 6857.25 | 280.62 | 9.64 | -60.93 | 7.19 | 20 | 38.23 | 0 | 0.5 | 0.1 | 0.5 | 0.5 | 0 | 422.17 | 0 | 240.71 | 0 | 562.9 | 0 | 240.71 | 0 | 31.37 | 0 | 13.43 | 0 | 27.5 | 0 | 13.43 | 35.03
2839 | 7.8 | 1411.34 | 660 | 131.35 | 2202.69 | 740.21 | 444.13 | 11547.34 | 3387.03 | 14490.24 | 190.84 | 68120.78 | 5076.63 | 2398.5 | 2214 | 2214 | 61.5 | 6857.25 | 301.21 | 30.24 | -54.77 | 13.35 | 23.9 | 0 | 0 | 0.5 | 0.1 | 0.5 | 0.5 | 0 | 46260.36 | 0 | 15506.61 | 0 | 4450.59 | 0 | 1903.21 | 0 | 3436.94 | 0 | 865.13 | 0 | 217.42 | 0 | 106.18 | 450.96
2840 | 8.7 | 1411.34 | 660 | 131.35 | 2202.69 | 740.21 | 444.13 | 11547.34 | 3387.03 | 14490.24 | 190.84 | 45661.5 | 7032.81 | 2398.5 | 11070 | 11070 | 61.5 | 24569.25 | 301.4 | 30.43 | -54.07 | 14.04 | 23.9 | 0 | 0 | 0.5 | 0.5 | 1 | 0.5 | 0 | 26137.92 | 0 | 13063.68 | 0 | 4524.91 | 0 | 1934.99 | 0 | 3883.86 | 0 | 1457.67 | 0 | 442.1 | 0 | 215.91 | 1033.26
2841 | 10.2 | 1411.34 | 660 | 131.35 | 2202.69 | 740.21 | 444.13 | 11547.34 | 3387.03 | 14490.24 | 190.84 | 60174.78 | 9630.81 | 2398.5 | 11070 | 11070 | 61.5 | 24569.25 | 307.42 | 36.44 | -51.42 | 16.69 | 23.9 | 0 | 0 | 0.5 | 0.5 | 1 | 0.5 | 0 | 30284.98 | 0 | 21833.47 | 0 | 5643.14 | 0 | 2413.19 | 0 | 4500.08 | 0 | 2436.23 | 0 | 551.36 | 0 | 269.27 | 1873.88
2842 | 8.1 | 1411.34 | 660 | 131.35 | 2202.69 | 740.21 | 444.13 | 11547.34 | 3387.03 | 14490.24 | 190.84 | 18785.37 | 3076.6 | 2398.5 | 11070 | 11070 | 61.5 | 24569.25 | 292.5 | 21.52 | -56.76 | 11.35 | 21.52 | 0 | 0 | 0.5 | 0.5 | 1 | 0.5 | 0 | 5658.27 | 0 | 3721.61 | 0 | 6588.18 | 0 | 2817.31 | 0 | 840.77 | 0 | 415.26 | 0 | 643.69 | 0 | 314.36 | 862.51
2843 | 7.6 | 1411.34 | 660 | 131.35 | 2202.69 | 740.21 | 444.13 | 11547.34 | 3387.03 | 14490.24 | 190.84 | 12533.69 | 1034.81 | 2398.5 | 11070 | 11070 | 61.5 | 24569.25 | 289.72 | 18.74 | -57.82 | 10.29 | 20 | 4.64 | 0 | 0.5 | 0.5 | 1 | 0.5 | 0 | 3605.43 | 0 | 2082.57 | 0 | 4795.14 | 0 | 2050.55 | 0 | 267.87 | 0 | 116.19 | 0 | 234.25 | 0 | 114.4 | 302.1
2844 | 8 | 1411.34 | 660 | 131.35 | 2202.69 | 740.21 | 444.13 | 11547.34 | 3387.03 | 14490.24 | 190.84 | 33519.91 | 2737.75 | 2398.5 | 11070 | 11070 | 61.5 | 24569.25 | 296.19 | 25.21 | -55.88 | 12.23 | 23.9 | 0 | 0 | 0.5 | 0.5 | 1 | 0.5 | 0 | 9588.46 | 0 | 5622.11 | 0 | 12842.23 | 0 | 5467.11 | 0 | 712.38 | 0 | 313.66 | 0 | 627.37 | 0 | 305.02 | 779.32
2845 | 11.4 | 1411.34 | 660 | 131.35 | 2202.69 | 740.21 | 444.13 | 11547.34 | 3387.03 | 14490.24 | 190.84 | 47297.82 | 7634.14 | 2398.5 | 11070 | 11070 | 61.5 | 24569.25 | 304.49 | 33.51 | -51.25 | 16.86 | 23.9 | 0 | 0 | 0.5 | 0.5 | 1 | 0.5 | 0 | 8411.16 | 0 | 12368.42 | 0 | 21722.41 | 0 | 4795.83 | 0 | 1249.82 | 0 | 1380.09 | 0 | 2122.36 | 0 | 535.13 | 2346.73
2846 | 12.3 | 1411.34 | 660 | 131.35 | 2202.69 | 740.21 | 444.13 | 11547.34 | 3387.03 | 14490.24 | 190.84 | 48744.55 | 7670.4 | 2398.5 | 11070 | 11070 | 61.5 | 24569.25 | 305.71 | 34.74 | -50.26 | 17.85 | 23.9 | 0 | 0 | 0.5 | 0.5 | 1 | 0.5 | 0 | 8760.84 | 0 | 9308.83 | 0 | 25679.67 | 0 | 4995.22 | 0 | 1301.78 | 0 | 1038.7 | 0 | 2509 | 0 | 557.38 | 2263.54
2847 | 11.8 | 1411.34 | 660 | 131.35 | 2202.69 | 740.21 | 444.13 | 11547.34 | 3387.03 | 14490.24 | 190.84 | 29628.32 | 4761.95 | 2398.5 | 11070 | 11070 | 61.5 | 24569.25 | 299.29 | 28.31 | -52.26 | 15.86 | 23.9 | 0 | 0 | 0.5 | 0.5 | 1 | 0.5 | 0 | 7508.83 | 0 | 4611.29 | 0 | 13226.85 | 0 | 4281.35 | 0 | 1115.75 | 0 | 514.54 | 0 | 1292.31 | 0 | 477.72 | 1361.63
2848 | 12 | 1411.34 | 660 | 131.35 | 2202.69 | 740.21 | 444.13 | 11547.34 | 3387.03 | 14490.24 | 190.84 | 9227.55 | 1515.01 | 2398.5 | 11070 | 11070 | 61.5 | 24569.25 | 293.06 | 22.09 | -53.67 | 14.44 | 22.09 | 0 | 0 | 0.5 | 0.5 | 1 | 0.5 | 0 | 2631.74 | 0 | 1500.55 | 0 | 3591.33 | 0 | 1503.94 | 0 | 391.05 | 0 | 167.43 | 0 | 350.89 | 0 | 167.81 | 437.82
2849 | 12.1 | 1411.34 | 660 | 131.35 | 2202.69 | 740.21 | 444.13 | 11547.34 | 3387.03 | 14490.24 | 190.84 | 51661.8 | 3919.98 | 2398.5 | 11070 | 11070 | 61.5 | 24569.25 | 305.25 | 34.27 | -50.52 | 17.6 | 23.9 | 0 | 0 | 0.5 | 0.5 | 1 | 0.5 | 0 | 10861.63 | 0 | 6193.03 | 0 | 26429.62 | 0 | 8177.52 | 0 | 806.97 | 0 | 345.52 | 0 | 1291.14 | 0 | 456.23 | 1020.13
2850 | 12 | 1411.34 | 660 | 131.35 | 2202.69 | 740.21 | 444.13 | 11547.34 | 3387.03 | 14490.24 | 190.84 | 21031.95 | 3119.52 | 2398.5 | 11070 | 11070 | 61.5 | 24569.25 | 296.7 | 25.72 | -52.76 | 15.36 | 23.9 | 0 | 0 | 0.5 | 0.5 | 1 | 0.5 | 0 | 4160.95 | 0 | 2372.47 | 0 | 10624.35 | 0 | 3874.18 | 0 | 618.28 | 0 | 264.73 | 0 | 1038.04 | 0 | 432.29 | 766.19
2851 | 11.3 | 1411.34 | 660 | 131.35 | 2202.69 | 740.21 | 444.13 | 11547.34 | 3387.03 | 14490.24 | 190.84 | 3306.2 | 542.78 | 2398.5 | 11070 | 11070 | 61.5 | 24569.25 | 290.55 | 19.58 | -54.83 | 13.28 | 20 | 1.56 | 0 | 0.5 | 0.5 | 1 | 0.5 | 0 | 925.35 | 0 | 527.61 | 0 | 1296.89 | 0 | 556.35 | 0 | 137.5 | 0 | 58.87 | 0 | 126.71 | 0 | 62.08 | 157.62
2852 | 10.5 | 1411.34 | 660 | 131.35 | 2202.69 | 740.21 | 444.13 | 11547.34 | 3387.03 | 14490.24 | 190.84 | 32581.67 | 1992.28 | 2398.5 | 11070 | 11070 | 61.5 | 24569.25 | 298.03 | 27.05 | -53.53 | 14.59 | 23.9 | 0 | 0 | 0.5 | 0.5 | 1 | 0.5 | 0 | 2671.67 | 0 | 1523.32 | 0 | 17308.11 | 0 | 11078.56 | 0 | 198.49 | 0 | 84.99 | 0 | 845.53 | 0 | 618.08 | 245.18
2853 | 10.9 | 1411.34 | 660 | 131.35 | 2202.69 | 740.21 | 444.13 | 11547.34 | 3387.03 | 14490.24 | 190.84 | 0 | 0 | 2398.5 | 11070 | 11070 | 61.5 | 24569.25 | 289.14 | 18.17 | -55.49 | 12.63 | 20 | 6.77 | 0 | 0.5 | 0.5 | 1 | 0.5 | 0 | 0 | 0 | 0 | 0 | 0 | 0 | 0 | 0 | 0 | 0 | 0 | 0 | 0 | 0 | 0 | 0
2854 | 9.5 | 1411.34 | 660 | 131.35 | 2202.69 | 740.21 | 444.13 | 11547.34 | 3387.03 | 14490.24 | 190.84 | 0 | 0 | 2398.5 | 11070 | 11070 | 61.5 | 24569.25 | 287.74 | 16.76 | -56.87 | 11.25 | 20 | 11.95 | 0 | 0.5 | 0.5 | 1 | 0.5 | 0 | 0 | 0 | 0 | 0 | 0 | 0 | 0 | 0 | 0 | 0 | 0 | 0 | 0 | 0 | 0 | 0
2855 | 9.7 | 1411.34 | 660 | 131.35 | 2202.69 | 740.21 | 444.13 | 11547.34 | 3387.03 | 14490.24 | 190.84 | 0 | 0 | 2398.5 | 11070 | 11070 | 61.5 | 24569.25 | 287.92 | 16.95 | -56.67 | 11.44 | 20 | 11.27 | 0 | 0.5 | 0.5 | 1 | 0.5 | 0 | 0 | 0 | 0 | 0 | 0 | 0 | 0 | 0 | 0 | 0 | 0 | 0 | 0 | 0 | 0 | 0
2856 | 9.9 | 1411.34 | 660 | 131.35 | 2202.69 | 740.21 | 444.13 | 11547.34 | 3387.03 | 14490.24 | 190.84 | 0 | 0 | 2398.5 | 11070 | 11070 | 61.5 | 24569.25 | 288.11 | 17.13 | -56.48 | 11.64 | 20 | 10.59 | 0 | 0.5 | 0.5 | 1 | 0.5 | 0 | 0 | 0 | 0 | 0 | 0 | 0 | 0 | 0 | 0 | 0 | 0 | 0 | 0 | 0 | 0 | 0
2857 | 8.3 | 1411.34 | 660 | 131.35 | 2202.69 | 740.21 | 444.13 | 11547.34 | 3387.03 | 14490.24 | 190.84 | 0 | 0 | 2398.5 | 2214 | 2214 | 61.5 | 6857.25 | 281.84 | 10.86 | -59.26 | 8.85 | 20 | 33.73 | 0 | 0.5 | 0.1 | 0.5 | 0.5 | 0 | 0 | 0 | 0 | 0 | 0 | 0 | 0 | 0 | 0 | 0 | 0 | 0 | 0 | 0 | 0 | 0
2858 | 8.6 | 1411.34 | 660 | 131.35 | 2202.69 | 740.21 | 444.13 | 11547.34 | 3387.03 | 14490.24 | 190.84 | 0 | 0 | 2398.5 | 2214 | 2214 | 61.5 | 6857.25 | 282.11 | 11.14 | -58.96 | 9.15 | 20 | 32.71 | 0 | 0.5 | 0.1 | 0.5 | 0.5 | 0 | 0 | 0 | 0 | 0 | 0 | 0 | 0 | 0 | 0 | 0 | 0 | 0 | 0 | 0 | 0 | 0
2859 | 8.8 | 1411.34 | 660 | 131.35 | 2202.69 | 740.21 | 444.13 | 11547.34 | 3387.03 | 14490.24 | 190.84 | 0 | 0 | 2398.5 | 2214 | 2214 | 61.5 | 6857.25 | 282.3 | 11.32 | -58.77 | 9.35 | 20 | 32.03 | 0 | 0.5 | 0.1 | 0.5 | 0.5 | 0 | 0 | 0 | 0 | 0 | 0 | 0 | 0 | 0 | 0 | 0 | 0 | 0 | 0 | 0 | 0 | 0
2860 | 8 | 1411.34 | 660 | 131.35 | 2202.69 | 740.21 | 444.13 | 11547.34 | 3387.03 | 14490.24 | 190.84 | 0 | 0 | 2398.5 | 2214 | 2214 | 61.5 | 6857.25 | 281.56 | 10.59 | -59.56 | 8.56 | 20 | 34.74 | 0 | 0.5 | 0.1 | 0.5 | 0.5 | 0 | 0 | 0 | 0 | 0 | 0 | 0 | 0 | 0 | 0 | 0 | 0 | 0 | 0 | 0 | 0 | 0
2861 | 8.1 | 1411.34 | 660 | 131.35 | 2202.69 | 740.21 | 444.13 | 11547.34 | 3387.03 | 14490.24 | 190.84 | 0 | 0 | 2398.5 | 2214 | 2214 | 61.5 | 6857.25 | 281.65 | 10.68 | -59.46 | 8.66 | 20 | 34.4 | 0 | 0.5 | 0.1 | 0.5 | 0.5 | 0 | 0 | 0 | 0 | 0 | 0 | 0 | 0 | 0 | 0 | 0 | 0 | 0 | 0 | 0 | 0 | 0
2862 | 7.9 | 1411.34 | 660 | 131.35 | 2202.69 | 740.21 | 444.13 | 11547.34 | 3387.03 | 14490.24 | 190.84 | 0 | 0 | 2398.5 | 2214 | 2214 | 61.5 | 6857.25 | 281.47 | 10.49 | -59.66 | 8.46 | 20 | 35.08 | 0 | 0.5 | 0.1 | 0.5 | 0.5 | 0 | 0 | 0 | 0 | 0 | 0 | 0 | 0 | 0 | 0 | 0 | 0 | 0 | 0 | 0 | 0 | 0
2863 | 8.2 | 1411.34 | 660 | 131.35 | 2202.69 | 740.21 | 444.13 | 11547.34 | 3387.03 | 14490.24 | 190.84 | 6612.95 | 533.71 | 2398.5 | 2214 | 2214 | 61.5 | 6857.25 | 283.68 | 12.71 | -58.87 | 9.24 | 20 | 26.92 | 0 | 0.5 | 0.1 | 0.5 | 0.5 | 0 | 2377.16 | 0 | 1160.85 | 0 | 2153.88 | 0 | 921.07 | 0 | 176.61 | 0 | 64.76 | 0 | 105.22 | 0 | 51.39 | 135.72
2864 | 9.1 | 1411.34 | 660 | 131.35 | 2202.69 | 740.21 | 177.65 | 11280.86 | 3120.55 | 14223.76 | 190.84 | 35062.68 | 2759.02 | 959.4 | 4428 | 4428 | 24.6 | 9827.7 | 313.73 | 23.68 | -56.89 | 12.48 | 23.68 | 0 | 0 | 0.2 | 0.2 | 1 | 0.2 | 0 | 15439.04 | 0 | 8018.63 | 0 | 8128.86 | 0 | 3476.16 | 0 | 1147.05 | 0 | 447.37 | 0 | 397.11 | 0 | 193.94 | 573.55
2865 | 9.4 | 1411.34 | 660 | 131.35 | 2202.69 | 740.21 | 177.65 | 11280.86 | 3120.55 | 14223.76 | 190.84 | 27413.39 | 2234.06 | 959.4 | 4428 | 4428 | 24.6 | 9827.7 | 311.77 | 21.72 | -57.16 | 12.21 | 21.72 | 0 | 0 | 0.2 | 0.2 | 1 | 0.2 | 0 | 8720.87 | 0 | 5255.26 | 0 | 9412.27 | 0 | 4024.99 | 0 | 647.92 | 0 | 293.2 | 0 | 459.81 | 0 | 224.56 | 608.57
2866 | 10.3 | 1411.34 | 660 | 131.35 | 2202.69 | 740.21 | 177.65 | 11280.86 | 3120.55 | 14223.76 | 190.84 | 38727.27 | 3172.39 | 959.4 | 4428 | 4428 | 24.6 | 9827.7 | 316.06 | 26.02 | -55.42 | 13.95 | 23.9 | 0 | 0 | 0.2 | 0.2 | 1 | 0.2 | 0 | 11706.83 | 0 | 7751.71 | 0 | 13496.99 | 0 | 5771.74 | 0 | 869.77 | 0 | 432.48 | 0 | 659.35 | 0 | 322.01 | 888.78
2867 | 9.9 | 1411.34 | 660 | 131.35 | 2202.69 | 740.21 | 177.65 | 11280.86 | 3120.55 | 14223.76 | 190.84 | 17166.32 | 2808.96 | 959.4 | 4428 | 4428 | 24.6 | 9827.7 | 309.43 | 19.38 | -57.34 | 12.04 | 20 | 2.14 | 0 | 0.2 | 0.2 | 1 | 0.2 | 0 | 4923.76 | 0 | 2991.38 | 0 | 6480.09 | 0 | 2771.09 | 0 | 731.63 | 0 | 333.79 | 0 | 633.13 | 0 | 309.2 | 801.21
2868 | 10.8 | 1411.34 | 660 | 131.35 | 2202.69 | 740.21 | 177.65 | 11280.86 | 3120.55 | 14223.76 | 190.84 | 23728.35 | 1946.96 | 959.4 | 4428 | 4428 | 24.6 | 9827.7 | 311.74 | 21.69 | -56.06 | 13.32 | 21.69 | 0 | 0 | 0.2 | 0.2 | 1 | 0.2 | 0 | 6799.8 | 0 | 3956.13 | 0 | 9095.35 | 0 | 3877.08 | 0 | 505.19 | 0 | 220.72 | 0 | 444.33 | 0 | 216.31 | 560.41
2869 | 11.4 | 1411.34 | 660 | 131.35 | 2202.69 | 740.21 | 177.65 | 11280.86 | 3120.55 | 14223.76 | 190.84 | 15760.37 | 1297.38 | 959.4 | 4428 | 4428 | 24.6 | 9827.7 | 309.85 | 19.8 | -56.06 | 13.31 | 20 | 0.67 | 0 | 0.2 | 0.2 | 1 | 0.2 | 0 | 4519.15 | 0 | 2602.8 | 0 | 6061.7 | 0 | 2576.71 | 0 | 335.75 | 0 | 145.21 | 0 | 296.13 | 0 | 143.76 | 376.53
2870 | 11.9 | 1411.34 | 660 | 131.35 | 2202.69 | 740.21 | 177.65 | 11280.86 | 3120.55 | 14223.76 | 190.84 | 17287.25 | 1421.35 | 959.4 | 4428 | 4428 | 24.6 | 9827.7 | 310.72 | 20.67 | -55.45 | 13.92 | 20.67 | 0 | 0 | 0.2 | 0.2 | 1 | 0.2 | 0 | 4950.67 | 0 | 2843.93 | 0 | 6669.9 | 0 | 2822.75 | 0 | 367.81 | 0 | 158.67 | 0 | 325.84 | 0 | 157.48 | 411.55
2871 | 12.5 | 1411.34 | 660 | 131.35 | 2202.69 | 740.21 | 177.65 | 11280.86 | 3120.55 | 14223.76 | 190.84 | 25376.01 | 2076.73 | 959.4 | 4428 | 4428 | 24.6 | 9827.7 | 313.82 | 23.77 | -54.25 | 15.12 | 23.77 | 0 | 0 | 0.2 | 0.2 | 1 | 0.2 | 0 | 7239.18 | 0 | 4148.65 | 0 | 9860.59 | 0 | 4127.6 | 0 | 537.84 | 0 | 231.46 | 0 | 481.71 | 0 | 230.28 | 595.44
2872 | 13.1 | 1411.34 | 660 | 131.35 | 2202.69 | 740.21 | 177.65 | 11280.86 | 3120.55 | 14223.76 | 190.84 | 40388 | 3263.93 | 959.4 | 4428 | 4428 | 24.6 | 9827.7 | 319.19 | 29.14 | -52.54 | 16.84 | 23.9 | 0 | 0 | 0.2 | 0.2 | 1 | 0.2 | 0 | 10986.11 | 0 | 6264.01 | 0 | 16782.21 | 0 | 6355.67 | 0 | 816.22 | 0 | 349.48 | 0 | 819.84 | 0 | 354.59 | 923.8
2873 | 12.5 | 1411.34 | 660 | 131.35 | 2202.69 | 740.21 | 177.65 | 11280.86 | 3120.55 | 14223.76 | 190.84 | 16118.58 | 2599.95 | 959.4 | 4428 | 4428 | 24.6 | 9827.7 | 311.42 | 21.37 | -54.86 | 14.51 | 21.37 | 0 | 0 | 0.2 | 0.2 | 1 | 0.2 | 0 | 4378.82 | 0 | 2496.69 | 0 | 6615.59 | 0 | 2627.47 | 0 | 650.65 | 0 | 278.59 | 0 | 646.37 | 0 | 293.18 | 731.16
2874 | 12.7 | 1411.34 | 660 | 131.35 | 2202.69 | 740.21 | 444.13 | 11547.34 | 3387.03 | 14490.24 | 190.84 | 10248.56 | 842.88 | 2398.5 | 11070 | 11070 | 61.5 | 24569.25 | 293.72 | 22.75 | -52.96 | 15.16 | 22.75 | 0 | 0 | 0.5 | 0.5 | 1 | 0.5 | 0 | 2900.71 | 0 | 1653.91 | 0 | 4000.39 | 0 | 1693.55 | 0 | 215.51 | 0 | 92.27 | 0 | 195.43 | 0 | 94.49 | 245.18
2875 | 12.7 | 1411.34 | 660 | 131.35 | 2202.69 | 740.21 | 444.13 | 11547.34 | 3387.03 | 14490.24 | 190.84 | 11594.42 | 941.04 | 2398.5 | 11070 | 11070 | 61.5 | 24569.25 | 294.16 | 23.18 | -52.86 | 15.26 | 23.18 | 0 | 0 | 0.5 | 0.5 | 1 | 0.5 | 0 | 3191.09 | 0 | 1819.48 | 0 | 4604.01 | 0 | 1979.83 | 0 | 237.08 | 0 | 101.51 | 0 | 224.91 | 0 | 110.46 | 267.07
2876 | 13.4 | 1411.34 | 660 | 131.35 | 2202.69 | 740.21 | 444.13 | 11547.34 | 3387.03 | 14490.24 | 190.84 | 3235.34 | 262.03 | 2398.5 | 11070 | 11070 | 61.5 | 24569.25 | 292.36 | 21.39 | -52.78 | 15.33 | 21.39 | 0 | 0 | 0.5 | 0.5 | 1 | 0.5 | 0 | 866.46 | 0 | 494.04 | 0 | 1287.85 | 0 | 586.98 | 0 | 64.37 | 0 | 27.56 | 0 | 62.91 | 0 | 32.75 | 74.43
2877 | 13 | 1411.34 | 660 | 131.35 | 2202.69 | 740.21 | 444.13 | 11547.34 | 3387.03 | 14490.24 | 190.84 | 0 | 0 | 2398.5 | 11070 | 11070 | 61.5 | 24569.25 | 290.99 | 20.02 | -53.42 | 14.7 | 20.02 | 0 | 0 | 0.5 | 0.5 | 1 | 0.5 | 0 | 0 | 0 | 0 | 0 | 0 | 0 | 0 | 0 | 0 | 0 | 0 | 0 | 0 | 0 | 0 | 0
2878 | 13.1 | 1411.34 | 660 | 131.35 | 2202.69 | 740.21 | 444.13 | 11547.34 | 3387.03 | 14490.24 | 190.84 | 0 | 0 | 2398.5 | 11070 | 11070 | 61.5 | 24569.25 | 291.04 | 20.07 | -53.32 | 14.8 | 20.07 | 0 | 0 | 0.5 | 0.5 | 1 | 0.5 | 0 | 0 | 0 | 0 | 0 | 0 | 0 | 0 | 0 | 0 | 0 | 0 | 0 | 0 | 0 | 0 | 0
2879 | 13.2 | 1411.34 | 660 | 131.35 | 2202.69 | 740.21 | 444.13 | 11547.34 | 3387.03 | 14490.24 | 190.84 | 0 | 0 | 2398.5 | 11070 | 11070 | 61.5 | 24569.25 | 291.14 | 20.16 | -53.22 | 14.9 | 20.16 | 0 | 0 | 0.5 | 0.5 | 1 | 0.5 | 0 | 0 | 0 | 0 | 0 | 0 | 0 | 0 | 0 | 0 | 0 | 0 | 0 | 0 | 0 | 0 | 0
2880 | 11.5 | 1411.34 | 660 | 131.35 | 2202.69 | 740.21 | 444.13 | 11547.34 | 3387.03 | 14490.24 | 190.84 | 0 | 0 | 2398.5 | 11070 | 11070 | 61.5 | 24569.25 | 289.58 | 18.6 | -54.9 | 13.22 | 20 | 5.16 | 0 | 0.5 | 0.5 | 1 | 0.5 | 0 | 0 | 0 | 0 | 0 | 0 | 0 | 0 | 0 | 0 | 0 | 0 | 0 | 0 | 0 | 0 | 0
2881 | 10.2 | 1411.34 | 660 | 131.35 | 2202.69 | 740.21 | 444.13 | 11547.34 | 3387.03 | 14490.24 | 190.84 | 0 | 0 | 2398.5 | 2214 | 2214 | 61.5 | 6857.25 | 283.58 | 12.61 | -57.39 | 10.73 | 20 | 27.29 | 0 | 0.5 | 0.1 | 0.5 | 0.5 | 0 | 0 | 0 | 0 | 0 | 0 | 0 | 0 | 0 | 0 | 0 | 0 | 0 | 0 | 0 | 0 | 0
2882 | 11.4 | 1411.34 | 660 | 131.35 | 2202.69 | 740.21 | 444.13 | 11547.34 | 3387.03 | 14490.24 | 190.84 | 0 | 0 | 2398.5 | 2214 | 2214 | 61.5 | 6857.25 | 284.68 | 13.71 | -56.2 | 11.91 | 20 | 23.23 | 0 | 0.5 | 0.1 | 0.5 | 0.5 | 0 | 0 | 0 | 0 | 0 | 0 | 0 | 0 | 0 | 0 | 0 | 0 | 0 | 0 | 0 | 0 | 0
2883 | 11.5 | 1411.34 | 660 | 131.35 | 2202.69 | 740.21 | 444.13 | 11547.34 | 3387.03 | 14490.24 | 190.84 | 0 | 0 | 2398.5 | 2214 | 2214 | 61.5 | 6857.25 | 284.77 | 13.8 | -56.1 | 12.01 | 20 | 22.89 | 0 | 0.5 | 0.1 | 0.5 | 0.5 | 0 | 0 | 0 | 0 | 0 | 0 | 0 | 0 | 0 | 0 | 0 | 0 | 0 | 0 | 0 | 0 | 0
2884 | 11.5 | 1411.34 | 660 | 131.35 | 2202.69 | 740.21 | 444.13 | 11547.34 | 3387.03 | 14490.24 | 190.84 | 0 | 0 | 2398.5 | 2214 | 2214 | 61.5 | 6857.25 | 284.77 | 13.8 | -56.1 | 12.01 | 20 | 22.89 | 0 | 0.5 | 0.1 | 0.5 | 0.5 | 0 | 0 | 0 | 0 | 0 | 0 | 0 | 0 | 0 | 0 | 0 | 0 | 0 | 0 | 0 | 0 | 0
2885 | 11.5 | 1411.34 | 660 | 131.35 | 2202.69 | 740.21 | 444.13 | 11547.34 | 3387.03 | 14490.24 | 190.84 | 0 | 0 | 2398.5 | 2214 | 2214 | 61.5 | 6857.25 | 284.77 | 13.8 | -56.1 | 12.01 | 20 | 22.89 | 0 | 0.5 | 0.1 | 0.5 | 0.5 | 0 | 0 | 0 | 0 | 0 | 0 | 0 | 0 | 0 | 0 | 0 | 0 | 0 | 0 | 0 | 0 | 0
2886 | 11.6 | 1411.34 | 660 | 131.35 | 2202.69 | 740.21 | 444.13 | 11547.34 | 3387.03 | 14490.24 | 190.84 | 0 | 0 | 2398.5 | 2214 | 2214 | 61.5 | 6857.25 | 284.87 | 13.89 | -56 | 12.11 | 20 | 22.55 | 0 | 0.5 | 0.1 | 0.5 | 0.5 | 0 | 0 | 0 | 0 | 0 | 0 | 0 | 0 | 0 | 0 | 0 | 0 | 0 | 0 | 0 | 0 | 0
2887 | 11.5 | 1411.34 | 660 | 131.35 | 2202.69 | 740.21 | 444.13 | 11547.34 | 3387.03 | 14490.24 | 190.84 | 3556.19 | 292.75 | 2398.5 | 2214 | 2214 | 61.5 | 6857.25 | 285.82 | 14.84 | -55.84 | 12.27 | 20 | 19.04 | 0 | 0.5 | 0.1 | 0.5 | 0.5 | 0 | 1093.82 | 0 | 594.66 | 0 | 1308.26 | 0 | 559.45 | 0 | 81.27 | 0 | 33.18 | 0 | 63.91 | 0 | 31.21 | 83.19
2888 | 11.7 | 1411.34 | 660 | 131.35 | 2202.69 | 740.21 | 177.65 | 11280.86 | 3120.55 | 14223.76 | 190.84 | 10482.78 | 860.71 | 959.4 | 4428 | 4428 | 24.6 | 9827.7 | 308.4 | 18.35 | -56.16 | 13.21 | 20 | 5.68 | 0 | 0.2 | 0.2 | 1 | 0.2 | 0 | 3126.53 | 0 | 1766.16 | 0 | 3915.64 | 0 | 1674.45 | 0 | 232.29 | 0 | 98.54 | 0 | 191.29 | 0 | 93.42 | 245.18
2889 | 11.9 | 1411.34 | 660 | 131.35 | 2202.69 | 740.21 | 177.65 | 11280.86 | 3120.55 | 14223.76 | 190.84 | 16599.88 | 1362.24 | 959.4 | 4428 | 4428 | 24.6 | 9827.7 | 310.5 | 20.45 | -55.51 | 13.87 | 20.45 | 0 | 0 | 0.2 | 0.2 | 1 | 0.2 | 0 | 4859.63 | 0 | 2797.54 | 0 | 6264.02 | 0 | 2678.69 | 0 | 361.05 | 0 | 156.08 | 0 | 306.01 | 0 | 149.45 | 389.66
2890 | 12.6 | 1411.34 | 660 | 131.35 | 2202.69 | 740.21 | 177.65 | 11280.86 | 3120.55 | 14223.76 | 190.84 | 39289.33 | 3219.18 | 959.4 | 4428 | 4428 | 24.6 | 9827.7 | 318.27 | 28.22 | -53.11 | 16.26 | 23.9 | 0 | 0 | 0.2 | 0.2 | 1 | 0.2 | 0 | 11894.98 | 0 | 7881.84 | 0 | 13667.75 | 0 | 5844.76 | 0 | 883.74 | 0 | 439.74 | 0 | 667.7 | 0 | 326.09 | 901.91
2891 | 13.2 | 1411.34 | 660 | 131.35 | 2202.69 | 740.21 | 177.65 | 11280.86 | 3120.55 | 14223.76 | 190.84 | 23900.01 | 3941.8 | 959.4 | 4428 | 4428 | 24.6 | 9827.7 | 314.7 | 24.65 | -53.54 | 15.84 | 23.9 | 0 | 0 | 0.2 | 0.2 | 1 | 0.2 | 0 | 6784.06 | 0 | 4894.95 | 0 | 8560.34 | 0 | 3660.67 | 0 | 1008.05 | 0 | 546.19 | 0 | 836.38 | 0 | 408.47 | 1142.72
2892 | 14.7 | 1411.34 | 660 | 131.35 | 2202.69 | 740.21 | 177.65 | 11280.86 | 3120.55 | 14223.76 | 190.84 | 36765.63 | 6121.55 | 959.4 | 4428 | 4428 | 24.6 | 9827.7 | 320.42 | 30.37 | -51.01 | 18.36 | 23.9 | 0 | 0 | 0.2 | 0.2 | 1 | 0.2 | 0 | 8268.05 | 0 | 10626.2 | 0 | 13157.15 | 0 | 4714.24 | 0 | 1228.56 | 0 | 1185.69 | 0 | 1285.5 | 0 | 526.02 | 1895.77
2893 | 15.4 | 1411.34 | 660 | 131.35 | 2202.69 | 740.21 | 177.65 | 11280.86 | 3120.55 | 14223.76 | 190.84 | 43487.83 | 7036.43 | 959.4 | 4428 | 4428 | 24.6 | 9827.7 | 323.27 | 33.22 | -49.79 | 19.58 | 23.9 | 0 | 0 | 0.2 | 0.2 | 1 | 0.2 | 0 | 8744.34 | 0 | 10485.43 | 0 | 19272.26 | 0 | 4985.81 | 0 | 1299.33 | 0 | 1169.99 | 0 | 1882.97 | 0 | 556.33 | 2127.82
2894 | 16.3 | 1411.34 | 660 | 131.35 | 2202.69 | 740.21 | 177.65 | 11280.86 | 3120.55 | 14223.76 | 190.84 | 47384.34 | 7472.05 | 959.4 | 4428 | 4428 | 24.6 | 9827.7 | 325.34 | 35.29 | -48.6 | 20.77 | 23.9 | 0 | 0 | 0.2 | 0.2 | 1 | 0.2 | 0 | 8771.85 | 0 | 8962.88 | 0 | 24648.12 | 0 | 5001.49 | 0 | 1303.42 | 0 | 1000.1 | 0 | 2408.21 | 0 | 558.08 | 2202.25
2895 | 16.6 | 1411.34 | 660 | 131.35 | 2202.69 | 740.21 | 177.65 | 11280.86 | 3120.55 | 14223.76 | 190.84 | 34964.92 | 5498.64 | 959.4 | 4428 | 4428 | 24.6 | 9827.7 | 321.44 | 31.39 | -49.31 | 20.07 | 23.9 | 0 | 0 | 0.2 | 0.2 | 1 | 0.2 | 0 | 7696.37 | 0 | 5132.72 | 0 | 17747.55 | 0 | 4388.28 | 0 | 1143.61 | 0 | 572.72 | 0 | 1734 | 0 | 489.65 | 1558.65
2896 | 16.2 | 1411.34 | 660 | 131.35 | 2202.69 | 740.21 | 177.65 | 11280.86 | 3120.55 | 14223.76 | 190.84 | 36675.82 | 5650.51 | 959.4 | 4428 | 4428 | 24.6 | 9827.7 | 321.61 | 31.57 | -49.57 | 19.8 | 23.9 | 0 | 0 | 0.2 | 0.2 | 1 | 0.2 | 0 | 7392.85 | 0 | 4215.22 | 0 | 20381.26 | 0 | 4686.48 | 0 | 1098.51 | 0 | 470.34 | 0 | 1991.33 | 0 | 522.93 | 1567.4
2897 | 14.7 | 1411.34 | 660 | 131.35 | 2202.69 | 740.21 | 177.65 | 11280.86 | 3120.55 | 14223.76 | 190.84 | 53156.9 | 7457.94 | 959.4 | 4428 | 4428 | 24.6 | 9827.7 | 325.56 | 35.51 | -49.78 | 19.59 | 23.9 | 0 | 0 | 0.2 | 0.2 | 1 | 0.2 | 0 | 6354.59 | 0 | 3623.23 | 0 | 35029.95 | 0 | 8149.12 | 0 | 944.24 | 0 | 404.29 | 0 | 3422.56 | 0 | 909.3 | 1777.56
2898 | 13.8 | 1411.34 | 660 | 131.35 | 2202.69 | 740.21 | 444.13 | 11547.34 | 3387.03 | 14490.24 | 190.84 | 15716.97 | 2469.51 | 2398.5 | 11070 | 11070 | 61.5 | 24569.25 | 296.73 | 25.76 | -51.39 | 16.73 | 23.9 | 0 | 0 | 0.5 | 0.5 | 1 | 0.5 | 0 | 3843.9 | 0 | 2191.7 | 0 | 6942.35 | 0 | 2739.03 | 0 | 571.17 | 0 | 244.55 | 0 | 678.29 | 0 | 305.63 | 669.87
2899 | 12.8 | 1411.34 | 660 | 131.35 | 2202.69 | 740.21 | 444.13 | 11547.34 | 3387.03 | 14490.24 | 190.84 | 5480.38 | 891.34 | 2398.5 | 11070 | 11070 | 61.5 | 24569.25 | 292.61 | 21.64 | -53.18 | 14.94 | 21.64 | 0 | 0 | 0.5 | 0.5 | 1 | 0.5 | 0 | 1513.54 | 0 | 862.98 | 0 | 2170.38 | 0 | 933.49 | 0 | 224.9 | 0 | 96.29 | 0 | 212.05 | 0 | 104.16 | 253.94
2900 | 12.3 | 1411.34 | 660 | 131.35 | 2202.69 | 740.21 | 444.13 | 11547.34 | 3387.03 | 14490.24 | 190.84 | 2017.5 | 165.51 | 2398.5 | 11070 | 11070 | 61.5 | 24569.25 | 290.95 | 19.97 | -53.96 | 14.16 | 20 | 0.1 | 0 | 0.5 | 0.5 | 1 | 0.5 | 0 | 555.76 | 0 | 316.88 | 0 | 791.96 | 0 | 352.9 | 0 | 41.29 | 0 | 17.68 | 0 | 38.69 | 0 | 19.69 | 48.16
2901 | 12 | 1411.34 | 660 | 131.35 | 2202.69 | 740.21 | 444.13 | 11547.34 | 3387.03 | 14490.24 | 190.84 | 0 | 0 | 2398.5 | 11070 | 11070 | 61.5 | 24569.25 | 290.03 | 19.06 | -54.4 | 13.71 | 20 | 3.48 | 0 | 0.5 | 0.5 | 1 | 0.5 | 0 | 0 | 0 | 0 | 0 | 0 | 0 | 0 | 0 | 0 | 0 | 0 | 0 | 0 | 0 | 0 | 0
2902 | 11.3 | 1411.34 | 660 | 131.35 | 2202.69 | 740.21 | 444.13 | 11547.34 | 3387.03 | 14490.24 | 190.84 | 0 | 0 | 2398.5 | 11070 | 11070 | 61.5 | 24569.25 | 289.39 | 18.41 | -55.09 | 13.02 | 20 | 5.85 | 0 | 0.5 | 0.5 | 1 | 0.5 | 0 | 0 | 0 | 0 | 0 | 0 | 0 | 0 | 0 | 0 | 0 | 0 | 0 | 0 | 0 | 0 | 0
2903 | 10.6 | 1411.34 | 660 | 131.35 | 2202.69 | 740.21 | 444.13 | 11547.34 | 3387.03 | 14490.24 | 190.84 | 0 | 0 | 2398.5 | 11070 | 11070 | 61.5 | 24569.25 | 288.75 | 17.77 | -55.78 | 12.33 | 20 | 8.22 | 0 | 0.5 | 0.5 | 1 | 0.5 | 0 | 0 | 0 | 0 | 0 | 0 | 0 | 0 | 0 | 0 | 0 | 0 | 0 | 0 | 0 | 0 | 0
2904 | 10.1 | 1411.34 | 660 | 131.35 | 2202.69 | 740.21 | 444.13 | 11547.34 | 3387.03 | 14490.24 | 190.84 | 0 | 0 | 2398.5 | 11070 | 11070 | 61.5 | 24569.25 | 288.29 | 17.31 | -56.28 | 11.84 | 20 | 9.92 | 0 | 0.5 | 0.5 | 1 | 0.5 | 0 | 0 | 0 | 0 | 0 | 0 | 0 | 0 | 0 | 0 | 0 | 0 | 0 | 0 | 0 | 0 | 0
2905 | 9.6 | 1411.34 | 660 | 131.35 | 2202.69 | 740.21 | 444.13 | 11547.34 | 3387.03 | 14490.24 | 190.84 | 0 | 0 | 2398.5 | 2214 | 2214 | 61.5 | 6857.25 | 283.03 | 12.05 | -57.98 | 10.14 | 20 | 29.32 | 0 | 0.5 | 0.1 | 0.5 | 0.5 | 0 | 0 | 0 | 0 | 0 | 0 | 0 | 0 | 0 | 0 | 0 | 0 | 0 | 0 | 0 | 0 | 0
2906 | 9.5 | 1411.34 | 660 | 131.35 | 2202.69 | 740.21 | 444.13 | 11547.34 | 3387.03 | 14490.24 | 190.84 | 0 | 0 | 2398.5 | 2214 | 2214 | 61.5 | 6857.25 | 282.94 | 11.96 | -58.08 | 10.04 | 20 | 29.66 | 0 | 0.5 | 0.1 | 0.5 | 0.5 | 0 | 0 | 0 | 0 | 0 | 0 | 0 | 0 | 0 | 0 | 0 | 0 | 0 | 0 | 0 | 0 | 0
2907 | 9.4 | 1411.34 | 660 | 131.35 | 2202.69 | 740.21 | 444.13 | 11547.34 | 3387.03 | 14490.24 | 190.84 | 0 | 0 | 2398.5 | 2214 | 2214 | 61.5 | 6857.25 | 282.85 | 11.87 | -58.17 | 9.94 | 20 | 30 | 0 | 0.5 | 0.1 | 0.5 | 0.5 | 0 | 0 | 0 | 0 | 0 | 0 | 0 | 0 | 0 | 0 | 0 | 0 | 0 | 0 | 0 | 0 | 0
2908 | 9.4 | 1411.34 | 660 | 131.35 | 2202.69 | 740.21 | 444.13 | 11547.34 | 3387.03 | 14490.24 | 190.84 | 0 | 0 | 2398.5 | 2214 | 2214 | 61.5 | 6857.25 | 282.85 | 11.87 | -58.17 | 9.94 | 20 | 30 | 0 | 0.5 | 0.1 | 0.5 | 0.5 | 0 | 0 | 0 | 0 | 0 | 0 | 0 | 0 | 0 | 0 | 0 | 0 | 0 | 0 | 0 | 0 | 0
2909 | 9.5 | 1411.34 | 660 | 131.35 | 2202.69 | 740.21 | 444.13 | 11547.34 | 3387.03 | 14490.24 | 190.84 | 0 | 0 | 2398.5 | 2214 | 2214 | 61.5 | 6857.25 | 282.94 | 11.96 | -58.08 | 10.04 | 20 | 29.66 | 0 | 0.5 | 0.1 | 0.5 | 0.5 | 0 | 0 | 0 | 0 | 0 | 0 | 0 | 0 | 0 | 0 | 0 | 0 | 0 | 0 | 0 | 0 | 0
2910 | 9.7 | 1411.34 | 660 | 131.35 | 2202.69 | 740.21 | 444.13 | 11547.34 | 3387.03 | 14490.24 | 190.84 | 0 | 0 | 2398.5 | 2214 | 2214 | 61.5 | 6857.25 | 283.12 | 12.15 | -57.88 | 10.24 | 20 | 28.98 | 0 | 0.5 | 0.1 | 0.5 | 0.5 | 0 | 0 | 0 | 0 | 0 | 0 | 0 | 0 | 0 | 0 | 0 | 0 | 0 | 0 | 0 | 0 | 0
2911 | 9.4 | 1411.34 | 660 | 131.35 | 2202.69 | 740.21 | 444.13 | 11547.34 | 3387.03 | 14490.24 | 190.84 | 1061.72 | 88.49 | 2398.5 | 2214 | 2214 | 61.5 | 6857.25 | 283.16 | 12.18 | -58.1 | 10.02 | 20 | 28.85 | 0 | 0.5 | 0.1 | 0.5 | 0.5 | 0 | 312.26 | 0 | 175.29 | 0 | 402.18 | 0 | 171.99 | 0 | 23.2 | 0 | 9.78 | 0 | 19.65 | 0 | 9.6 | 26.27
2912 | 9.1 | 1411.34 | 660 | 131.35 | 2202.69 | 740.21 | 177.65 | 11280.86 | 3120.55 | 14223.76 | 190.84 | 3936.34 | 326.83 | 959.4 | 4428 | 4428 | 24.6 | 9827.7 | 303.99 | 13.94 | -59.22 | 10.16 | 20 | 20.88 | 0 | 0.2 | 0.2 | 1 | 0.2 | 0 | 1149.6 | 0 | 652.9 | 0 | 1494.67 | 0 | 639.17 | 0 | 85.41 | 0 | 36.43 | 0 | 73.02 | 0 | 35.66 | 96.32
2913 | 9.4 | 1411.34 | 660 | 131.35 | 2202.69 | 740.21 | 177.65 | 11280.86 | 3120.55 | 14223.76 | 190.84 | 6463.73 | 535.81 | 959.4 | 4428 | 4428 | 24.6 | 9827.7 | 305.06 | 15.01 | -58.73 | 10.64 | 20 | 17.2 | 0 | 0.2 | 0.2 | 1 | 0.2 | 0 | 1873.86 | 0 | 1072.61 | 0 | 2463.71 | 0 | 1053.56 | 0 | 139.22 | 0 | 59.84 | 0 | 120.36 | 0 | 58.78 | 157.62
2914 | 9.9 | 1411.34 | 660 | 131.35 | 2202.69 | 740.21 | 177.65 | 11280.86 | 3120.55 | 14223.76 | 190.84 | 10504.59 | 868.3 | 959.4 | 4428 | 4428 | 24.6 | 9827.7 | 306.78 | 16.73 | -57.94 | 11.44 | 20 | 11.27 | 0 | 0.2 | 0.2 | 1 | 0.2 | 0 | 3033.15 | 0 | 1746.13 | 0 | 4010.36 | 0 | 1714.96 | 0 | 225.35 | 0 | 97.42 | 0 | 195.91 | 0 | 95.68 | 253.94
2915 | 10.1 | 1411.34 | 660 | 131.35 | 2202.69 | 740.21 | 177.65 | 11280.86 | 3120.55 | 14223.76 | 190.84 | 14781.31 | 1218.76 | 959.4 | 4428 | 4428 | 24.6 | 9827.7 | 308.3 | 18.25 | -57.42 | 11.96 | 20 | 6.02 | 0 | 0.2 | 0.2 | 1 | 0.2 | 0 | 4252.1 | 0 | 2459.47 | 0 | 5652.54 | 0 | 2417.2 | 0 | 315.91 | 0 | 137.22 | 0 | 276.14 | 0 | 134.86 | 354.64
2916 | 10.1 | 1411.34 | 660 | 131.35 | 2202.69 | 740.21 | 177.65 | 11280.86 | 3120.55 | 14223.76 | 190.84 | 18372.71 | 1511.51 | 959.4 | 4428 | 4428 | 24.6 | 9827.7 | 309.43 | 19.38 | -57.15 | 12.23 | 20 | 2.14 | 0 | 0.2 | 0.2 | 1 | 0.2 | 0 | 5270.79 | 0 | 3052.24 | 0 | 7044.41 | 0 | 3005.28 | 0 | 391.6 | 0 | 170.29 | 0 | 344.13 | 0 | 167.67 | 437.82
2917 | 10.8 | 1411.34 | 660 | 131.35 | 2202.69 | 740.21 | 177.65 | 11280.86 | 3120.55 | 14223.76 | 190.84 | 32368.85 | 2643.55 | 959.4 | 4428 | 4428 | 24.6 | 9827.7 | 314.45 | 24.4 | -55.41 | 13.97 | 23.9 | 0 | 0 | 0.2 | 0.2 | 1 | 0.2 | 0 | 9248.72 | 0 | 5374.85 | 0 | 12471.88 | 0 | 5273.39 | 0 | 687.14 | 0 | 299.87 | 0 | 609.28 | 0 | 294.21 | 753.05
2918 | 11.6 | 1411.34 | 660 | 131.35 | 2202.69 | 740.21 | 177.65 | 11280.86 | 3120.55 | 14223.76 | 190.84 | 13746.52 | 2248.98 | 959.4 | 4428 | 4428 | 24.6 | 9827.7 | 309.81 | 19.76 | -55.94 | 13.44 | 20 | 0.81 | 0 | 0.2 | 0.2 | 1 | 0.2 | 0 | 3926.47 | 0 | 2263.82 | 0 | 5317.46 | 0 | 2238.78 | 0 | 583.44 | 0 | 252.6 | 0 | 519.54 | 0 | 249.81 | 643.6
2919 | 11.8 | 1411.34 | 660 | 131.35 | 2202.69 | 740.21 | 177.65 | 11280.86 | 3120.55 | 14223.76 | 190.84 | 26936.26 | 2202.77 | 959.4 | 4428 | 4428 | 24.6 | 9827.7 | 313.65 | 23.6 | -54.83 | 14.55 | 23.6 | 0 | 0 | 0.2 | 0.2 | 1 | 0.2 | 0 | 7682.47 | 0 | 4402.63 | 0 | 10470.8 | 0 | 4380.36 | 0 | 570.77 | 0 | 245.63 | 0 | 511.52 | 0 | 244.38 | 630.46
2920 | 11.8 | 1411.34 | 660 | 131.35 | 2202.69 | 740.21 | 177.65 | 11280.86 | 3120.55 | 14223.76 | 190.84 | 22704.76 | 1859.06 | 959.4 | 4428 | 4428 | 24.6 | 9827.7 | 312.47 | 22.42 | -55.15 | 14.23 | 22.42 | 0 | 0 | 0.2 | 0.2 | 1 | 0.2 | 0 | 6465.51 | 0 | 3686.47 | 0 | 8855.38 | 0 | 3697.41 | 0 | 480.36 | 0 | 205.67 | 0 | 432.6 | 0 | 206.28 | 534.14
2921 | 11.9 | 1411.34 | 660 | 131.35 | 2202.69 | 740.21 | 177.65 | 11280.86 | 3120.55 | 14223.76 | 190.84 | 19153.38 | 1568.01 | 959.4 | 4428 | 4428 | 24.6 | 9827.7 | 311.4 | 21.35 | -55.31 | 14.06 | 21.35 | 0 | 0 | 0.2 | 0.2 | 1 | 0.2 | 0 | 5428.4 | 0 | 3095.14 | 0 | 7491.02 | 0 | 3138.82 | 0 | 403.31 | 0 | 172.68 | 0 | 365.95 | 0 | 175.12 | 450.96
2922 | 11.8 | 1411.34 | 660 | 131.35 | 2202.69 | 740.21 | 444.13 | 11547.34 | 3387.03 | 14490.24 | 190.84 | 13912.15 | 1139.23 | 2398.5 | 11070 | 11070 | 61.5 | 24569.25 | 293.97 | 22.99 | -53.57 | 14.54 | 22.99 | 0 | 0 | 0.5 | 0.5 | 1 | 0.5 | 0 | 3919.55 | 0 | 2234.83 | 0 | 5453.75 | 0 | 2304.01 | 0 | 291.21 | 0 | 124.68 | 0 | 266.43 | 0 | 128.54 | 328.37
2923 | 11.4 | 1411.34 | 660 | 131.35 | 2202.69 | 740.21 | 444.13 | 11547.34 | 3387.03 | 14490.24 | 190.84 | 7171.73 | 588.53 | 2398.5 | 11070 | 11070 | 61.5 | 24569.25 | 291.68 | 20.7 | -54.47 | 13.65 | 20.7 | 0 | 0 | 0.5 | 0.5 | 1 | 0.5 | 0 | 2008.42 | 0 | 1145.15 | 0 | 2810.94 | 0 | 1207.22 | 0 | 149.22 | 0 | 63.89 | 0 | 137.32 | 0 | 67.35 | 170.75
2924 | 11 | 1411.34 | 660 | 131.35 | 2202.69 | 740.21 | 444.13 | 11547.34 | 3387.03 | 14490.24 | 190.84 | 1069.35 | 88.62 | 2398.5 | 11070 | 11070 | 61.5 | 24569.25 | 289.45 | 18.47 | -55.31 | 12.8 | 20 | 5.63 | 0 | 0.5 | 0.5 | 1 | 0.5 | 0 | 300.95 | 0 | 171.6 | 0 | 415.24 | 0 | 181.56 | 0 | 22.36 | 0 | 9.57 | 0 | 20.29 | 0 | 10.13 | 26.27
2925 | 10.7 | 1411.34 | 660 | 131.35 | 2202.69 | 740.21 | 444.13 | 11547.34 | 3387.03 | 14490.24 | 190.84 | 0 | 0 | 2398.5 | 11070 | 11070 | 61.5 | 24569.25 | 288.84 | 17.86 | -55.69 | 12.43 | 20 | 7.88 | 0 | 0.5 | 0.5 | 1 | 0.5 | 0 | 0 | 0 | 0 | 0 | 0 | 0 | 0 | 0 | 0 | 0 | 0 | 0 | 0 | 0 | 0 | 0
2926 | 10.3 | 1411.34 | 660 | 131.35 | 2202.69 | 740.21 | 444.13 | 11547.34 | 3387.03 | 14490.24 | 190.84 | 0 | 0 | 2398.5 | 11070 | 11070 | 61.5 | 24569.25 | 288.47 | 17.5 | -56.08 | 12.03 | 20 | 9.24 | 0 | 0.5 | 0.5 | 1 | 0.5 | 0 | 0 | 0 | 0 | 0 | 0 | 0 | 0 | 0 | 0 | 0 | 0 | 0 | 0 | 0 | 0 | 0
2927 | 10.2 | 1411.34 | 660 | 131.35 | 2202.69 | 740.21 | 444.13 | 11547.34 | 3387.03 | 14490.24 | 190.84 | 0 | 0 | 2398.5 | 11070 | 11070 | 61.5 | 24569.25 | 288.38 | 17.4 | -56.18 | 11.94 | 20 | 9.58 | 0 | 0.5 | 0.5 | 1 | 0.5 | 0 | 0 | 0 | 0 | 0 | 0 | 0 | 0 | 0 | 0 | 0 | 0 | 0 | 0 | 0 | 0 | 0
2928 | 10.1 | 1411.34 | 660 | 131.35 | 2202.69 | 740.21 | 444.13 | 11547.34 | 3387.03 | 14490.24 | 190.84 | 0 | 0 | 2398.5 | 11070 | 11070 | 61.5 | 24569.25 | 288.29 | 17.31 | -56.28 | 11.84 | 20 | 9.92 | 0 | 0.5 | 0.5 | 1 | 0.5 | 0 | 0 | 0 | 0 | 0 | 0 | 0 | 0 | 0 | 0 | 0 | 0 | 0 | 0 | 0 | 0 | 0
2929 | 10 | 1411.34 | 660 | 131.35 | 2202.69 | 740.21 | 444.13 | 11547.34 | 3387.03 | 14490.24 | 190.84 | 0 | 0 | 2398.5 | 2214 | 2214 | 61.5 | 6857.25 | 283.4 | 12.42 | -57.58 | 10.53 | 20 | 27.97 | 0 | 0.5 | 0.1 | 0.5 | 0.5 | 0 | 0 | 0 | 0 | 0 | 0 | 0 | 0 | 0 | 0 | 0 | 0 | 0 | 0 | 0 | 0 | 0
2930 | 10 | 1411.34 | 660 | 131.35 | 2202.69 | 740.21 | 444.13 | 11547.34 | 3387.03 | 14490.24 | 190.84 | 0 | 0 | 2398.5 | 2214 | 2214 | 61.5 | 6857.25 | 283.4 | 12.42 | -57.58 | 10.53 | 20 | 27.97 | 0 | 0.5 | 0.1 | 0.5 | 0.5 | 0 | 0 | 0 | 0 | 0 | 0 | 0 | 0 | 0 | 0 | 0 | 0 | 0 | 0 | 0 | 0 | 0
2931 | 10.2 | 1411.34 | 660 | 131.35 | 2202.69 | 740.21 | 444.13 | 11547.34 | 3387.03 | 14490.24 | 190.84 | 0 | 0 | 2398.5 | 2214 | 2214 | 61.5 | 6857.25 | 283.58 | 12.61 | -57.39 | 10.73 | 20 | 27.29 | 0 | 0.5 | 0.1 | 0.5 | 0.5 | 0 | 0 | 0 | 0 | 0 | 0 | 0 | 0 | 0 | 0 | 0 | 0 | 0 | 0 | 0 | 0 | 0
2932 | 10.1 | 1411.34 | 660 | 131.35 | 2202.69 | 740.21 | 444.13 | 11547.34 | 3387.03 | 14490.24 | 190.84 | 0 | 0 | 2398.5 | 2214 | 2214 | 61.5 | 6857.25 | 283.49 | 12.51 | -57.48 | 10.63 | 20 | 27.63 | 0 | 0.5 | 0.1 | 0.5 | 0.5 | 0 | 0 | 0 | 0 | 0 | 0 | 0 | 0 | 0 | 0 | 0 | 0 | 0 | 0 | 0 | 0 | 0
2933 | 10 | 1411.34 | 660 | 131.35 | 2202.69 | 740.21 | 444.13 | 11547.34 | 3387.03 | 14490.24 | 190.84 | 0 | 0 | 2398.5 | 2214 | 2214 | 61.5 | 6857.25 | 283.4 | 12.42 | -57.58 | 10.53 | 20 | 27.97 | 0 | 0.5 | 0.1 | 0.5 | 0.5 | 0 | 0 | 0 | 0 | 0 | 0 | 0 | 0 | 0 | 0 | 0 | 0 | 0 | 0 | 0 | 0 | 0
2934 | 10.1 | 1411.34 | 660 | 131.35 | 2202.69 | 740.21 | 444.13 | 11547.34 | 3387.03 | 14490.24 | 190.84 | 0 | 0 | 2398.5 | 2214 | 2214 | 61.5 | 6857.25 | 283.49 | 12.51 | -57.48 | 10.63 | 20 | 27.63 | 0 | 0.5 | 0.1 | 0.5 | 0.5 | 0 | 0 | 0 | 0 | 0 | 0 | 0 | 0 | 0 | 0 | 0 | 0 | 0 | 0 | 0 | 0 | 0
2935 | 10.4 | 1411.34 | 660 | 131.35 | 2202.69 | 740.21 | 444.13 | 11547.34 | 3387.03 | 14490.24 | 190.84 | 1060.73 | 88.43 | 2398.5 | 2214 | 2214 | 61.5 | 6857.25 | 284.08 | 13.1 | -57.11 | 11.01 | 20 | 25.46 | 0 | 0.5 | 0.1 | 0.5 | 0.5 | 0 | 311.64 | 0 | 175.05 | 0 | 402.09 | 0 | 171.95 | 0 | 23.15 | 0 | 9.77 | 0 | 19.64 | 0 | 9.59 | 26.27
2936 | 10.7 | 1411.34 | 660 | 131.35 | 2202.69 | 740.21 | 177.65 | 11280.86 | 3120.55 | 14223.76 | 190.84 | 3384.88 | 281.35 | 959.4 | 4428 | 4428 | 24.6 | 9827.7 | 305.27 | 15.22 | -57.68 | 11.69 | 20 | 16.48 | 0 | 0.2 | 0.2 | 1 | 0.2 | 0 | 986.41 | 0 | 560.49 | 0 | 1287.44 | 0 | 550.55 | 0 | 73.29 | 0 | 31.27 | 0 | 62.89 | 0 | 30.72 | 83.19
2937 | 10.9 | 1411.34 | 660 | 131.35 | 2202.69 | 740.21 | 177.65 | 11280.86 | 3120.55 | 14223.76 | 190.84 | 10198.42 | 842.19 | 959.4 | 4428 | 4428 | 24.6 | 9827.7 | 307.59 | 17.54 | -56.97 | 12.4 | 20 | 8.48 | 0 | 0.2 | 0.2 | 1 | 0.2 | 0 | 2967.24 | 0 | 1701.52 | 0 | 3873.3 | 0 | 1656.35 | 0 | 220.45 | 0 | 94.93 | 0 | 189.22 | 0 | 92.41 | 245.18
2938 | 11.3 | 1411.34 | 660 | 131.35 | 2202.69 | 740.21 | 177.65 | 11280.86 | 3120.55 | 14223.76 | 190.84 | 14833.33 | 1222.33 | 959.4 | 4428 | 4428 | 24.6 | 9827.7 | 309.41 | 19.36 | -56.23 | 13.14 | 20 | 2.22 | 0 | 0.2 | 0.2 | 1 | 0.2 | 0 | 4287.98 | 0 | 2476.71 | 0 | 5651.77 | 0 | 2416.88 | 0 | 318.58 | 0 | 138.18 | 0 | 276.1 | 0 | 134.84 | 354.64
2939 | 11.9 | 1411.34 | 660 | 131.35 | 2202.69 | 740.21 | 177.65 | 11280.86 | 3120.55 | 14223.76 | 190.84 | 22018.46 | 1808.29 | 959.4 | 4428 | 4428 | 24.6 | 9827.7 | 312.2 | 22.15 | -55.1 | 14.28 | 22.15 | 0 | 0 | 0.2 | 0.2 | 1 | 0.2 | 0 | 6332.36 | 0 | 3684.82 | 0 | 8406.42 | 0 | 3594.85 | 0 | 470.47 | 0 | 205.58 | 0 | 410.67 | 0 | 200.56 | 521.01
2940 | 12.6 | 1411.34 | 660 | 131.35 | 2202.69 | 740.21 | 177.65 | 11280.86 | 3120.55 | 14223.76 | 190.84 | 50869.52 | 4180.1 | 959.4 | 4428 | 4428 | 24.6 | 9827.7 | 321.98 | 31.93 | -52.24 | 17.13 | 23.9 | 0 | 0 | 0.2 | 0.2 | 1 | 0.2 | 0 | 13960.3 | 0 | 9720.31 | 0 | 19229.09 | 0 | 7959.82 | 0 | 1037.19 | 0 | 542.31 | 0 | 939.38 | 0 | 444.09 | 1217.15
2941 | 13.2 | 1411.34 | 660 | 131.35 | 2202.69 | 740.21 | 177.65 | 11280.86 | 3120.55 | 14223.76 | 190.84 | 27206.8 | 4437.12 | 959.4 | 4428 | 4428 | 24.6 | 9827.7 | 315.8 | 25.75 | -53.27 | 16.1 | 23.9 | 0 | 0 | 0.2 | 0.2 | 1 | 0.2 | 0 | 7357.73 | 0 | 4887.69 | 0 | 10766.18 | 0 | 4195.2 | 0 | 1093.29 | 0 | 545.38 | 0 | 1051.9 | 0 | 468.11 | 1278.44
2942 | 13.4 | 1411.34 | 660 | 131.35 | 2202.69 | 740.21 | 177.65 | 11280.86 | 3120.55 | 14223.76 | 190.84 | 22107.43 | 3594.13 | 959.4 | 4428 | 4428 | 24.6 | 9827.7 | 314.26 | 24.21 | -53.49 | 15.89 | 23.9 | 0 | 0 | 0.2 | 0.2 | 1 | 0.2 | 0 | 6174 | 0 | 3674.22 | 0 | 8738.94 | 0 | 3520.26 | 0 | 917.4 | 0 | 409.98 | 0 | 853.83 | 0 | 392.8 | 1020.13
2943 | 13.1 | 1411.34 | 660 | 131.35 | 2202.69 | 740.21 | 177.65 | 11280.86 | 3120.55 | 14223.76 | 190.84 | 16832.7 | 2743.84 | 959.4 | 4428 | 4428 | 24.6 | 9827.7 | 312.21 | 22.16 | -54.21 | 15.17 | 22.16 | 0 | 0 | 0.2 | 0.2 | 1 | 0.2 | 0 | 4791.62 | 0 | 2748.6 | 0 | 6560.41 | 0 | 2732.07 | 0 | 711.99 | 0 | 306.7 | 0 | 640.98 | 0 | 304.85 | 779.32
2944 | 13.5 | 1411.34 | 660 | 131.35 | 2202.69 | 740.21 | 177.65 | 11280.86 | 3120.55 | 14223.76 | 190.84 | 46932.17 | 3773.4 | 959.4 | 4428 | 4428 | 24.6 | 9827.7 | 321.53 | 31.48 | -51.65 | 17.72 | 23.9 | 0 | 0 | 0.2 | 0.2 | 1 | 0.2 | 0 | 12323.47 | 0 | 7026.54 | 0 | 20365.38 | 0 | 7216.79 | 0 | 915.58 | 0 | 392.02 | 0 | 994.89 | 0 | 402.63 | 1068.29
2945 | 13.6 | 1411.34 | 660 | 131.35 | 2202.69 | 740.21 | 177.65 | 11280.86 | 3120.55 | 14223.76 | 190.84 | 12045.79 | 1964.8 | 959.4 | 4428 | 4428 | 24.6 | 9827.7 | 311.05 | 21 | -54.1 | 15.27 | 21 | 0 | 0 | 0.2 | 0.2 | 1 | 0.2 | 0 | 3402.71 | 0 | 1940.14 | 0 | 4729.22 | 0 | 1973.72 | 0 | 505.61 | 0 | 216.49 | 0 | 462.06 | 0 | 220.23 | 560.41
2946 | 13.4 | 1411.34 | 660 | 131.35 | 2202.69 | 740.21 | 444.13 | 11547.34 | 3387.03 | 14490.24 | 190.84 | 15083.47 | 1233.63 | 2398.5 | 11070 | 11070 | 61.5 | 24569.25 | 295.77 | 24.79 | -51.91 | 16.21 | 23.9 | 0 | 0 | 0.5 | 0.5 | 1 | 0.5 | 0 | 4244.48 | 0 | 2420.1 | 0 | 5919.15 | 0 | 2499.73 | 0 | 315.35 | 0 | 135.02 | 0 | 289.16 | 0 | 139.46 | 354.64
2947 | 13.5 | 1411.34 | 660 | 131.35 | 2202.69 | 740.21 | 444.13 | 11547.34 | 3387.03 | 14490.24 | 190.84 | 5463.93 | 889.63 | 2398.5 | 11070 | 11070 | 61.5 | 24569.25 | 293.25 | 22.27 | -52.49 | 15.63 | 22.27 | 0 | 0 | 0.5 | 0.5 | 1 | 0.5 | 0 | 1512.75 | 0 | 862.53 | 0 | 2159.25 | 0 | 929.41 | 0 | 224.78 | 0 | 96.24 | 0 | 210.97 | 0 | 103.71 | 253.94
2948 | 13.4 | 1411.34 | 660 | 131.35 | 2202.69 | 740.21 | 444.13 | 11547.34 | 3387.03 | 14490.24 | 190.84 | 3185.41 | 259.44 | 2398.5 | 11070 | 11070 | 61.5 | 24569.25 | 292.32 | 21.34 | -52.79 | 15.33 | 21.34 | 0 | 0 | 0.5 | 0.5 | 1 | 0.5 | 0 | 865.66 | 0 | 493.58 | 0 | 1257.99 | 0 | 568.18 | 0 | 64.31 | 0 | 27.54 | 0 | 61.46 | 0 | 31.7 | 74.43
2949 | 13 | 1411.34 | 660 | 131.35 | 2202.69 | 740.21 | 444.13 | 11547.34 | 3387.03 | 14490.24 | 190.84 | 0 | 0 | 2398.5 | 11070 | 11070 | 61.5 | 24569.25 | 290.99 | 20.02 | -53.42 | 14.7 | 20.02 | 0 | 0 | 0.5 | 0.5 | 1 | 0.5 | 0 | 0 | 0 | 0 | 0 | 0 | 0 | 0 | 0 | 0 | 0 | 0 | 0 | 0 | 0 | 0 | 0
2950 | 12.8 | 1411.34 | 660 | 131.35 | 2202.69 | 740.21 | 444.13 | 11547.34 | 3387.03 | 14490.24 | 190.84 | 0 | 0 | 2398.5 | 11070 | 11070 | 61.5 | 24569.25 | 290.77 | 19.79 | -53.61 | 14.5 | 20 | 0.77 | 0 | 0.5 | 0.5 | 1 | 0.5 | 0 | 0 | 0 | 0 | 0 | 0 | 0 | 0 | 0 | 0 | 0 | 0 | 0 | 0 | 0 | 0 | 0
2951 | 12.3 | 1411.34 | 660 | 131.35 | 2202.69 | 740.21 | 444.13 | 11547.34 | 3387.03 | 14490.24 | 190.84 | 0 | 0 | 2398.5 | 11070 | 11070 | 61.5 | 24569.25 | 290.31 | 19.33 | -54.11 | 14.01 | 20 | 2.47 | 0 | 0.5 | 0.5 | 1 | 0.5 | 0 | 0 | 0 | 0 | 0 | 0 | 0 | 0 | 0 | 0 | 0 | 0 | 0 | 0 | 0 | 0 | 0
2952 | 11.9 | 1411.34 | 660 | 131.35 | 2202.69 | 740.21 | 444.13 | 11547.34 | 3387.03 | 14490.24 | 190.84 | 0 | 0 | 2398.5 | 11070 | 11070 | 61.5 | 24569.25 | 289.94 | 18.96 | -54.5 | 13.61 | 20 | 3.82 | 0 | 0.5 | 0.5 | 1 | 0.5 | 0 | 0 | 0 | 0 | 0 | 0 | 0 | 0 | 0 | 0 | 0 | 0 | 0 | 0 | 0 | 0 | 0
2953 | 11.6 | 1411.34 | 660 | 131.35 | 2202.69 | 740.21 | 444.13 | 11547.34 | 3387.03 | 14490.24 | 190.84 | 0 | 0 | 2398.5 | 2214 | 2214 | 61.5 | 6857.25 | 284.87 | 13.89 | -56 | 12.11 | 20 | 22.55 | 0 | 0.5 | 0.1 | 0.5 | 0.5 | 0 | 0 | 0 | 0 | 0 | 0 | 0 | 0 | 0 | 0 | 0 | 0 | 0 | 0 | 0 | 0 | 0
2954 | 11.2 | 1411.34 | 660 | 131.35 | 2202.69 | 740.21 | 444.13 | 11547.34 | 3387.03 | 14490.24 | 190.84 | 0 | 0 | 2398.5 | 2214 | 2214 | 61.5 | 6857.25 | 284.5 | 13.52 | -56.4 | 11.72 | 20 | 23.9 | 0 | 0.5 | 0.1 | 0.5 | 0.5 | 0 | 0 | 0 | 0 | 0 | 0 | 0 | 0 | 0 | 0 | 0 | 0 | 0 | 0 | 0 | 0 | 0
2955 | 11.1 | 1411.34 | 660 | 131.35 | 2202.69 | 740.21 | 444.13 | 11547.34 | 3387.03 | 14490.24 | 190.84 | 0 | 0 | 2398.5 | 2214 | 2214 | 61.5 | 6857.25 | 284.41 | 13.43 | -56.5 | 11.62 | 20 | 24.24 | 0 | 0.5 | 0.1 | 0.5 | 0.5 | 0 | 0 | 0 | 0 | 0 | 0 | 0 | 0 | 0 | 0 | 0 | 0 | 0 | 0 | 0 | 0 | 0
2956 | 10.9 | 1411.34 | 660 | 131.35 | 2202.69 | 740.21 | 444.13 | 11547.34 | 3387.03 | 14490.24 | 190.84 | 0 | 0 | 2398.5 | 2214 | 2214 | 61.5 | 6857.25 | 284.22 | 13.25 | -56.69 | 11.42 | 20 | 24.92 | 0 | 0.5 | 0.1 | 0.5 | 0.5 | 0 | 0 | 0 | 0 | 0 | 0 | 0 | 0 | 0 | 0 | 0 | 0 | 0 | 0 | 0 | 0 | 0
2957 | 10.7 | 1411.34 | 660 | 131.35 | 2202.69 | 740.21 | 444.13 | 11547.34 | 3387.03 | 14490.24 | 190.84 | 0 | 0 | 2398.5 | 2214 | 2214 | 61.5 | 6857.25 | 284.04 | 13.06 | -56.89 | 11.22 | 20 | 25.6 | 0 | 0.5 | 0.1 | 0.5 | 0.5 | 0 | 0 | 0 | 0 | 0 | 0 | 0 | 0 | 0 | 0 | 0 | 0 | 0 | 0 | 0 | 0 | 0
2958 | 10.6 | 1411.34 | 660 | 131.35 | 2202.69 | 740.21 | 444.13 | 11547.34 | 3387.03 | 14490.24 | 190.84 | 0 | 0 | 2398.5 | 2214 | 2214 | 61.5 | 6857.25 | 283.95 | 12.97 | -56.99 | 11.12 | 20 | 25.94 | 0 | 0.5 | 0.1 | 0.5 | 0.5 | 0 | 0 | 0 | 0 | 0 | 0 | 0 | 0 | 0 | 0 | 0 | 0 | 0 | 0 | 0 | 0 | 0
2959 | 10.5 | 1411.34 | 660 | 131.35 | 2202.69 | 740.21 | 444.13 | 11547.34 | 3387.03 | 14490.24 | 190.84 | 4123 | 339.26 | 2398.5 | 2214 | 2214 | 61.5 | 6857.25 | 285.07 | 14.09 | -56.79 | 11.33 | 20 | 21.81 | 0 | 0.5 | 0.1 | 0.5 | 0.5 | 0 | 1267.26 | 0 | 688.58 | 0 | 1518.01 | 0 | 649.15 | 0 | 94.15 | 0 | 38.42 | 0 | 74.16 | 0 | 36.22 | 96.32
2960 | 10.6 | 1411.34 | 660 | 131.35 | 2202.69 | 740.21 | 177.65 | 11280.86 | 3120.55 | 14223.76 | 190.84 | 12663.93 | 1037.3 | 959.4 | 4428 | 4428 | 24.6 | 9827.7 | 308.09 | 18.04 | -57.08 | 12.29 | 20 | 6.76 | 0 | 0.2 | 0.2 | 1 | 0.2 | 0 | 3791.44 | 0 | 2137.47 | 0 | 4717.61 | 0 | 2017.4 | 0 | 281.69 | 0 | 119.25 | 0 | 230.46 | 0 | 112.55 | 293.34
2961 | 11.1 | 1411.34 | 660 | 131.35 | 2202.69 | 740.21 | 177.65 | 11280.86 | 3120.55 | 14223.76 | 190.84 | 27845.24 | 2271.3 | 959.4 | 4428 | 4428 | 24.6 | 9827.7 | 313.3 | 23.25 | -55.45 | 13.92 | 23.25 | 0 | 0 | 0.2 | 0.2 | 1 | 0.2 | 0 | 8810.31 | 0 | 5260.31 | 0 | 9648.58 | 0 | 4126.04 | 0 | 654.57 | 0 | 293.48 | 0 | 471.35 | 0 | 230.2 | 621.71
2962 | 12.1 | 1411.34 | 660 | 131.35 | 2202.69 | 740.21 | 177.65 | 11280.86 | 3120.55 | 14223.76 | 190.84 | 53740.43 | 4386.59 | 959.4 | 4428 | 4428 | 24.6 | 9827.7 | 322.46 | 32.41 | -52.52 | 16.85 | 23.9 | 0 | 0 | 0.2 | 0.2 | 1 | 0.2 | 0 | 17419.44 | 0 | 13334.93 | 0 | 16100.84 | 0 | 6885.23 | 0 | 1294.19 | 0 | 743.97 | 0 | 786.56 | 0 | 384.13 | 1177.74
2963 | 12.8 | 1411.34 | 660 | 131.35 | 2202.69 | 740.21 | 177.65 | 11280.86 | 3120.55 | 14223.76 | 190.84 | 35892.88 | 6026.51 | 959.4 | 4428 | 4428 | 24.6 | 9827.7 | 318.42 | 28.37 | -52.96 | 16.42 | 23.9 | 0 | 0 | 0.2 | 0.2 | 1 | 0.2 | 0 | 9886.92 | 0 | 11208.97 | 0 | 10364.71 | 0 | 4432.28 | 0 | 1469.11 | 0 | 1250.72 | 0 | 1012.67 | 0 | 494.56 | 1799.45
2964 | 15 | 1411.34 | 660 | 131.35 | 2202.69 | 740.21 | 177.65 | 11280.86 | 3120.55 | 14223.76 | 190.84 | 33921.77 | 5656.17 | 959.4 | 4428 | 4428 | 24.6 | 9827.7 | 319.73 | 29.68 | -50.95 | 18.43 | 23.9 | 0 | 0 | 0.2 | 0.2 | 1 | 0.2 | 0 | 8216.78 | 0 | 8688.17 | 0 | 12331.81 | 0 | 4685.01 | 0 | 1220.94 | 0 | 969.44 | 0 | 1204.86 | 0 | 522.76 | 1738.15
2965 | 17.4 | 1411.34 | 660 | 131.35 | 2202.69 | 740.21 | 177.65 | 11280.86 | 3120.55 | 14223.76 | 190.84 | 55207.05 | 9189.65 | 959.4 | 4428 | 4428 | 24.6 | 9827.7 | 329.1 | 39.05 | -46.86 | 22.52 | 23.9 | 0 | 0 | 0.2 | 0.2 | 1 | 0.2 | 0 | 7482.01 | 0 | 16551.89 | 0 | 26907.09 | 0 | 4266.06 | 0 | 1111.76 | 0 | 1846.9 | 0 | 2628.92 | 0 | 476.02 | 3126.05
2966 | 18.2 | 1411.34 | 660 | 131.35 | 2202.69 | 740.21 | 177.65 | 11280.86 | 3120.55 | 14223.76 | 190.84 | 64512.6 | 10323.65 | 959.4 | 4428 | 4428 | 24.6 | 9827.7 | 332.85 | 42.8 | -45.34 | 24.03 | 24 | 0 | -0.45 | 0.2 | 0.2 | 1 | 0.2 | 0 | 7081.34 | 0 | 13311.73 | 0 | 40081.92 | 0 | 4037.61 | 0 | 1052.22 | 0 | 1485.35 | 0 | 3916.15 | 0 | 450.52 | 3419.39
2967 | 18.8 | 1411.34 | 660 | 131.35 | 2202.69 | 740.21 | 177.65 | 11280.86 | 3120.55 | 14223.76 | 190.84 | 75373.89 | 11590.17 | 959.4 | 4428 | 4428 | 24.6 | 9827.7 | 336.92 | 46.87 | -43.91 | 25.46 | 24 | 0 | -21.11 | 0.2 | 0.2 | 1 | 0.2 | 0 | 7175.6 | 0 | 8463.83 | 0 | 55643.12 | 0 | 4091.35 | 0 | 1066.23 | 0 | 944.41 | 0 | 5436.54 | 0 | 456.52 | 3686.46
2968 | 18.1 | 1411.34 | 660 | 131.35 | 2202.69 | 740.21 | 177.65 | 11280.86 | 3120.55 | 14223.76 | 190.84 | 68354.73 | 10004.53 | 959.4 | 4428 | 4428 | 24.6 | 9827.7 | 333.79 | 43.74 | -45.2 | 24.18 | 24 | 0 | -2.55 | 0.2 | 0.2 | 1 | 0.2 | 0 | 6208.08 | 0 | 3539.7 | 0 | 52834.58 | 0 | 5772.37 | 0 | 922.47 | 0 | 394.97 | 0 | 5162.14 | 0 | 644.09 | 2880.87
2969 | 18.3 | 1411.34 | 660 | 131.35 | 2202.69 | 740.21 | 177.65 | 11280.86 | 3120.55 | 14223.76 | 190.84 | 53427.95 | 7527 | 959.4 | 4428 | 4428 | 24.6 | 9827.7 | 328.92 | 38.87 | -46.21 | 23.17 | 23.9 | 0 | 0 | 0.2 | 0.2 | 1 | 0.2 | 0 | 6439.03 | 0 | 3671.38 | 0 | 34981.88 | 0 | 8335.67 | 0 | 956.78 | 0 | 409.66 | 0 | 3417.86 | 0 | 930.11 | 1812.58
2970 | 17.7 | 1411.34 | 660 | 131.35 | 2202.69 | 740.21 | 444.13 | 11547.34 | 3387.03 | 14490.24 | 190.84 | 40801.37 | 5645.06 | 2398.5 | 11070 | 11070 | 61.5 | 24569.25 | 307.97 | 36.99 | -45.61 | 22.5 | 23.9 | 0 | 0 | 0.5 | 0.5 | 1 | 0.5 | 0 | 5166.77 | 0 | 2945.96 | 0 | 24347.18 | 0 | 8341.46 | 0 | 767.74 | 0 | 328.72 | 0 | 2378.81 | 0 | 930.76 | 1239.04
2971 | 15.6 | 1411.34 | 660 | 131.35 | 2202.69 | 740.21 | 444.13 | 11547.34 | 3387.03 | 14490.24 | 190.84 | 26862.44 | 3623.01 | 2398.5 | 11070 | 11070 | 61.5 | 24569.25 | 301.72 | 30.74 | -48.77 | 19.34 | 23.9 | 0 | 0 | 0.5 | 0.5 | 1 | 0.5 | 0 | 3391.77 | 0 | 1933.9 | 0 | 14755.58 | 0 | 6781.19 | 0 | 503.99 | 0 | 215.79 | 0 | 1441.68 | 0 | 756.66 | 704.89
2972 | 14.1 | 1411.34 | 660 | 131.35 | 2202.69 | 740.21 | 444.13 | 11547.34 | 3387.03 | 14490.24 | 190.84 | 12886.53 | 1669.68 | 2398.5 | 11070 | 11070 | 61.5 | 24569.25 | 296.02 | 25.05 | -51.34 | 16.78 | 23.9 | 0 | 0 | 0.5 | 0.5 | 1 | 0.5 | 0 | 1472.21 | 0 | 839.42 | 0 | 6469.55 | 0 | 4105.35 | 0 | 218.76 | 0 | 93.66 | 0 | 632.1 | 0 | 458.08 | 267.07
2973 | 12.8 | 1411.34 | 660 | 131.35 | 2202.69 | 740.21 | 444.13 | 11547.34 | 3387.03 | 14490.24 | 190.84 | 0 | 0 | 2398.5 | 11070 | 11070 | 61.5 | 24569.25 | 290.89 | 19.91 | -53.61 | 14.5 | 20 | 0.33 | 0 | 0.5 | 0.5 | 1 | 0.5 | 0 | 0 | 0 | 0 | 0 | 0 | 0 | 0 | 0 | 0 | 0 | 0 | 0 | 0 | 0 | 0 | 0
2974 | 11.9 | 1411.34 | 660 | 131.35 | 2202.69 | 740.21 | 444.13 | 11547.34 | 3387.03 | 14490.24 | 190.84 | 0 | 0 | 2398.5 | 11070 | 11070 | 61.5 | 24569.25 | 289.94 | 18.96 | -54.5 | 13.61 | 20 | 3.82 | 0 | 0.5 | 0.5 | 1 | 0.5 | 0 | 0 | 0 | 0 | 0 | 0 | 0 | 0 | 0 | 0 | 0 | 0 | 0 | 0 | 0 | 0 | 0
2975 | 11.2 | 1411.34 | 660 | 131.35 | 2202.69 | 740.21 | 444.13 | 11547.34 | 3387.03 | 14490.24 | 190.84 | 0 | 0 | 2398.5 | 11070 | 11070 | 61.5 | 24569.25 | 289.3 | 18.32 | -55.19 | 12.92 | 20 | 6.19 | 0 | 0.5 | 0.5 | 1 | 0.5 | 0 | 0 | 0 | 0 | 0 | 0 | 0 | 0 | 0 | 0 | 0 | 0 | 0 | 0 | 0 | 0 | 0
2976 | 10.6 | 1411.34 | 660 | 131.35 | 2202.69 | 740.21 | 444.13 | 11547.34 | 3387.03 | 14490.24 | 190.84 | 0 | 0 | 2398.5 | 11070 | 11070 | 61.5 | 24569.25 | 288.75 | 17.77 | -55.78 | 12.33 | 20 | 8.22 | 0 | 0.5 | 0.5 | 1 | 0.5 | 0 | 0 | 0 | 0 | 0 | 0 | 0 | 0 | 0 | 0 | 0 | 0 | 0 | 0 | 0 | 0 | 0
2977 | 10.4 | 1411.34 | 660 | 131.35 | 2202.69 | 740.21 | 444.13 | 11547.34 | 3387.03 | 14490.24 | 190.84 | 0 | 0 | 2398.5 | 2214 | 2214 | 61.5 | 6857.25 | 283.77 | 12.79 | -57.19 | 10.93 | 20 | 26.61 | 0 | 0.5 | 0.1 | 0.5 | 0.5 | 0 | 0 | 0 | 0 | 0 | 0 | 0 | 0 | 0 | 0 | 0 | 0 | 0 | 0 | 0 | 0 | 0
2978 | 10.3 | 1411.34 | 660 | 131.35 | 2202.69 | 740.21 | 444.13 | 11547.34 | 3387.03 | 14490.24 | 190.84 | 0 | 0 | 2398.5 | 2214 | 2214 | 61.5 | 6857.25 | 283.67 | 12.7 | -57.29 | 10.83 | 20 | 26.95 | 0 | 0.5 | 0.1 | 0.5 | 0.5 | 0 | 0 | 0 | 0 | 0 | 0 | 0 | 0 | 0 | 0 | 0 | 0 | 0 | 0 | 0 | 0 | 0
2979 | 10.1 | 1411.34 | 660 | 131.35 | 2202.69 | 740.21 | 444.13 | 11547.34 | 3387.03 | 14490.24 | 190.84 | 0 | 0 | 2398.5 | 2214 | 2214 | 61.5 | 6857.25 | 283.49 | 12.51 | -57.48 | 10.63 | 20 | 27.63 | 0 | 0.5 | 0.1 | 0.5 | 0.5 | 0 | 0 | 0 | 0 | 0 | 0 | 0 | 0 | 0 | 0 | 0 | 0 | 0 | 0 | 0 | 0 | 0
2980 | 9.7 | 1411.34 | 660 | 131.35 | 2202.69 | 740.21 | 444.13 | 11547.34 | 3387.03 | 14490.24 | 190.84 | 0 | 0 | 2398.5 | 2214 | 2214 | 61.5 | 6857.25 | 283.12 | 12.15 | -57.88 | 10.24 | 20 | 28.98 | 0 | 0.5 | 0.1 | 0.5 | 0.5 | 0 | 0 | 0 | 0 | 0 | 0 | 0 | 0 | 0 | 0 | 0 | 0 | 0 | 0 | 0 | 0 | 0
2981 | 9.2 | 1411.34 | 660 | 131.35 | 2202.69 | 740.21 | 444.13 | 11547.34 | 3387.03 | 14490.24 | 190.84 | 0 | 0 | 2398.5 | 2214 | 2214 | 61.5 | 6857.25 | 282.66 | 11.69 | -58.37 | 9.74 | 20 | 30.68 | 0 | 0.5 | 0.1 | 0.5 | 0.5 | 0 | 0 | 0 | 0 | 0 | 0 | 0 | 0 | 0 | 0 | 0 | 0 | 0 | 0 | 0 | 0 | 0
2982 | 9.3 | 1411.34 | 660 | 131.35 | 2202.69 | 740.21 | 444.13 | 11547.34 | 3387.03 | 14490.24 | 190.84 | 1596.51 | 165.39 | 2398.5 | 2214 | 2214 | 61.5 | 6857.25 | 283.23 | 12.26 | -58.15 | 9.96 | 20 | 28.58 | 0 | 0.5 | 0.1 | 0.5 | 0.5 | 0 | 924.08 | 0 | 245.4 | 0 | 299.11 | 0 | 127.91 | 0 | 68.66 | 0 | 13.69 | 0 | 14.61 | 0 | 7.14 | 61.3
2983 | 11.1 | 1411.34 | 660 | 131.35 | 2202.69 | 740.21 | 444.13 | 11547.34 | 3387.03 | 14490.24 | 190.84 | 56156.37 | 4239.19 | 2398.5 | 2214 | 2214 | 61.5 | 6857.25 | 300.77 | 29.8 | -52.38 | 15.73 | 23.9 | 0 | 0 | 0.5 | 0.1 | 0.5 | 0.5 | 0 | 36266.28 | 0 | 12118.41 | 0 | 5443.76 | 0 | 2327.92 | 0 | 2694.42 | 0 | 676.1 | 0 | 265.94 | 0 | 129.88 | 472.85
2984 | 13.7 | 1411.34 | 660 | 131.35 | 2202.69 | 740.21 | 444.13 | 11547.34 | 3387.03 | 14490.24 | 190.84 | 44269.53 | 6879.55 | 2398.5 | 11070 | 11070 | 61.5 | 24569.25 | 305.57 | 34.6 | -49.24 | 18.87 | 23.9 | 0 | 0 | 0.5 | 0.5 | 1 | 0.5 | 0 | 25047.95 | 0 | 12169.18 | 0 | 4939.93 | 0 | 2112.47 | 0 | 3721.9 | 0 | 1357.86 | 0 | 482.65 | 0 | 235.71 | 1081.42
2985 | 17.5 | 1411.34 | 660 | 131.35 | 2202.69 | 740.21 | 444.13 | 11547.34 | 3387.03 | 14490.24 | 190.84 | 55187.65 | 8895.71 | 2398.5 | 11070 | 11070 | 61.5 | 24569.25 | 312.56 | 41.59 | -44.61 | 23.51 | 23.9 | 0 | 0 | 0.5 | 0.5 | 1 | 0.5 | 0 | 27348.31 | 0 | 18893.44 | 0 | 6266.26 | 0 | 2679.65 | 0 | 4063.72 | 0 | 2108.17 | 0 | 612.24 | 0 | 299 | 1812.58
2986 | 20 | 1411.34 | 660 | 131.35 | 2202.69 | 740.21 | 444.13 | 11547.34 | 3387.03 | 14490.24 | 190.84 | 53946.74 | 9107.91 | 2398.5 | 11070 | 11070 | 61.5 | 24569.25 | 314.58 | 43.6 | -42.21 | 25.9 | 24 | 0 | -27.95 | 0.5 | 0.5 | 1 | 0.5 | 0 | 21239.66 | 0 | 21837.46 | 0 | 7613.75 | 0 | 3255.88 | 0 | 3156.02 | 0 | 2436.67 | 0 | 743.89 | 0 | 363.3 | 2408.02
2987 | 22.3 | 1411.34 | 660 | 131.35 | 2202.69 | 740.21 | 444.13 | 11547.34 | 3387.03 | 14490.24 | 190.84 | 47865.01 | 8630.21 | 2398.5 | 11070 | 11070 | 61.5 | 24569.25 | 314.92 | 43.94 | -40.39 | 27.73 | 24 | 0 | -54.71 | 0.5 | 0.5 | 1 | 0.5 | 0 | 12579.11 | 0 | 23108.42 | 0 | 8529.84 | 0 | 3647.63 | 0 | 1869.14 | 0 | 2578.49 | 0 | 833.4 | 0 | 407.01 | 2942.17
2988 | 23.4 | 1411.34 | 660 | 131.35 | 2202.69 | 740.21 | 444.13 | 11547.34 | 3387.03 | 14490.24 | 190.84 | 47340.26 | 8638.4 | 2398.5 | 11070 | 11070 | 61.5 | 24569.25 | 315.79 | 44.81 | -39.34 | 28.78 | 24 | 0 | -70.14 | 0.5 | 0.5 | 1 | 0.5 | 0 | 6912.03 | 0 | 21379.09 | 0 | 15108.07 | 0 | 3941.07 | 0 | 1027.07 | 0 | 2385.52 | 0 | 1476.12 | 0 | 439.75 | 3309.94
2989 | 24 | 1411.34 | 660 | 131.35 | 2202.69 | 740.21 | 444.13 | 11547.34 | 3387.03 | 14490.24 | 190.84 | 58266.89 | 9852.96 | 2398.5 | 11070 | 11070 | 61.5 | 24569.25 | 319.63 | 48.65 | -37.92 | 30.2 | 24 | 0 | -90.97 | 0.5 | 0.5 | 1 | 0.5 | 0 | 7113.93 | 0 | 18180.72 | 0 | 28916.05 | 0 | 4056.19 | 0 | 1057.07 | 0 | 2028.64 | 0 | 2825.21 | 0 | 452.6 | 3489.44
2990 | 24.6 | 1411.34 | 660 | 131.35 | 2202.69 | 740.21 | 444.13 | 11547.34 | 3387.03 | 14490.24 | 190.84 | 64260.42 | 10307.58 | 2398.5 | 11070 | 11070 | 61.5 | 24569.25 | 321.93 | 50.95 | -36.89 | 31.23 | 24 | 0 | -99.45 | 0.5 | 0.5 | 1 | 0.5 | 0 | 7098.35 | 0 | 13226.37 | 0 | 39888.4 | 0 | 4047.3 | 0 | 1054.75 | 0 | 1475.83 | 0 | 3897.25 | 0 | 451.61 | 3428.15
2991 | 25.1 | 1411.34 | 660 | 131.35 | 2202.69 | 740.21 | 444.13 | 11547.34 | 3387.03 | 14490.24 | 190.84 | 66430.93 | 10170.96 | 2398.5 | 11070 | 11070 | 61.5 | 24569.25 | 322.94 | 51.96 | -36.25 | 31.86 | 24 | 0 | -103.18 | 0.5 | 0.5 | 1 | 0.5 | 0 | 6828.29 | 0 | 7543.32 | 0 | 48166 | 0 | 3893.32 | 0 | 1014.62 | 0 | 841.7 | 0 | 4706 | 0 | 434.43 | 3174.21
2992 | 24.8 | 1411.34 | 660 | 131.35 | 2202.69 | 740.21 | 444.13 | 11547.34 | 3387.03 | 14490.24 | 190.84 | 65888.24 | 9629.99 | 2398.5 | 11070 | 11070 | 61.5 | 24569.25 | 322.37 | 51.39 | -36.62 | 31.49 | 24 | 0 | -101.08 | 0.5 | 0.5 | 1 | 0.5 | 0 | 6388.35 | 0 | 3642.48 | 0 | 50061.76 | 0 | 5795.64 | 0 | 949.25 | 0 | 406.44 | 0 | 4891.22 | 0 | 646.69 | 2736.39
2993 | 24.7 | 1411.34 | 660 | 131.35 | 2202.69 | 740.21 | 444.13 | 11547.34 | 3387.03 | 14490.24 | 190.84 | 64226.74 | 8893.81 | 2398.5 | 11070 | 11070 | 61.5 | 24569.25 | 321.63 | 50.65 | -36.89 | 31.23 | 24 | 0 | -98.34 | 0.5 | 0.5 | 1 | 0.5 | 0 | 5765.74 | 0 | 3287.48 | 0 | 45184.05 | 0 | 9989.47 | 0 | 856.74 | 0 | 366.82 | 0 | 4414.65 | 0 | 1114.65 | 2140.95
2994 | 24.1 | 1411.34 | 660 | 131.35 | 2202.69 | 740.21 | 444.13 | 11547.34 | 3387.03 | 14490.24 | 190.84 | 54206.96 | 7219.8 | 2398.5 | 11070 | 11070 | 61.5 | 24569.25 | 317.91 | 46.93 | -38.28 | 29.84 | 24 | 0 | -84.62 | 0.5 | 0.5 | 1 | 0.5 | 0 | 4954.13 | 0 | 2824.72 | 0 | 34813.63 | 0 | 11614.48 | 0 | 736.14 | 0 | 315.19 | 0 | 3401.42 | 0 | 1295.97 | 1471.08
2995 | 23.1 | 1411.34 | 660 | 131.35 | 2202.69 | 740.21 | 444.13 | 11547.34 | 3387.03 | 14490.24 | 190.84 | 31078.91 | 4133.66 | 2398.5 | 11070 | 11070 | 61.5 | 24569.25 | 309.88 | 38.91 | -41.05 | 27.07 | 24 | 0 | -45.02 | 0.5 | 0.5 | 1 | 0.5 | 0 | 3489.93 | 0 | 1989.87 | 0 | 17485.53 | 0 | 8113.57 | 0 | 518.57 | 0 | 222.03 | 0 | 1708.4 | 0 | 905.33 | 779.32
2996 | 21.3 | 1411.34 | 660 | 131.35 | 2202.69 | 740.21 | 444.13 | 11547.34 | 3387.03 | 14490.24 | 190.84 | 7501.16 | 1055.06 | 2398.5 | 11070 | 11070 | 61.5 | 24569.25 | 301.01 | 30.03 | -44.64 | 23.47 | 23.9 | 0 | 0 | 0.5 | 0.5 | 1 | 0.5 | 0 | 1279.33 | 0 | 729.44 | 0 | 3472.46 | 0 | 2019.93 | 0 | 190.1 | 0 | 81.39 | 0 | 339.27 | 0 | 225.39 | 218.91
2997 | 19.4 | 1411.34 | 660 | 131.35 | 2202.69 | 740.21 | 444.13 | 11547.34 | 3387.03 | 14490.24 | 190.84 | 0 | 0 | 2398.5 | 11070 | 11070 | 61.5 | 24569.25 | 296.94 | 25.97 | -47.1 | 21.02 | 23.9 | 0 | 0 | 0.5 | 0.5 | 1 | 0.5 | 0 | 0 | 0 | 0 | 0 | 0 | 0 | 0 | 0 | 0 | 0 | 0 | 0 | 0 | 0 | 0 | 0
2998 | 18.5 | 1411.34 | 660 | 131.35 | 2202.69 | 740.21 | 444.13 | 11547.34 | 3387.03 | 14490.24 | 190.84 | 0 | 0 | 2398.5 | 11070 | 11070 | 61.5 | 24569.25 | 296.12 | 25.14 | -47.99 | 20.13 | 23.9 | 0 | 0 | 0.5 | 0.5 | 1 | 0.5 | 0 | 0 | 0 | 0 | 0 | 0 | 0 | 0 | 0 | 0 | 0 | 0 | 0 | 0 | 0 | 0 | 0
2999 | 17.2 | 1411.34 | 660 | 131.35 | 2202.69 | 740.21 | 444.13 | 11547.34 | 3387.03 | 14490.24 | 190.84 | 0 | 0 | 2398.5 | 11070 | 11070 | 61.5 | 24569.25 | 294.92 | 23.95 | -49.27 | 18.84 | 23.9 | 0 | 0 | 0.5 | 0.5 | 1 | 0.5 | 0 | 0 | 0 | 0 | 0 | 0 | 0 | 0 | 0 | 0 | 0 | 0 | 0 | 0 | 0 | 0 | 0
3000 | 15.7 | 1411.34 | 660 | 131.35 | 2202.69 | 740.21 | 444.13 | 11547.34 | 3387.03 | 14490.24 | 190.84 | 0 | 0 | 2398.5 | 11070 | 11070 | 61.5 | 24569.25 | 293.55 | 22.57 | -50.75 | 17.36 | 22.57 | 0 | 0 | 0.5 | 0.5 | 1 | 0.5 | 0 | 0 | 0 | 0 | 0 | 0 | 0 | 0 | 0 | 0 | 0 | 0 | 0 | 0 | 0 | 0 | 0
3001 | 14.4 | 1411.34 | 660 | 131.35 | 2202.69 | 740.21 | 444.13 | 11547.34 | 3387.03 | 14490.24 | 190.84 | 0 | 0 | 2398.5 | 2214 | 2214 | 61.5 | 6857.25 | 287.51 | 16.54 | -53.24 | 14.87 | 20 | 12.78 | 0 | 0.5 | 0.1 | 0.5 | 0.5 | 0 | 0 | 0 | 0 | 0 | 0 | 0 | 0 | 0 | 0 | 0 | 0 | 0 | 0 | 0 | 0 | 0
3002 | 13.7 | 1411.34 | 660 | 131.35 | 2202.69 | 740.21 | 444.13 | 11547.34 | 3387.03 | 14490.24 | 190.84 | 0 | 0 | 2398.5 | 2214 | 2214 | 61.5 | 6857.25 | 286.79 | 15.82 | -53.93 | 14.18 | 20 | 15.44 | 0 | 0.5 | 0.1 | 0.5 | 0.5 | 0 | 0 | 0 | 0 | 0 | 0 | 0 | 0 | 0 | 0 | 0 | 0 | 0 | 0 | 0 | 0 | 0
3003 | 13.5 | 1411.34 | 660 | 131.35 | 2202.69 | 740.21 | 444.13 | 11547.34 | 3387.03 | 14490.24 | 190.84 | 0 | 0 | 2398.5 | 2214 | 2214 | 61.5 | 6857.25 | 286.61 | 15.63 | -54.13 | 13.99 | 20 | 16.11 | 0 | 0.5 | 0.1 | 0.5 | 0.5 | 0 | 0 | 0 | 0 | 0 | 0 | 0 | 0 | 0 | 0 | 0 | 0 | 0 | 0 | 0 | 0 | 0
3004 | 12.6 | 1411.34 | 660 | 131.35 | 2202.69 | 740.21 | 444.13 | 11547.34 | 3387.03 | 14490.24 | 190.84 | 0 | 0 | 2398.5 | 2214 | 2214 | 61.5 | 6857.25 | 285.78 | 14.81 | -55.02 | 13.1 | 20 | 19.16 | 0 | 0.5 | 0.1 | 0.5 | 0.5 | 0 | 0 | 0 | 0 | 0 | 0 | 0 | 0 | 0 | 0 | 0 | 0 | 0 | 0 | 0 | 0 | 0
3005 | 12.4 | 1411.34 | 660 | 131.35 | 2202.69 | 740.21 | 444.13 | 11547.34 | 3387.03 | 14490.24 | 190.84 | 0 | 0 | 2398.5 | 2214 | 2214 | 61.5 | 6857.25 | 285.6 | 14.62 | -55.21 | 12.9 | 20 | 19.84 | 0 | 0.5 | 0.1 | 0.5 | 0.5 | 0 | 0 | 0 | 0 | 0 | 0 | 0 | 0 | 0 | 0 | 0 | 0 | 0 | 0 | 0 | 0 | 0
3006 | 13.6 | 1411.34 | 660 | 131.35 | 2202.69 | 740.21 | 444.13 | 11547.34 | 3387.03 | 14490.24 | 190.84 | 1476.88 | 157.19 | 2398.5 | 2214 | 2214 | 61.5 | 6857.25 | 287.14 | 16.17 | -53.92 | 14.2 | 20 | 14.14 | 0 | 0.5 | 0.1 | 0.5 | 0.5 | 0 | 837.66 | 0 | 226.82 | 0 | 288.87 | 0 | 123.53 | 0 | 62.23 | 0 | 12.65 | 0 | 14.11 | 0 | 6.89 | 61.3
3007 | 15.3 | 1411.34 | 660 | 131.35 | 2202.69 | 740.21 | 444.13 | 11547.34 | 3387.03 | 14490.24 | 190.84 | 53817.2 | 4072.3 | 2398.5 | 2214 | 2214 | 61.5 | 6857.25 | 303.95 | 32.97 | -48.41 | 19.71 | 23.9 | 0 | 0 | 0.5 | 0.1 | 0.5 | 0.5 | 0 | 34351.31 | 0 | 11500.5 | 0 | 5579.45 | 0 | 2385.95 | 0 | 2552.15 | 0 | 641.63 | 0 | 272.57 | 0 | 133.11 | 472.85
3008 | 17.7 | 1411.34 | 660 | 131.35 | 2202.69 | 740.21 | 444.13 | 11547.34 | 3387.03 | 14490.24 | 190.84 | 45395.92 | 7060.82 | 2398.5 | 11070 | 11070 | 61.5 | 24569.25 | 309.6 | 38.62 | -45.2 | 22.91 | 23.9 | 0 | 0 | 0.5 | 0.5 | 1 | 0.5 | 0 | 25844.8 | 0 | 12480.73 | 0 | 4952.53 | 0 | 2117.86 | 0 | 3840.31 | 0 | 1392.63 | 0 | 483.88 | 0 | 236.32 | 1107.69
3009 | 20.8 | 1411.34 | 660 | 131.35 | 2202.69 | 740.21 | 444.13 | 11547.34 | 3387.03 | 14490.24 | 190.84 | 54042.07 | 8699.23 | 2398.5 | 11070 | 11070 | 61.5 | 24569.25 | 315.23 | 44.25 | -41.44 | 26.67 | 24 | 0 | -39.22 | 0.5 | 0.5 | 1 | 0.5 | 0 | 26538.34 | 0 | 18181.88 | 0 | 6529.58 | 0 | 2792.26 | 0 | 3943.36 | 0 | 2028.77 | 0 | 637.97 | 0 | 311.57 | 1777.56
3010 | 22 | 1411.34 | 660 | 131.35 | 2202.69 | 740.21 | 444.13 | 11547.34 | 3387.03 | 14490.24 | 190.84 | 53046.98 | 8955.51 | 2398.5 | 11070 | 11070 | 61.5 | 24569.25 | 316.13 | 45.16 | -40.31 | 27.81 | 24 | 0 | -55.87 | 0.5 | 0.5 | 1 | 0.5 | 0 | 20836.1 | 0 | 21131.43 | 0 | 7760.72 | 0 | 3318.73 | 0 | 3096.06 | 0 | 2357.89 | 0 | 758.25 | 0 | 370.31 | 2373
3011 | 24 | 1411.34 | 660 | 131.35 | 2202.69 | 740.21 | 444.13 | 11547.34 | 3387.03 | 14490.24 | 190.84 | 46902.2 | 8418.59 | 2398.5 | 11070 | 11070 | 61.5 | 24569.25 | 316.16 | 45.18 | -38.79 | 29.32 | 24 | 0 | -78.17 | 0.5 | 0.5 | 1 | 0.5 | 0 | 12456.62 | 0 | 21926.09 | 0 | 8769.4 | 0 | 3750.07 | 0 | 1850.94 | 0 | 2446.56 | 0 | 856.8 | 0 | 418.44 | 2845.84
3012 | 24.8 | 1411.34 | 660 | 131.35 | 2202.69 | 740.21 | 444.13 | 11547.34 | 3387.03 | 14490.24 | 190.84 | 47121.64 | 8543.29 | 2398.5 | 11070 | 11070 | 61.5 | 24569.25 | 316.99 | 46.01 | -37.98 | 30.14 | 24 | 0 | -81.23 | 0.5 | 0.5 | 1 | 0.5 | 0 | 6973.76 | 0 | 21167.21 | 0 | 15004.4 | 0 | 3976.27 | 0 | 1036.24 | 0 | 2361.88 | 0 | 1465.99 | 0 | 443.68 | 3235.51
3013 | 25.9 | 1411.34 | 660 | 131.35 | 2202.69 | 740.21 | 444.13 | 11547.34 | 3387.03 | 14490.24 | 190.84 | 57133.58 | 9677.49 | 2398.5 | 11070 | 11070 | 61.5 | 24569.25 | 321.02 | 50.04 | -36.13 | 31.98 | 24 | 0 | -96.1 | 0.5 | 0.5 | 1 | 0.5 | 0 | 7177.94 | 0 | 17661.41 | 0 | 28201.54 | 0 | 4092.69 | 0 | 1066.58 | 0 | 1970.7 | 0 | 2755.4 | 0 | 456.67 | 3428.15
3014 | 26.3 | 1411.34 | 660 | 131.35 | 2202.69 | 740.21 | 444.13 | 11547.34 | 3387.03 | 14490.24 | 190.84 | 64430.1 | 10278.72 | 2398.5 | 11070 | 11070 | 61.5 | 24569.25 | 323.52 | 52.55 | -35.2 | 32.92 | 24 | 0 | -105.35 | 0.5 | 0.5 | 1 | 0.5 | 0 | 7143.06 | 0 | 13233.4 | 0 | 39980.85 | 0 | 4072.8 | 0 | 1061.39 | 0 | 1476.61 | 0 | 3906.28 | 0 | 454.45 | 3379.99
3015 | 26.3 | 1411.34 | 660 | 131.35 | 2202.69 | 740.21 | 444.13 | 11547.34 | 3387.03 | 14490.24 | 190.84 | 49734.82 | 7652.81 | 2398.5 | 11070 | 11070 | 61.5 | 24569.25 | 318.83 | 47.85 | -36.38 | 31.74 | 24 | 0 | -88.03 | 0.5 | 0.5 | 1 | 0.5 | 0 | 8160 | 0 | 6455 | 0 | 30467.19 | 0 | 4652.63 | 0 | 1212.5 | 0 | 720.26 | 0 | 2976.76 | 0 | 519.15 | 2224.14
3016 | 25.7 | 1411.34 | 660 | 131.35 | 2202.69 | 740.21 | 444.13 | 11547.34 | 3387.03 | 14490.24 | 190.84 | 51527.05 | 7660.65 | 2398.5 | 11070 | 11070 | 61.5 | 24569.25 | 318.77 | 47.79 | -36.85 | 31.27 | 24 | 0 | -87.8 | 0.5 | 0.5 | 1 | 0.5 | 0 | 7531.47 | 0 | 4294.26 | 0 | 34118.49 | 0 | 5582.82 | 0 | 1119.11 | 0 | 479.16 | 0 | 3333.51 | 0 | 622.94 | 2105.93
3017 | 25.5 | 1411.34 | 660 | 131.35 | 2202.69 | 740.21 | 444.13 | 11547.34 | 3387.03 | 14490.24 | 190.84 | 34245.49 | 5139 | 2398.5 | 11070 | 11070 | 61.5 | 24569.25 | 313.22 | 42.24 | -38.4 | 29.72 | 24 | 0 | -67.32 | 0.5 | 0.5 | 1 | 0.5 | 0 | 6414.45 | 0 | 3657.36 | 0 | 18684.98 | 0 | 5488.7 | 0 | 953.13 | 0 | 408.1 | 0 | 1825.59 | 0 | 612.44 | 1339.74
3018 | 24.3 | 1411.34 | 660 | 131.35 | 2202.69 | 740.21 | 444.13 | 11547.34 | 3387.03 | 14490.24 | 190.84 | 15070.74 | 2390.25 | 2398.5 | 11070 | 11070 | 61.5 | 24569.25 | 306.18 | 35.2 | -41.07 | 27.04 | 24 | 0 | -41.33 | 0.5 | 0.5 | 1 | 0.5 | 0 | 3824.17 | 0 | 2180.45 | 0 | 6458.57 | 0 | 2607.55 | 0 | 568.24 | 0 | 243.3 | 0 | 631.03 | 0 | 290.96 | 656.73
3019 | 24.2 | 1411.34 | 660 | 131.35 | 2202.69 | 740.21 | 444.13 | 11547.34 | 3387.03 | 14490.24 | 190.84 | 17007.5 | 2454.25 | 2398.5 | 11070 | 11070 | 61.5 | 24569.25 | 306.63 | 35.65 | -41.04 | 27.08 | 24 | 0 | -42.99 | 0.5 | 0.5 | 1 | 0.5 | 0 | 3045.57 | 0 | 1736.51 | 0 | 8402.08 | 0 | 3823.35 | 0 | 452.54 | 0 | 193.76 | 0 | 820.91 | 0 | 426.62 | 560.41
3020 | 22.2 | 1411.34 | 660 | 131.35 | 2202.69 | 740.21 | 444.13 | 11547.34 | 3387.03 | 14490.24 | 190.84 | 3582.81 | 572.13 | 2398.5 | 11070 | 11070 | 61.5 | 24569.25 | 300.64 | 29.67 | -44.05 | 24.06 | 24 | 0 | -0.92 | 0.5 | 0.5 | 1 | 0.5 | 0 | 937.38 | 0 | 534.47 | 0 | 1437.98 | 0 | 672.97 | 0 | 139.29 | 0 | 59.64 | 0 | 140.5 | 0 | 75.09 | 157.62
3021 | 20.4 | 1411.34 | 660 | 131.35 | 2202.69 | 740.21 | 444.13 | 11547.34 | 3387.03 | 14490.24 | 190.84 | 0 | 0 | 2398.5 | 11070 | 11070 | 61.5 | 24569.25 | 297.86 | 26.89 | -46.11 | 22 | 23.9 | 0 | 0 | 0.5 | 0.5 | 1 | 0.5 | 0 | 0 | 0 | 0 | 0 | 0 | 0 | 0 | 0 | 0 | 0 | 0 | 0 | 0 | 0 | 0 | 0
3022 | 19.7 | 1411.34 | 660 | 131.35 | 2202.69 | 740.21 | 444.13 | 11547.34 | 3387.03 | 14490.24 | 190.84 | 0 | 0 | 2398.5 | 11070 | 11070 | 61.5 | 24569.25 | 297.22 | 26.24 | -46.8 | 21.31 | 23.9 | 0 | 0 | 0.5 | 0.5 | 1 | 0.5 | 0 | 0 | 0 | 0 | 0 | 0 | 0 | 0 | 0 | 0 | 0 | 0 | 0 | 0 | 0 | 0 | 0
3023 | 18.7 | 1411.34 | 660 | 131.35 | 2202.69 | 740.21 | 444.13 | 11547.34 | 3387.03 | 14490.24 | 190.84 | 0 | 0 | 2398.5 | 11070 | 11070 | 61.5 | 24569.25 | 296.3 | 25.32 | -47.79 | 20.33 | 23.9 | 0 | 0 | 0.5 | 0.5 | 1 | 0.5 | 0 | 0 | 0 | 0 | 0 | 0 | 0 | 0 | 0 | 0 | 0 | 0 | 0 | 0 | 0 | 0 | 0
3024 | 17.4 | 1411.34 | 660 | 131.35 | 2202.69 | 740.21 | 444.13 | 11547.34 | 3387.03 | 14490.24 | 190.84 | 0 | 0 | 2398.5 | 11070 | 11070 | 61.5 | 24569.25 | 295.11 | 24.13 | -49.07 | 19.04 | 23.9 | 0 | 0 | 0.5 | 0.5 | 1 | 0.5 | 0 | 0 | 0 | 0 | 0 | 0 | 0 | 0 | 0 | 0 | 0 | 0 | 0 | 0 | 0 | 0 | 0
3025 | 16.5 | 1411.34 | 660 | 131.35 | 2202.69 | 740.21 | 444.13 | 11547.34 | 3387.03 | 14490.24 | 190.84 | 0 | 0 | 2398.5 | 2214 | 2214 | 61.5 | 6857.25 | 289.48 | 18.51 | -51.17 | 16.95 | 20 | 5.51 | 0 | 0.5 | 0.1 | 0.5 | 0.5 | 0 | 0 | 0 | 0 | 0 | 0 | 0 | 0 | 0 | 0 | 0 | 0 | 0 | 0 | 0 | 0 | 0
3026 | 16.9 | 1411.34 | 660 | 131.35 | 2202.69 | 740.21 | 444.13 | 11547.34 | 3387.03 | 14490.24 | 190.84 | 0 | 0 | 2398.5 | 2214 | 2214 | 61.5 | 6857.25 | 289.73 | 18.75 | -50.77 | 17.34 | 20 | 4.6 | 0 | 0.5 | 0.1 | 0.5 | 0.5 | 0 | 0 | 0 | 0 | 0 | 0 | 0 | 0 | 0 | 0 | 0 | 0 | 0 | 0 | 0 | 0 | 0
3027 | 16.4 | 1411.34 | 660 | 131.35 | 2202.69 | 740.21 | 444.13 | 11547.34 | 3387.03 | 14490.24 | 190.84 | 0 | 0 | 2398.5 | 2214 | 2214 | 61.5 | 6857.25 | 289.27 | 18.3 | -51.27 | 16.85 | 20 | 6.29 | 0 | 0.5 | 0.1 | 0.5 | 0.5 | 0 | 0 | 0 | 0 | 0 | 0 | 0 | 0 | 0 | 0 | 0 | 0 | 0 | 0 | 0 | 0 | 0
3028 | 15.1 | 1411.34 | 660 | 131.35 | 2202.69 | 740.21 | 444.13 | 11547.34 | 3387.03 | 14490.24 | 190.84 | 0 | 0 | 2398.5 | 2214 | 2214 | 61.5 | 6857.25 | 288.08 | 17.1 | -52.55 | 15.57 | 20 | 10.69 | 0 | 0.5 | 0.1 | 0.5 | 0.5 | 0 | 0 | 0 | 0 | 0 | 0 | 0 | 0 | 0 | 0 | 0 | 0 | 0 | 0 | 0 | 0 | 0
3029 | 14.5 | 1411.34 | 660 | 131.35 | 2202.69 | 740.21 | 444.13 | 11547.34 | 3387.03 | 14490.24 | 190.84 | 0 | 0 | 2398.5 | 2214 | 2214 | 61.5 | 6857.25 | 287.53 | 16.55 | -53.14 | 14.97 | 20 | 12.73 | 0 | 0.5 | 0.1 | 0.5 | 0.5 | 0 | 0 | 0 | 0 | 0 | 0 | 0 | 0 | 0 | 0 | 0 | 0 | 0 | 0 | 0 | 0 | 0
3030 | 14.2 | 1411.34 | 660 | 131.35 | 2202.69 | 740.21 | 444.13 | 11547.34 | 3387.03 | 14490.24 | 190.84 | 1882.77 | 196.86 | 2398.5 | 2214 | 2214 | 61.5 | 6857.25 | 287.82 | 16.84 | -53.3 | 14.82 | 20 | 11.66 | 0 | 0.5 | 0.1 | 0.5 | 0.5 | 0 | 1076.11 | 0 | 287.81 | 0 | 363.43 | 0 | 155.41 | 0 | 79.95 | 0 | 16.06 | 0 | 17.75 | 0 | 8.67 | 74.43
3031 | 15.4 | 1411.34 | 660 | 131.35 | 2202.69 | 740.21 | 444.13 | 11547.34 | 3387.03 | 14490.24 | 190.84 | 58455.25 | 4435.64 | 2398.5 | 2214 | 2214 | 61.5 | 6857.25 | 305.4 | 34.42 | -47.97 | 20.15 | 23.9 | 0 | 0 | 0.5 | 0.1 | 0.5 | 0.5 | 0 | 37894.57 | 0 | 12513.45 | 0 | 5636.77 | 0 | 2410.46 | 0 | 2815.4 | 0 | 698.14 | 0 | 275.37 | 0 | 134.48 | 512.25
3032 | 17.6 | 1411.34 | 660 | 131.35 | 2202.69 | 740.21 | 177.65 | 11280.86 | 3120.55 | 14223.76 | 190.84 | 49518.73 | 7703.55 | 959.4 | 4428 | 4428 | 24.6 | 9827.7 | 327.2 | 37.15 | -47.16 | 22.22 | 23.9 | 0 | 0 | 0.2 | 0.2 | 1 | 0.2 | 0 | 28838.62 | 0 | 13799.24 | 0 | 4819.79 | 0 | 2061.09 | 0 | 4285.16 | 0 | 1539.75 | 0 | 470.91 | 0 | 229.98 | 1177.74
3033 | 19.4 | 1411.34 | 660 | 131.35 | 2202.69 | 740.21 | 177.65 | 11280.86 | 3120.55 | 14223.76 | 190.84 | 56207.64 | 9083.88 | 959.4 | 4428 | 4428 | 24.6 | 9827.7 | 331.17 | 41.12 | -44.82 | 24.55 | 24 | 0 | -7.97 | 0.2 | 0.2 | 1 | 0.2 | 0 | 28061.14 | 0 | 19181.31 | 0 | 6279.77 | 0 | 2685.43 | 0 | 4169.64 | 0 | 2140.29 | 0 | 613.56 | 0 | 299.65 | 1860.74
3034 | 20.8 | 1411.34 | 660 | 131.35 | 2202.69 | 740.21 | 177.65 | 11280.86 | 3120.55 | 14223.76 | 190.84 | 55058.69 | 9332.33 | 959.4 | 4428 | 4428 | 24.6 | 9827.7 | 332.18 | 42.13 | -43.5 | 25.87 | 24 | 0 | -26.99 | 0.2 | 0.2 | 1 | 0.2 | 0 | 21919.97 | 0 | 22345.34 | 0 | 7560.34 | 0 | 3233.04 | 0 | 3257.11 | 0 | 2493.34 | 0 | 738.67 | 0 | 360.75 | 2482.45
3035 | 22.6 | 1411.34 | 660 | 131.35 | 2202.69 | 740.21 | 177.65 | 11280.86 | 3120.55 | 14223.76 | 190.84 | 48015.44 | 8680.5 | 959.4 | 4428 | 4428 | 24.6 | 9827.7 | 331.58 | 41.53 | -42.26 | 27.11 | 24 | 0 | -44.89 | 0.2 | 0.2 | 1 | 0.2 | 0 | 12792.54 | 0 | 22977.61 | 0 | 8577.34 | 0 | 3667.94 | 0 | 1900.86 | 0 | 2563.89 | 0 | 838.04 | 0 | 409.28 | 2968.43
3036 | 24.3 | 1411.34 | 660 | 131.35 | 2202.69 | 740.21 | 177.65 | 11280.86 | 3120.55 | 14223.76 | 190.84 | 46807.22 | 8584.43 | 959.4 | 4428 | 4428 | 24.6 | 9827.7 | 332.74 | 42.69 | -40.67 | 28.7 | 24 | 0 | -64.44 | 0.2 | 0.2 | 1 | 0.2 | 0 | 6961.61 | 0 | 21033.42 | 0 | 14842.86 | 0 | 3969.34 | 0 | 1034.43 | 0 | 2346.95 | 0 | 1450.2 | 0 | 442.91 | 3309.94
3037 | 25.7 | 1411.34 | 660 | 131.35 | 2202.69 | 740.21 | 177.65 | 11280.86 | 3120.55 | 14223.76 | 190.84 | 57587.63 | 9784.99 | 959.4 | 4428 | 4428 | 24.6 | 9827.7 | 337.48 | 47.43 | -38.46 | 30.91 | 24 | 0 | -80.79 | 0.2 | 0.2 | 1 | 0.2 | 0 | 7155.53 | 0 | 17888.93 | 0 | 28463.27 | 0 | 4079.91 | 0 | 1063.25 | 0 | 1996.08 | 0 | 2780.97 | 0 | 455.24 | 3489.44
3038 | 25.8 | 1411.34 | 660 | 131.35 | 2202.69 | 740.21 | 177.65 | 11280.86 | 3120.55 | 14223.76 | 190.84 | 60612.84 | 9679.47 | 959.4 | 4428 | 4428 | 24.6 | 9827.7 | 338.42 | 48.37 | -38.16 | 31.22 | 24 | 0 | -84.02 | 0.2 | 0.2 | 1 | 0.2 | 0 | 7471.51 | 0 | 12256 | 0 | 36625.27 | 0 | 4260.07 | 0 | 1110.2 | 0 | 1367.55 | 0 | 3578.43 | 0 | 475.35 | 3147.94
3039 | 26 | 1411.34 | 660 | 131.35 | 2202.69 | 740.21 | 177.65 | 11280.86 | 3120.55 | 14223.76 | 190.84 | 61750.05 | 9511.41 | 959.4 | 4428 | 4428 | 24.6 | 9827.7 | 338.88 | 48.83 | -37.89 | 31.48 | 24 | 0 | -85.61 | 0.2 | 0.2 | 1 | 0.2 | 0 | 7203.1 | 0 | 7159.04 | 0 | 43280.89 | 0 | 4107.03 | 0 | 1070.32 | 0 | 798.82 | 0 | 4228.71 | 0 | 458.27 | 2955.3
3040 | 26.9 | 1411.34 | 660 | 131.35 | 2202.69 | 740.21 | 177.65 | 11280.86 | 3120.55 | 14223.76 | 190.84 | 67425.46 | 9874.49 | 959.4 | 4428 | 4428 | 24.6 | 9827.7 | 341.45 | 51.4 | -36.59 | 32.79 | 24 | 0 | -94.46 | 0.2 | 0.2 | 1 | 0.2 | 0 | 6311.03 | 0 | 3598.39 | 0 | 51538.11 | 0 | 5977.93 | 0 | 937.76 | 0 | 401.52 | 0 | 5035.47 | 0 | 667.03 | 2832.71
3041 | 21.5 | 1411.34 | 660 | 131.35 | 2202.69 | 740.21 | 177.65 | 11280.86 | 3120.55 | 14223.76 | 190.84 | 43317.67 | 6301.84 | 959.4 | 4428 | 4428 | 24.6 | 9827.7 | 328.53 | 38.48 | -43.84 | 25.54 | 24 | 0 | -22.17 | 0.2 | 0.2 | 1 | 0.2 | 0 | 6683.84 | 0 | 3810.96 | 0 | 25906.71 | 0 | 6916.17 | 0 | 993.16 | 0 | 425.23 | 0 | 2531.18 | 0 | 771.72 | 1580.54
3042 | 24 | 1411.34 | 660 | 131.35 | 2202.69 | 740.21 | 444.13 | 11547.34 | 3387.03 | 14490.24 | 190.84 | 26406.25 | 3884.93 | 2398.5 | 11070 | 11070 | 61.5 | 24569.25 | 309.38 | 38.4 | -40.5 | 27.62 | 24 | 0 | -53.14 | 0.5 | 0.5 | 1 | 0.5 | 0 | 4839.19 | 0 | 2759.19 | 0 | 13741.06 | 0 | 5066.81 | 0 | 719.06 | 0 | 307.88 | 0 | 1342.55 | 0 | 565.37 | 950.07
3043 | 21 | 1411.34 | 660 | 131.35 | 2202.69 | 740.21 | 444.13 | 11547.34 | 3387.03 | 14490.24 | 190.84 | 6042.03 | 983.25 | 2398.5 | 11070 | 11070 | 61.5 | 24569.25 | 300.32 | 29.34 | -45.04 | 23.07 | 23.9 | 0 | 0 | 0.5 | 0.5 | 1 | 0.5 | 0 | 1674.14 | 0 | 954.55 | 0 | 2384.87 | 0 | 1028.47 | 0 | 248.76 | 0 | 106.51 | 0 | 233.01 | 0 | 114.76 | 280.21
3044 | 18.9 | 1411.34 | 660 | 131.35 | 2202.69 | 740.21 | 444.13 | 11547.34 | 3387.03 | 14490.24 | 190.84 | 2378.72 | 385.58 | 2398.5 | 11070 | 11070 | 61.5 | 24569.25 | 297.23 | 26.26 | -47.4 | 20.71 | 23.9 | 0 | 0 | 0.5 | 0.5 | 1 | 0.5 | 0 | 642.14 | 0 | 366.13 | 0 | 941.23 | 0 | 429.22 | 0 | 95.42 | 0 | 40.85 | 0 | 91.96 | 0 | 47.89 | 109.46
3045 | 17 | 1411.34 | 660 | 131.35 | 2202.69 | 740.21 | 444.13 | 11547.34 | 3387.03 | 14490.24 | 190.84 | 0 | 0 | 2398.5 | 11070 | 11070 | 61.5 | 24569.25 | 294.74 | 23.76 | -49.47 | 18.65 | 23.76 | 0 | 0 | 0.5 | 0.5 | 1 | 0.5 | 0 | 0 | 0 | 0 | 0 | 0 | 0 | 0 | 0 | 0 | 0 | 0 | 0 | 0 | 0 | 0 | 0
3046 | 15.7 | 1411.34 | 660 | 131.35 | 2202.69 | 740.21 | 444.13 | 11547.34 | 3387.03 | 14490.24 | 190.84 | 0 | 0 | 2398.5 | 11070 | 11070 | 61.5 | 24569.25 | 293.54 | 22.57 | -50.75 | 17.36 | 22.57 | 0 | 0 | 0.5 | 0.5 | 1 | 0.5 | 0 | 0 | 0 | 0 | 0 | 0 | 0 | 0 | 0 | 0 | 0 | 0 | 0 | 0 | 0 | 0 | 0
3047 | 14.7 | 1411.34 | 660 | 131.35 | 2202.69 | 740.21 | 444.13 | 11547.34 | 3387.03 | 14490.24 | 190.84 | 0 | 0 | 2398.5 | 11070 | 11070 | 61.5 | 24569.25 | 292.59 | 21.61 | -51.74 | 16.38 | 21.61 | 0 | 0 | 0.5 | 0.5 | 1 | 0.5 | 0 | 0 | 0 | 0 | 0 | 0 | 0 | 0 | 0 | 0 | 0 | 0 | 0 | 0 | 0 | 0 | 0
3048 | 13.6 | 1411.34 | 660 | 131.35 | 2202.69 | 740.21 | 444.13 | 11547.34 | 3387.03 | 14490.24 | 190.84 | 0 | 0 | 2398.5 | 11070 | 11070 | 61.5 | 24569.25 | 291.55 | 20.57 | -52.82 | 15.29 | 20.57 | 0 | 0 | 0.5 | 0.5 | 1 | 0.5 | 0 | 0 | 0 | 0 | 0 | 0 | 0 | 0 | 0 | 0 | 0 | 0 | 0 | 0 | 0 | 0 | 0
3049 | 13.5 | 1411.34 | 660 | 131.35 | 2202.69 | 740.21 | 444.13 | 11547.34 | 3387.03 | 14490.24 | 190.84 | 0 | 0 | 2398.5 | 2214 | 2214 | 61.5 | 6857.25 | 286.63 | 15.65 | -54.13 | 13.99 | 20 | 16.05 | 0 | 0.5 | 0.1 | 0.5 | 0.5 | 0 | 0 | 0 | 0 | 0 | 0 | 0 | 0 | 0 | 0 | 0 | 0 | 0 | 0 | 0 | 0 | 0
3050 | 12.6 | 1411.34 | 660 | 131.35 | 2202.69 | 740.21 | 444.13 | 11547.34 | 3387.03 | 14490.24 | 190.84 | 0 | 0 | 2398.5 | 2214 | 2214 | 61.5 | 6857.25 | 285.78 | 14.81 | -55.02 | 13.1 | 20 | 19.16 | 0 | 0.5 | 0.1 | 0.5 | 0.5 | 0 | 0 | 0 | 0 | 0 | 0 | 0 | 0 | 0 | 0 | 0 | 0 | 0 | 0 | 0 | 0 | 0
3051 | 13 | 1411.34 | 660 | 131.35 | 2202.69 | 740.21 | 444.13 | 11547.34 | 3387.03 | 14490.24 | 190.84 | 0 | 0 | 2398.5 | 2214 | 2214 | 61.5 | 6857.25 | 286.15 | 15.17 | -54.62 | 13.49 | 20 | 17.81 | 0 | 0.5 | 0.1 | 0.5 | 0.5 | 0 | 0 | 0 | 0 | 0 | 0 | 0 | 0 | 0 | 0 | 0 | 0 | 0 | 0 | 0 | 0 | 0
3052 | 11.2 | 1411.34 | 660 | 131.35 | 2202.69 | 740.21 | 444.13 | 11547.34 | 3387.03 | 14490.24 | 190.84 | 0 | 0 | 2398.5 | 2214 | 2214 | 61.5 | 6857.25 | 284.5 | 13.52 | -56.4 | 11.72 | 20 | 23.9 | 0 | 0.5 | 0.1 | 0.5 | 0.5 | 0 | 0 | 0 | 0 | 0 | 0 | 0 | 0 | 0 | 0 | 0 | 0 | 0 | 0 | 0 | 0 | 0
3053 | 11.1 | 1411.34 | 660 | 131.35 | 2202.69 | 740.21 | 444.13 | 11547.34 | 3387.03 | 14490.24 | 190.84 | 0 | 0 | 2398.5 | 2214 | 2214 | 61.5 | 6857.25 | 284.41 | 13.43 | -56.5 | 11.62 | 20 | 24.24 | 0 | 0.5 | 0.1 | 0.5 | 0.5 | 0 | 0 | 0 | 0 | 0 | 0 | 0 | 0 | 0 | 0 | 0 | 0 | 0 | 0 | 0 | 0 | 0
3054 | 12.1 | 1411.34 | 660 | 131.35 | 2202.69 | 740.21 | 444.13 | 11547.34 | 3387.03 | 14490.24 | 190.84 | 3149.32 | 291.83 | 2398.5 | 2214 | 2214 | 61.5 | 6857.25 | 286.26 | 15.28 | -55.28 | 12.84 | 20 | 17.41 | 0 | 0.5 | 0.1 | 0.5 | 0.5 | 0 | 1966.58 | 0 | 472.76 | 0 | 497.31 | 0 | 212.67 | 0 | 146.11 | 0 | 26.38 | 0 | 24.29 | 0 | 11.86 | 83.19
3055 | 15.7 | 1411.34 | 660 | 131.35 | 2202.69 | 740.21 | 444.13 | 11547.34 | 3387.03 | 14490.24 | 190.84 | 81763.69 | 6178.97 | 2398.5 | 2214 | 2214 | 61.5 | 6857.25 | 312.46 | 41.48 | -45.97 | 22.15 | 23.9 | 0 | 0 | 0.5 | 0.1 | 0.5 | 0.5 | 0 | 56459.87 | 0 | 17888 | 0 | 5194.49 | 0 | 2221.33 | 0 | 4194.72 | 0 | 997.99 | 0 | 253.76 | 0 | 123.93 | 608.57
3056 | 18.9 | 1411.34 | 660 | 131.35 | 2202.69 | 740.21 | 177.65 | 11280.86 | 3120.55 | 14223.76 | 190.84 | 50819.29 | 7930.27 | 959.4 | 4428 | 4428 | 24.6 | 9827.7 | 328.82 | 38.77 | -45.77 | 23.61 | 23.9 | 0 | 0 | 0.2 | 0.2 | 1 | 0.2 | 0 | 29925.27 | 0 | 14217.69 | 0 | 4676.51 | 0 | 1999.82 | 0 | 4446.63 | 0 | 1586.44 | 0 | 456.91 | 0 | 223.14 | 1217.15
3057 | 21.6 | 1411.34 | 660 | 131.35 | 2202.69 | 740.21 | 177.65 | 11280.86 | 3120.55 | 14223.76 | 190.84 | 56788.62 | 9190.03 | 959.4 | 4428 | 4428 | 24.6 | 9827.7 | 333.36 | 43.31 | -42.6 | 26.77 | 24 | 0 | -39.95 | 0.2 | 0.2 | 1 | 0.2 | 0 | 28467.53 | 0 | 19357.99 | 0 | 6278.3 | 0 | 2684.8 | 0 | 4230.02 | 0 | 2160.01 | 0 | 613.41 | 0 | 299.58 | 1887.01
3058 | 22.6 | 1411.34 | 660 | 131.35 | 2202.69 | 740.21 | 177.65 | 11280.86 | 3120.55 | 14223.76 | 190.84 | 55058.07 | 9342.64 | 959.4 | 4428 | 4428 | 24.6 | 9827.7 | 333.81 | 43.76 | -41.73 | 27.65 | 24 | 0 | -52.6 | 0.2 | 0.2 | 1 | 0.2 | 0 | 21977.79 | 0 | 22234.12 | 0 | 7597.31 | 0 | 3248.85 | 0 | 3265.7 | 0 | 2480.93 | 0 | 742.29 | 0 | 362.51 | 2491.21
3059 | 24.4 | 1411.34 | 660 | 131.35 | 2202.69 | 740.21 | 177.65 | 11280.86 | 3120.55 | 14223.76 | 190.84 | 49101.26 | 8972.84 | 959.4 | 4428 | 4428 | 24.6 | 9827.7 | 333.61 | 43.56 | -40.39 | 28.99 | 24 | 0 | -67.43 | 0.2 | 0.2 | 1 | 0.2 | 0 | 13147.49 | 0 | 23752.67 | 0 | 8546.39 | 0 | 3654.71 | 0 | 1953.6 | 0 | 2650.37 | 0 | 835.01 | 0 | 407.8 | 3126.05
3060 | 25 | 1411.34 | 660 | 131.35 | 2202.69 | 740.21 | 177.65 | 11280.86 | 3120.55 | 14223.76 | 190.84 | 46841.39 | 8624.16 | 959.4 | 4428 | 4428 | 24.6 | 9827.7 | 333.39 | 43.35 | -39.98 | 29.4 | 24 | 0 | -66.7 | 0.2 | 0.2 | 1 | 0.2 | 0 | 6958.34 | 0 | 21145.35 | 0 | 14770.22 | 0 | 3967.48 | 0 | 1033.95 | 0 | 2359.44 | 0 | 1443.11 | 0 | 442.7 | 3344.96
3061 | 23.7 | 1411.34 | 660 | 131.35 | 2202.69 | 740.21 | 177.65 | 11280.86 | 3120.55 | 14223.76 | 190.84 | 33685.77 | 5476.48 | 959.4 | 4428 | 4428 | 24.6 | 9827.7 | 327.49 | 37.44 | -42.39 | 26.98 | 24 | 0 | -43.01 | 0.2 | 0.2 | 1 | 0.2 | 0 | 8030.44 | 0 | 7024.77 | 0 | 14051.8 | 0 | 4578.76 | 0 | 1193.25 | 0 | 783.84 | 0 | 1372.91 | 0 | 510.91 | 1615.56
3062 | 24 | 1411.34 | 660 | 131.35 | 2202.69 | 740.21 | 177.65 | 11280.86 | 3120.55 | 14223.76 | 190.84 | 33937.59 | 5429.37 | 959.4 | 4428 | 4428 | 24.6 | 9827.7 | 327.82 | 37.77 | -42.08 | 27.29 | 24 | 0 | -47.48 | 0.2 | 0.2 | 1 | 0.2 | 0 | 7870.25 | 0 | 6006.48 | 0 | 15573.43 | 0 | 4487.43 | 0 | 1169.45 | 0 | 670.22 | 0 | 1521.58 | 0 | 500.72 | 1567.4
3063 | 25.5 | 1411.34 | 660 | 131.35 | 2202.69 | 740.21 | 177.65 | 11280.86 | 3120.55 | 14223.76 | 190.84 | 58067 | 8925.39 | 959.4 | 4428 | 4428 | 24.6 | 9827.7 | 337.19 | 47.14 | -38.68 | 30.69 | 24 | 0 | -79.78 | 0.2 | 0.2 | 1 | 0.2 | 0 | 7721.41 | 0 | 6963.2 | 0 | 38979.82 | 0 | 4402.56 | 0 | 1147.33 | 0 | 776.97 | 0 | 3808.48 | 0 | 491.25 | 2701.36
3064 | 24.4 | 1411.34 | 660 | 131.35 | 2202.69 | 740.21 | 177.65 | 11280.86 | 3120.55 | 14223.76 | 190.84 | 35694.11 | 5536.48 | 959.4 | 4428 | 4428 | 24.6 | 9827.7 | 328.72 | 38.67 | -41.56 | 27.82 | 24 | 0 | -50.59 | 0.2 | 0.2 | 1 | 0.2 | 0 | 7437.15 | 0 | 4240.48 | 0 | 19245.99 | 0 | 4770.49 | 0 | 1105.09 | 0 | 473.16 | 0 | 1880.41 | 0 | 532.3 | 1545.51
3065 | 24.7 | 1411.34 | 660 | 131.35 | 2202.69 | 740.21 | 177.65 | 11280.86 | 3120.55 | 14223.76 | 190.84 | 62944.96 | 8758.14 | 959.4 | 4428 | 4428 | 24.6 | 9827.7 | 337.83 | 47.78 | -39.15 | 30.23 | 24 | 0 | -82 | 0.2 | 0.2 | 1 | 0.2 | 0 | 6036.09 | 0 | 3441.63 | 0 | 43482.54 | 0 | 9984.69 | 0 | 896.91 | 0 | 384.02 | 0 | 4248.41 | 0 | 1114.11 | 2114.68
3066 | 23.4 | 1411.34 | 660 | 131.35 | 2202.69 | 740.21 | 444.13 | 11547.34 | 3387.03 | 14490.24 | 190.84 | 26275.76 | 3872.69 | 2398.5 | 11070 | 11070 | 61.5 | 24569.25 | 308.79 | 37.81 | -41.1 | 27.02 | 24 | 0 | -44.31 | 0.5 | 0.5 | 1 | 0.5 | 0 | 4853 | 0 | 2767.06 | 0 | 13610.7 | 0 | 5044.99 | 0 | 721.11 | 0 | 308.75 | 0 | 1329.82 | 0 | 562.93 | 950.07
3067 | 22.9 | 1411.34 | 660 | 131.35 | 2202.69 | 740.21 | 444.13 | 11547.34 | 3387.03 | 14490.24 | 190.84 | 18775.78 | 2692.73 | 2398.5 | 11070 | 11070 | 61.5 | 24569.25 | 305.98 | 35 | -42.18 | 25.93 | 24 | 0 | -28.38 | 0.5 | 0.5 | 1 | 0.5 | 0 | 3226.88 | 0 | 1839.89 | 0 | 9389.25 | 0 | 4319.75 | 0 | 479.49 | 0 | 205.3 | 0 | 917.37 | 0 | 482.01 | 608.57
3068 | 20.6 | 1411.34 | 660 | 131.35 | 2202.69 | 740.21 | 444.13 | 11547.34 | 3387.03 | 14490.24 | 190.84 | 6961.99 | 1000.35 | 2398.5 | 11070 | 11070 | 61.5 | 24569.25 | 300.21 | 29.23 | -45.37 | 22.74 | 23.9 | 0 | 0 | 0.5 | 0.5 | 1 | 0.5 | 0 | 1299.46 | 0 | 740.92 | 0 | 3133.65 | 0 | 1787.96 | 0 | 193.09 | 0 | 82.67 | 0 | 306.17 | 0 | 199.5 | 218.91
3069 | 18.6 | 1411.34 | 660 | 131.35 | 2202.69 | 740.21 | 444.13 | 11547.34 | 3387.03 | 14490.24 | 190.84 | 539.64 | 89.36 | 2398.5 | 11070 | 11070 | 61.5 | 24569.25 | 296.38 | 25.4 | -47.85 | 20.27 | 23.9 | 0 | 0 | 0.5 | 0.5 | 1 | 0.5 | 0 | 155.35 | 0 | 88.58 | 0 | 207.14 | 0 | 88.58 | 0 | 23.08 | 0 | 9.88 | 0 | 20.24 | 0 | 9.88 | 26.27
3070 | 17.6 | 1411.34 | 660 | 131.35 | 2202.69 | 740.21 | 444.13 | 11547.34 | 3387.03 | 14490.24 | 190.84 | 0 | 0 | 2398.5 | 11070 | 11070 | 61.5 | 24569.25 | 295.29 | 24.32 | -48.88 | 19.24 | 23.9 | 0 | 0 | 0.5 | 0.5 | 1 | 0.5 | 0 | 0 | 0 | 0 | 0 | 0 | 0 | 0 | 0 | 0 | 0 | 0 | 0 | 0 | 0 | 0 | 0
3071 | 17.5 | 1411.34 | 660 | 131.35 | 2202.69 | 740.21 | 444.13 | 11547.34 | 3387.03 | 14490.24 | 190.84 | 0 | 0 | 2398.5 | 11070 | 11070 | 61.5 | 24569.25 | 295.2 | 24.22 | -48.97 | 19.14 | 23.9 | 0 | 0 | 0.5 | 0.5 | 1 | 0.5 | 0 | 0 | 0 | 0 | 0 | 0 | 0 | 0 | 0 | 0 | 0 | 0 | 0 | 0 | 0 | 0 | 0
3072 | 16.3 | 1411.34 | 660 | 131.35 | 2202.69 | 740.21 | 444.13 | 11547.34 | 3387.03 | 14490.24 | 190.84 | 0 | 0 | 2398.5 | 11070 | 11070 | 61.5 | 24569.25 | 294.1 | 23.12 | -50.16 | 17.96 | 23.12 | 0 | 0 | 0.5 | 0.5 | 1 | 0.5 | 0 | 0 | 0 | 0 | 0 | 0 | 0 | 0 | 0 | 0 | 0 | 0 | 0 | 0 | 0 | 0 | 0
3073 | 15.7 | 1411.34 | 660 | 131.35 | 2202.69 | 740.21 | 444.13 | 11547.34 | 3387.03 | 14490.24 | 190.84 | 0 | 0 | 2398.5 | 2214 | 2214 | 61.5 | 6857.25 | 288.72 | 17.75 | -51.96 | 16.16 | 20 | 8.31 | 0 | 0.5 | 0.1 | 0.5 | 0.5 | 0 | 0 | 0 | 0 | 0 | 0 | 0 | 0 | 0 | 0 | 0 | 0 | 0 | 0 | 0 | 0 | 0
3074 | 16.3 | 1411.34 | 660 | 131.35 | 2202.69 | 740.21 | 444.13 | 11547.34 | 3387.03 | 14490.24 | 190.84 | 0 | 0 | 2398.5 | 2214 | 2214 | 61.5 | 6857.25 | 289.18 | 18.2 | -51.36 | 16.75 | 20 | 6.63 | 0 | 0.5 | 0.1 | 0.5 | 0.5 | 0 | 0 | 0 | 0 | 0 | 0 | 0 | 0 | 0 | 0 | 0 | 0 | 0 | 0 | 0 | 0 | 0
3075 | 15.9 | 1411.34 | 660 | 131.35 | 2202.69 | 740.21 | 444.13 | 11547.34 | 3387.03 | 14490.24 | 190.84 | 0 | 0 | 2398.5 | 2214 | 2214 | 61.5 | 6857.25 | 288.81 | 17.84 | -51.76 | 16.36 | 20 | 7.98 | 0 | 0.5 | 0.1 | 0.5 | 0.5 | 0 | 0 | 0 | 0 | 0 | 0 | 0 | 0 | 0 | 0 | 0 | 0 | 0 | 0 | 0 | 0 | 0
3076 | 15.3 | 1411.34 | 660 | 131.35 | 2202.69 | 740.21 | 444.13 | 11547.34 | 3387.03 | 14490.24 | 190.84 | 0 | 0 | 2398.5 | 2214 | 2214 | 61.5 | 6857.25 | 288.26 | 17.29 | -52.35 | 15.76 | 20 | 10.02 | 0 | 0.5 | 0.1 | 0.5 | 0.5 | 0 | 0 | 0 | 0 | 0 | 0 | 0 | 0 | 0 | 0 | 0 | 0 | 0 | 0 | 0 | 0 | 0
3077 | 14.3 | 1411.34 | 660 | 131.35 | 2202.69 | 740.21 | 444.13 | 11547.34 | 3387.03 | 14490.24 | 190.84 | 0 | 0 | 2398.5 | 2214 | 2214 | 61.5 | 6857.25 | 287.34 | 16.37 | -53.34 | 14.78 | 20 | 13.4 | 0 | 0.5 | 0.1 | 0.5 | 0.5 | 0 | 0 | 0 | 0 | 0 | 0 | 0 | 0 | 0 | 0 | 0 | 0 | 0 | 0 | 0 | 0 | 0
3078 | 15.1 | 1411.34 | 660 | 131.35 | 2202.69 | 740.21 | 444.13 | 11547.34 | 3387.03 | 14490.24 | 190.84 | 3340.59 | 316.13 | 2398.5 | 2214 | 2214 | 61.5 | 6857.25 | 289.07 | 18.09 | -52.3 | 15.81 | 20 | 7.04 | 0 | 0.5 | 0.1 | 0.5 | 0.5 | 0 | 2021.36 | 0 | 502.14 | 0 | 572.34 | 0 | 244.75 | 0 | 150.18 | 0 | 28.01 | 0 | 27.96 | 0 | 13.65 | 96.32
3079 | 16.7 | 1411.34 | 660 | 131.35 | 2202.69 | 740.21 | 444.13 | 11547.34 | 3387.03 | 14490.24 | 190.84 | 21632.13 | 1676.84 | 2398.5 | 2214 | 2214 | 61.5 | 6857.25 | 295.86 | 24.89 | -49.38 | 18.73 | 23.9 | 0 | 0 | 0.5 | 0.1 | 0.5 | 0.5 | 0 | 11183.42 | 0 | 4209.24 | 0 | 4370.5 | 0 | 1868.96 | 0 | 830.88 | 0 | 234.84 | 0 | 213.51 | 0 | 104.27 | 293.34
3080 | 18.8 | 1411.34 | 660 | 131.35 | 2202.69 | 740.21 | 177.65 | 11280.86 | 3120.55 | 14223.76 | 190.84 | 33212.28 | 5209.51 | 959.4 | 4428 | 4428 | 24.6 | 9827.7 | 322.84 | 32.79 | -47.28 | 22.1 | 23.9 | 0 | 0 | 0.2 | 0.2 | 1 | 0.2 | 0 | 17291.29 | 0 | 8385.32 | 0 | 5278.44 | 0 | 2257.23 | 0 | 2569.33 | 0 | 935.65 | 0 | 515.72 | 0 | 251.87 | 936.94
3081 | 18.8 | 1411.34 | 660 | 131.35 | 2202.69 | 740.21 | 177.65 | 11280.86 | 3120.55 | 14223.76 | 190.84 | 23668.08 | 3814.47 | 959.4 | 4428 | 4428 | 24.6 | 9827.7 | 319.66 | 29.61 | -48.04 | 21.34 | 23.9 | 0 | 0 | 0.2 | 0.2 | 1 | 0.2 | 0 | 8834.48 | 0 | 5539.03 | 0 | 6510.48 | 0 | 2784.09 | 0 | 1312.72 | 0 | 618.06 | 0 | 636.1 | 0 | 310.65 | 936.94
3082 | 20.7 | 1411.34 | 660 | 131.35 | 2202.69 | 740.21 | 177.65 | 11280.86 | 3120.55 | 14223.76 | 190.84 | 32922.64 | 5429.51 | 959.4 | 4428 | 4428 | 24.6 | 9827.7 | 324.54 | 34.49 | -45.41 | 23.97 | 23.97 | 0 | 0 | 0.2 | 0.2 | 1 | 0.2 | 0 | 11104.33 | 0 | 8845.65 | 0 | 9086.84 | 0 | 3885.82 | 0 | 1650 | 0 | 987.02 | 0 | 887.82 | 0 | 433.59 | 1471.08
3083 | 22.6 | 1411.34 | 660 | 131.35 | 2202.69 | 740.21 | 177.65 | 11280.86 | 3120.55 | 14223.76 | 190.84 | 45373.21 | 8102.19 | 959.4 | 4428 | 4428 | 24.6 | 9827.7 | 330.64 | 40.59 | -42.48 | 26.89 | 24 | 0 | -41.67 | 0.2 | 0.2 | 1 | 0.2 | 0 | 12344.7 | 0 | 19899.35 | 0 | 9196.46 | 0 | 3932.7 | 0 | 1834.31 | 0 | 2220.41 | 0 | 898.53 | 0 | 438.82 | 2710.12
3084 | 23.7 | 1411.34 | 660 | 131.35 | 2202.69 | 740.21 | 177.65 | 11280.86 | 3120.55 | 14223.76 | 190.84 | 46019.04 | 8371.13 | 959.4 | 4428 | 4428 | 24.6 | 9827.7 | 331.91 | 41.86 | -41.33 | 28.04 | 24 | 0 | -58.23 | 0.2 | 0.2 | 1 | 0.2 | 0 | 7145.87 | 0 | 20211.56 | 0 | 14587.21 | 0 | 4074.4 | 0 | 1061.81 | 0 | 2255.25 | 0 | 1425.23 | 0 | 454.63 | 3174.21
3085 | 24.5 | 1411.34 | 660 | 131.35 | 2202.69 | 740.21 | 177.65 | 11280.86 | 3120.55 | 14223.76 | 190.84 | 55851.84 | 9424.08 | 959.4 | 4428 | 4428 | 24.6 | 9827.7 | 335.79 | 45.74 | -39.79 | 29.58 | 24 | 0 | -74.95 | 0.2 | 0.2 | 1 | 0.2 | 0 | 7393.39 | 0 | 16976.42 | 0 | 27266.5 | 0 | 4215.53 | 0 | 1098.59 | 0 | 1894.27 | 0 | 2664.04 | 0 | 470.38 | 3296.8
3086 | 25.3 | 1411.34 | 660 | 131.35 | 2202.69 | 740.21 | 177.65 | 11280.86 | 3120.55 | 14223.76 | 190.84 | 63216.74 | 10147.64 | 959.4 | 4428 | 4428 | 24.6 | 9827.7 | 338.86 | 48.81 | -38.44 | 30.94 | 24 | 0 | -85.53 | 0.2 | 0.2 | 1 | 0.2 | 0 | 7238.26 | 0 | 12873.56 | 0 | 38977.85 | 0 | 4127.08 | 0 | 1075.54 | 0 | 1436.46 | 0 | 3808.28 | 0 | 460.51 | 3366.85
3087 | 23.8 | 1411.34 | 660 | 131.35 | 2202.69 | 740.21 | 177.65 | 11280.86 | 3120.55 | 14223.76 | 190.84 | 31655.88 | 5010.67 | 959.4 | 4428 | 4428 | 24.6 | 9827.7 | 326.86 | 36.81 | -42.47 | 26.91 | 24 | 0 | -41.93 | 0.2 | 0.2 | 1 | 0.2 | 0 | 7312.27 | 0 | 4674.94 | 0 | 15499.4 | 0 | 4169.27 | 0 | 1086.54 | 0 | 521.64 | 0 | 1514.35 | 0 | 465.22 | 1422.92
3088 | 24.1 | 1411.34 | 660 | 131.35 | 2202.69 | 740.21 | 177.65 | 11280.86 | 3120.55 | 14223.76 | 190.84 | 38363.66 | 5939.01 | 959.4 | 4428 | 4428 | 24.6 | 9827.7 | 329.34 | 39.29 | -41.64 | 27.73 | 24 | 0 | -52.72 | 0.2 | 0.2 | 1 | 0.2 | 0 | 7700.6 | 0 | 4390.69 | 0 | 21240.79 | 0 | 5031.58 | 0 | 1144.24 | 0 | 489.92 | 0 | 2075.31 | 0 | 561.43 | 1668.1
3089 | 24.2 | 1411.34 | 660 | 131.35 | 2202.69 | 740.21 | 177.65 | 11280.86 | 3120.55 | 14223.76 | 190.84 | 58774.31 | 8247.94 | 959.4 | 4428 | 4428 | 24.6 | 9827.7 | 336.02 | 45.97 | -39.96 | 29.41 | 24 | 0 | -75.76 | 0.2 | 0.2 | 1 | 0.2 | 0 | 6290.79 | 0 | 3586.85 | 0 | 39504.73 | 0 | 9391.94 | 0 | 934.76 | 0 | 400.23 | 0 | 3859.76 | 0 | 1047.97 | 2005.23
3090 | 24.2 | 1411.34 | 660 | 131.35 | 2202.69 | 740.21 | 444.13 | 11547.34 | 3387.03 | 14490.24 | 190.84 | 43733.57 | 6014.99 | 2398.5 | 11070 | 11070 | 61.5 | 24569.25 | 314.83 | 43.86 | -38.97 | 29.14 | 24 | 0 | -73.28 | 0.5 | 0.5 | 1 | 0.5 | 0 | 5348.19 | 0 | 3049.41 | 0 | 26167.54 | 0 | 9168.43 | 0 | 794.69 | 0 | 340.26 | 0 | 2556.67 | 0 | 1023.03 | 1300.33
3091 | 23.5 | 1411.34 | 660 | 131.35 | 2202.69 | 740.21 | 444.13 | 11547.34 | 3387.03 | 14490.24 | 190.84 | 25797.77 | 3536.51 | 2398.5 | 11070 | 11070 | 61.5 | 24569.25 | 308.66 | 37.68 | -41.05 | 27.06 | 24 | 0 | -44.94 | 0.5 | 0.5 | 1 | 0.5 | 0 | 3541.66 | 0 | 2019.36 | 0 | 13774.22 | 0 | 6462.53 | 0 | 526.26 | 0 | 225.33 | 0 | 1345.79 | 0 | 721.1 | 718.03
3092 | 21.8 | 1411.34 | 660 | 131.35 | 2202.69 | 740.21 | 444.13 | 11547.34 | 3387.03 | 14490.24 | 190.84 | 5504.6 | 848.68 | 2398.5 | 11070 | 11070 | 61.5 | 24569.25 | 300.87 | 29.89 | -44.3 | 23.82 | 23.9 | 0 | 0 | 0.5 | 0.5 | 1 | 0.5 | 0 | 1285.46 | 0 | 732.94 | 0 | 2306.89 | 0 | 1179.32 | 0 | 191.01 | 0 | 81.78 | 0 | 225.39 | 0 | 131.59 | 218.91
3093 | 19.7 | 1411.34 | 660 | 131.35 | 2202.69 | 740.21 | 444.13 | 11547.34 | 3387.03 | 14490.24 | 190.84 | 0 | 0 | 2398.5 | 11070 | 11070 | 61.5 | 24569.25 | 297.22 | 26.24 | -46.8 | 21.31 | 23.9 | 0 | 0 | 0.5 | 0.5 | 1 | 0.5 | 0 | 0 | 0 | 0 | 0 | 0 | 0 | 0 | 0 | 0 | 0 | 0 | 0 | 0 | 0 | 0 | 0
3094 | 16.6 | 1411.34 | 660 | 131.35 | 2202.69 | 740.21 | 444.13 | 11547.34 | 3387.03 | 14490.24 | 190.84 | 0 | 0 | 2398.5 | 11070 | 11070 | 61.5 | 24569.25 | 294.37 | 23.4 | -49.86 | 18.25 | 23.4 | 0 | 0 | 0.5 | 0.5 | 1 | 0.5 | 0 | 0 | 0 | 0 | 0 | 0 | 0 | 0 | 0 | 0 | 0 | 0 | 0 | 0 | 0 | 0 | 0
3095 | 15.7 | 1411.34 | 660 | 131.35 | 2202.69 | 740.21 | 444.13 | 11547.34 | 3387.03 | 14490.24 | 190.84 | 0 | 0 | 2398.5 | 11070 | 11070 | 61.5 | 24569.25 | 293.53 | 22.56 | -50.75 | 17.36 | 22.56 | 0 | 0 | 0.5 | 0.5 | 1 | 0.5 | 0 | 0 | 0 | 0 | 0 | 0 | 0 | 0 | 0 | 0 | 0 | 0 | 0 | 0 | 0 | 0 | 0
3096 | 14.6 | 1411.34 | 660 | 131.35 | 2202.69 | 740.21 | 444.13 | 11547.34 | 3387.03 | 14490.24 | 190.84 | 0 | 0 | 2398.5 | 11070 | 11070 | 61.5 | 24569.25 | 292.5 | 21.52 | -51.84 | 16.28 | 21.52 | 0 | 0 | 0.5 | 0.5 | 1 | 0.5 | 0 | 0 | 0 | 0 | 0 | 0 | 0 | 0 | 0 | 0 | 0 | 0 | 0 | 0 | 0 | 0 | 0
3097 | 14.5 | 1411.34 | 660 | 131.35 | 2202.69 | 740.21 | 444.13 | 11547.34 | 3387.03 | 14490.24 | 190.84 | 0 | 0 | 2398.5 | 2214 | 2214 | 61.5 | 6857.25 | 287.57 | 16.6 | -53.14 | 14.97 | 20 | 12.55 | 0 | 0.5 | 0.1 | 0.5 | 0.5 | 0 | 0 | 0 | 0 | 0 | 0 | 0 | 0 | 0 | 0 | 0 | 0 | 0 | 0 | 0 | 0 | 0
3098 | 13.6 | 1411.34 | 660 | 131.35 | 2202.69 | 740.21 | 444.13 | 11547.34 | 3387.03 | 14490.24 | 190.84 | 0 | 0 | 2398.5 | 2214 | 2214 | 61.5 | 6857.25 | 286.7 | 15.73 | -54.03 | 14.09 | 20 | 15.77 | 0 | 0.5 | 0.1 | 0.5 | 0.5 | 0 | 0 | 0 | 0 | 0 | 0 | 0 | 0 | 0 | 0 | 0 | 0 | 0 | 0 | 0 | 0 | 0
3099 | 13.8 | 1411.34 | 660 | 131.35 | 2202.69 | 740.21 | 444.13 | 11547.34 | 3387.03 | 14490.24 | 190.84 | 0 | 0 | 2398.5 | 2214 | 2214 | 61.5 | 6857.25 | 286.89 | 15.91 | -53.83 | 14.28 | 20 | 15.1 | 0 | 0.5 | 0.1 | 0.5 | 0.5 | 0 | 0 | 0 | 0 | 0 | 0 | 0 | 0 | 0 | 0 | 0 | 0 | 0 | 0 | 0 | 0 | 0
3100 | 14.2 | 1411.34 | 660 | 131.35 | 2202.69 | 740.21 | 444.13 | 11547.34 | 3387.03 | 14490.24 | 190.84 | 0 | 0 | 2398.5 | 2214 | 2214 | 61.5 | 6857.25 | 287.25 | 16.28 | -53.44 | 14.68 | 20 | 13.74 | 0 | 0.5 | 0.1 | 0.5 | 0.5 | 0 | 0 | 0 | 0 | 0 | 0 | 0 | 0 | 0 | 0 | 0 | 0 | 0 | 0 | 0 | 0 | 0
3101 | 13.9 | 1411.34 | 660 | 131.35 | 2202.69 | 740.21 | 444.13 | 11547.34 | 3387.03 | 14490.24 | 190.84 | 0 | 0 | 2398.5 | 2214 | 2214 | 61.5 | 6857.25 | 286.98 | 16 | -53.73 | 14.38 | 20 | 14.76 | 0 | 0.5 | 0.1 | 0.5 | 0.5 | 0 | 0 | 0 | 0 | 0 | 0 | 0 | 0 | 0 | 0 | 0 | 0 | 0 | 0 | 0 | 0 | 0
3102 | 13.6 | 1411.34 | 660 | 131.35 | 2202.69 | 740.21 | 444.13 | 11547.34 | 3387.03 | 14490.24 | 190.84 | 9744.17 | 735.14 | 2398.5 | 2214 | 2214 | 61.5 | 6857.25 | 289.54 | 18.57 | -53.32 | 14.8 | 20 | 5.29 | 0 | 0.5 | 0.1 | 0.5 | 0.5 | 0 | 7309.49 | 0 | 1394.55 | 0 | 728.57 | 0 | 311.56 | 0 | 543.06 | 0 | 77.8 | 0 | 35.59 | 0 | 17.38 | 61.3
3103 | 15.9 | 1411.34 | 660 | 131.35 | 2202.69 | 740.21 | 444.13 | 11547.34 | 3387.03 | 14490.24 | 190.84 | 40914.69 | 3123.98 | 2398.5 | 2214 | 2214 | 61.5 | 6857.25 | 300.75 | 29.77 | -48.76 | 19.36 | 23.9 | 0 | 0 | 0.5 | 0.1 | 0.5 | 0.5 | 0 | 24597.99 | 0 | 8383.43 | 0 | 5556.95 | 0 | 2376.33 | 0 | 1827.52 | 0 | 467.72 | 0 | 271.47 | 0 | 132.58 | 424.69
3104 | 18.3 | 1411.34 | 660 | 131.35 | 2202.69 | 740.21 | 177.65 | 11280.86 | 3120.55 | 14223.76 | 190.84 | 35931.37 | 5621.04 | 959.4 | 4428 | 4428 | 24.6 | 9827.7 | 323.29 | 33.24 | -47.55 | 21.82 | 23.9 | 0 | 0 | 0.2 | 0.2 | 1 | 0.2 | 0 | 18983.6 | 0 | 9137.22 | 0 | 5470.99 | 0 | 2339.57 | 0 | 2820.8 | 0 | 1019.55 | 0 | 534.54 | 0 | 261.05 | 985.1
3105 | 21.3 | 1411.34 | 660 | 131.35 | 2202.69 | 740.21 | 177.65 | 11280.86 | 3120.55 | 14223.76 | 190.84 | 50060.74 | 8079.44 | 959.4 | 4428 | 4428 | 24.6 | 9827.7 | 330.82 | 40.77 | -43.44 | 25.93 | 24 | 0 | -27.85 | 0.2 | 0.2 | 1 | 0.2 | 0 | 24004.92 | 0 | 15978.15 | 0 | 7059.02 | 0 | 3018.66 | 0 | 3566.92 | 0 | 1782.88 | 0 | 689.69 | 0 | 336.83 | 1703.13
3106 | 23.3 | 1411.34 | 660 | 131.35 | 2202.69 | 740.21 | 177.65 | 11280.86 | 3120.55 | 14223.76 | 190.84 | 51600.71 | 8688.54 | 959.4 | 4428 | 4428 | 24.6 | 9827.7 | 333.26 | 43.21 | -41.32 | 28.05 | 24 | 0 | -58.44 | 0.2 | 0.2 | 1 | 0.2 | 0 | 20193.18 | 0 | 19569.78 | 0 | 8291.88 | 0 | 3545.87 | 0 | 3000.53 | 0 | 2183.64 | 0 | 810.15 | 0 | 395.66 | 2298.57
3107 | 24.6 | 1411.34 | 660 | 131.35 | 2202.69 | 740.21 | 177.65 | 11280.86 | 3120.55 | 14223.76 | 190.84 | 45991.49 | 8241.87 | 959.4 | 4428 | 4428 | 24.6 | 9827.7 | 332.68 | 42.63 | -40.46 | 28.92 | 24 | 0 | -64.22 | 0.2 | 0.2 | 1 | 0.2 | 0 | 12568.27 | 0 | 20408.71 | 0 | 9116.15 | 0 | 3898.35 | 0 | 1867.53 | 0 | 2277.25 | 0 | 890.68 | 0 | 434.99 | 2771.41
3108 | 25.8 | 1411.34 | 660 | 131.35 | 2202.69 | 740.21 | 177.65 | 11280.86 | 3120.55 | 14223.76 | 190.84 | 44797.42 | 7988.57 | 959.4 | 4428 | 4428 | 24.6 | 9827.7 | 333.34 | 43.29 | -39.37 | 30 | 24 | 0 | -66.51 | 0.2 | 0.2 | 1 | 0.2 | 0 | 7674.15 | 0 | 18252.14 | 0 | 14495.51 | 0 | 4375.61 | 0 | 1140.31 | 0 | 2036.61 | 0 | 1416.27 | 0 | 488.24 | 2907.14
3109 | 25.4 | 1411.34 | 660 | 131.35 | 2202.69 | 740.21 | 177.65 | 11280.86 | 3120.55 | 14223.76 | 190.84 | 46832.9 | 7690.83 | 959.4 | 4428 | 4428 | 24.6 | 9827.7 | 333.48 | 43.43 | -39.65 | 29.73 | 24 | 0 | -67 | 0.2 | 0.2 | 1 | 0.2 | 0 | 8569.77 | 0 | 12114.1 | 0 | 21262.77 | 0 | 4886.27 | 0 | 1273.39 | 0 | 1351.72 | 0 | 2077.45 | 0 | 545.22 | 2443.05
3110 | 26.8 | 1411.34 | 660 | 131.35 | 2202.69 | 740.21 | 177.65 | 11280.86 | 3120.55 | 14223.76 | 190.84 | 61208.49 | 9836.52 | 959.4 | 4428 | 4428 | 24.6 | 9827.7 | 339.54 | 49.49 | -37.12 | 32.25 | 24 | 0 | -87.89 | 0.2 | 0.2 | 1 | 0.2 | 0 | 7416.56 | 0 | 12355.71 | 0 | 37207.48 | 0 | 4228.74 | 0 | 1102.04 | 0 | 1378.68 | 0 | 3635.31 | 0 | 471.85 | 3248.64
3111 | 26.5 | 1411.34 | 660 | 131.35 | 2202.69 | 740.21 | 177.65 | 11280.86 | 3120.55 | 14223.76 | 190.84 | 48500.26 | 7571.65 | 959.4 | 4428 | 4428 | 24.6 | 9827.7 | 334.93 | 44.88 | -38.45 | 30.92 | 24 | 0 | -71.98 | 0.2 | 0.2 | 1 | 0.2 | 0 | 8621.71 | 0 | 6395.29 | 0 | 28567.37 | 0 | 4915.89 | 0 | 1281.11 | 0 | 713.6 | 0 | 2791.14 | 0 | 548.53 | 2237.27
3112 | 25.9 | 1411.34 | 660 | 131.35 | 2202.69 | 740.21 | 177.65 | 11280.86 | 3120.55 | 14223.76 | 190.84 | 31465.06 | 4904.97 | 959.4 | 4428 | 4428 | 24.6 | 9827.7 | 328.67 | 38.62 | -40.41 | 28.96 | 24 | 0 | -50.41 | 0.2 | 0.2 | 1 | 0.2 | 0 | 6944.93 | 0 | 3959.83 | 0 | 16185.19 | 0 | 4375.11 | 0 | 1031.96 | 0 | 441.85 | 0 | 1581.35 | 0 | 488.18 | 1361.63
3113 | 23.5 | 1411.34 | 660 | 131.35 | 2202.69 | 740.21 | 177.65 | 11280.86 | 3120.55 | 14223.76 | 190.84 | 9559.98 | 1566.35 | 959.4 | 4428 | 4428 | 24.6 | 9827.7 | 319.18 | 29.13 | -44.53 | 24.84 | 24 | 0 | -12.12 | 0.2 | 0.2 | 1 | 0.2 | 0 | 2713.84 | 0 | 1547.37 | 0 | 3730.32 | 0 | 1568.44 | 0 | 403.25 | 0 | 172.66 | 0 | 364.47 | 0 | 175.01 | 450.96
3114 | 21.2 | 1411.34 | 660 | 131.35 | 2202.69 | 740.21 | 444.13 | 11547.34 | 3387.03 | 14490.24 | 190.84 | 1688.06 | 280.41 | 2398.5 | 11070 | 11070 | 61.5 | 24569.25 | 299.13 | 28.16 | -45.19 | 22.93 | 23.9 | 0 | 0 | 0.5 | 0.5 | 1 | 0.5 | 0 | 483.59 | 0 | 275.73 | 0 | 651 | 0 | 277.74 | 0 | 71.86 | 0 | 30.77 | 0 | 63.61 | 0 | 30.99 | 83.19
3115 | 20 | 1411.34 | 660 | 131.35 | 2202.69 | 740.21 | 444.13 | 11547.34 | 3387.03 | 14490.24 | 190.84 | 1511.82 | 250.96 | 2398.5 | 11070 | 11070 | 61.5 | 24569.25 | 297.97 | 27 | -46.39 | 21.73 | 23.9 | 0 | 0 | 0.5 | 0.5 | 1 | 0.5 | 0 | 430.97 | 0 | 245.73 | 0 | 584.51 | 0 | 250.61 | 0 | 64.04 | 0 | 27.42 | 0 | 57.11 | 0 | 27.96 | 74.43
3116 | 19.5 | 1411.34 | 660 | 131.35 | 2202.69 | 740.21 | 444.13 | 11547.34 | 3387.03 | 14490.24 | 190.84 | 1270.9 | 209.36 | 2398.5 | 11070 | 11070 | 61.5 | 24569.25 | 297.44 | 26.46 | -46.9 | 21.22 | 23.9 | 0 | 0 | 0.5 | 0.5 | 1 | 0.5 | 0 | 354.57 | 0 | 202.17 | 0 | 495.07 | 0 | 219.09 | 0 | 52.69 | 0 | 22.56 | 0 | 48.37 | 0 | 24.45 | 61.3
3117 | 18.7 | 1411.34 | 660 | 131.35 | 2202.69 | 740.21 | 444.13 | 11547.34 | 3387.03 | 14490.24 | 190.84 | 0 | 0 | 2398.5 | 11070 | 11070 | 61.5 | 24569.25 | 296.3 | 25.32 | -47.79 | 20.33 | 23.9 | 0 | 0 | 0.5 | 0.5 | 1 | 0.5 | 0 | 0 | 0 | 0 | 0 | 0 | 0 | 0 | 0 | 0 | 0 | 0 | 0 | 0 | 0 | 0 | 0
3118 | 18.3 | 1411.34 | 660 | 131.35 | 2202.69 | 740.21 | 444.13 | 11547.34 | 3387.03 | 14490.24 | 190.84 | 0 | 0 | 2398.5 | 11070 | 11070 | 61.5 | 24569.25 | 295.93 | 24.96 | -48.18 | 19.93 | 23.9 | 0 | 0 | 0.5 | 0.5 | 1 | 0.5 | 0 | 0 | 0 | 0 | 0 | 0 | 0 | 0 | 0 | 0 | 0 | 0 | 0 | 0 | 0 | 0 | 0
3119 | 17.2 | 1411.34 | 660 | 131.35 | 2202.69 | 740.21 | 444.13 | 11547.34 | 3387.03 | 14490.24 | 190.84 | 0 | 0 | 2398.5 | 11070 | 11070 | 61.5 | 24569.25 | 294.92 | 23.95 | -49.27 | 18.84 | 23.9 | 0 | 0 | 0.5 | 0.5 | 1 | 0.5 | 0 | 0 | 0 | 0 | 0 | 0 | 0 | 0 | 0 | 0 | 0 | 0 | 0 | 0 | 0 | 0 | 0
3120 | 17.5 | 1411.34 | 660 | 131.35 | 2202.69 | 740.21 | 444.13 | 11547.34 | 3387.03 | 14490.24 | 190.84 | 0 | 0 | 2398.5 | 11070 | 11070 | 61.5 | 24569.25 | 295.2 | 24.22 | -48.97 | 19.14 | 23.9 | 0 | 0 | 0.5 | 0.5 | 1 | 0.5 | 0 | 0 | 0 | 0 | 0 | 0 | 0 | 0 | 0 | 0 | 0 | 0 | 0 | 0 | 0 | 0 | 0
3121 | 16.4 | 1411.34 | 660 | 131.35 | 2202.69 | 740.21 | 444.13 | 11547.34 | 3387.03 | 14490.24 | 190.84 | 0 | 0 | 2398.5 | 2214 | 2214 | 61.5 | 6857.25 | 289.39 | 18.41 | -51.27 | 16.85 | 20 | 5.85 | 0 | 0.5 | 0.1 | 0.5 | 0.5 | 0 | 0 | 0 | 0 | 0 | 0 | 0 | 0 | 0 | 0 | 0 | 0 | 0 | 0 | 0 | 0 | 0
3122 | 15.6 | 1411.34 | 660 | 131.35 | 2202.69 | 740.21 | 444.13 | 11547.34 | 3387.03 | 14490.24 | 190.84 | 0 | 0 | 2398.5 | 2214 | 2214 | 61.5 | 6857.25 | 288.54 | 17.56 | -52.06 | 16.06 | 20 | 9 | 0 | 0.5 | 0.1 | 0.5 | 0.5 | 0 | 0 | 0 | 0 | 0 | 0 | 0 | 0 | 0 | 0 | 0 | 0 | 0 | 0 | 0 | 0 | 0
3123 | 15 | 1411.34 | 660 | 131.35 | 2202.69 | 740.21 | 444.13 | 11547.34 | 3387.03 | 14490.24 | 190.84 | 0 | 0 | 2398.5 | 2214 | 2214 | 61.5 | 6857.25 | 287.99 | 17.01 | -52.65 | 15.47 | 20 | 11.03 | 0 | 0.5 | 0.1 | 0.5 | 0.5 | 0 | 0 | 0 | 0 | 0 | 0 | 0 | 0 | 0 | 0 | 0 | 0 | 0 | 0 | 0 | 0 | 0
3124 | 14.5 | 1411.34 | 660 | 131.35 | 2202.69 | 740.21 | 444.13 | 11547.34 | 3387.03 | 14490.24 | 190.84 | 0 | 0 | 2398.5 | 2214 | 2214 | 61.5 | 6857.25 | 287.53 | 16.55 | -53.14 | 14.97 | 20 | 12.73 | 0 | 0.5 | 0.1 | 0.5 | 0.5 | 0 | 0 | 0 | 0 | 0 | 0 | 0 | 0 | 0 | 0 | 0 | 0 | 0 | 0 | 0 | 0 | 0
3125 | 13.3 | 1411.34 | 660 | 131.35 | 2202.69 | 740.21 | 444.13 | 11547.34 | 3387.03 | 14490.24 | 190.84 | 0 | 0 | 2398.5 | 2214 | 2214 | 61.5 | 6857.25 | 286.43 | 15.45 | -54.33 | 13.79 | 20 | 16.79 | 0 | 0.5 | 0.1 | 0.5 | 0.5 | 0 | 0 | 0 | 0 | 0 | 0 | 0 | 0 | 0 | 0 | 0 | 0 | 0 | 0 | 0 | 0 | 0
3126 | 13.1 | 1411.34 | 660 | 131.35 | 2202.69 | 740.21 | 444.13 | 11547.34 | 3387.03 | 14490.24 | 190.84 | 6165.73 | 557.32 | 2398.5 | 2214 | 2214 | 61.5 | 6857.25 | 288.06 | 17.09 | -54.07 | 14.05 | 20 | 10.74 | 0 | 0.5 | 0.1 | 0.5 | 0.5 | 0 | 4040.77 | 0 | 904.74 | 0 | 854.72 | 0 | 365.5 | 0 | 300.21 | 0 | 50.48 | 0 | 41.75 | 0 | 20.39 | 144.48
3127 | 14.2 | 1411.34 | 660 | 131.35 | 2202.69 | 740.21 | 444.13 | 11547.34 | 3387.03 | 14490.24 | 190.84 | 63292.5 | 4811.62 | 2398.5 | 2214 | 2214 | 61.5 | 6857.25 | 305.71 | 34.73 | -48.8 | 19.32 | 23.9 | 0 | 0 | 0.5 | 0.1 | 0.5 | 0.5 | 0 | 41213.92 | 0 | 13316.64 | 0 | 6137.39 | 0 | 2624.54 | 0 | 3062.01 | 0 | 742.95 | 0 | 299.82 | 0 | 146.43 | 560.41
3128 | 16.1 | 1411.34 | 660 | 131.35 | 2202.69 | 740.21 | 177.65 | 11280.86 | 3120.55 | 14223.76 | 190.84 | 50231.93 | 7852.37 | 959.4 | 4428 | 4428 | 24.6 | 9827.7 | 326.09 | 36.05 | -48.58 | 20.8 | 23.9 | 0 | 0 | 0.2 | 0.2 | 1 | 0.2 | 0 | 29352.29 | 0 | 13761.25 | 0 | 4986.15 | 0 | 2132.24 | 0 | 4361.49 | 0 | 1535.51 | 0 | 487.17 | 0 | 237.92 | 1230.28
3129 | 17.8 | 1411.34 | 660 | 131.35 | 2202.69 | 740.21 | 177.65 | 11280.86 | 3120.55 | 14223.76 | 190.84 | 47541.82 | 7674.35 | 959.4 | 4428 | 4428 | 24.6 | 9827.7 | 326.8 | 36.75 | -47.1 | 22.28 | 23.9 | 0 | 0 | 0.2 | 0.2 | 1 | 0.2 | 0 | 22390.91 | 0 | 14764.4 | 0 | 7275.35 | 0 | 3111.17 | 0 | 3327.09 | 0 | 1647.44 | 0 | 710.83 | 0 | 347.15 | 1641.83
3130 | 19.8 | 1411.34 | 660 | 131.35 | 2202.69 | 740.21 | 177.65 | 11280.86 | 3120.55 | 14223.76 | 190.84 | 51969.59 | 8765.28 | 959.4 | 4428 | 4428 | 24.6 | 9827.7 | 330.21 | 40.16 | -44.74 | 24.63 | 24 | 0 | -9.11 | 0.2 | 0.2 | 1 | 0.2 | 0 | 20437.35 | 0 | 19722.61 | 0 | 8272.19 | 0 | 3537.45 | 0 | 3036.81 | 0 | 2200.69 | 0 | 808.22 | 0 | 394.72 | 2324.84
3131 | 21.8 | 1411.34 | 660 | 131.35 | 2202.69 | 740.21 | 177.65 | 11280.86 | 3120.55 | 14223.76 | 190.84 | 48216.05 | 8812.51 | 959.4 | 4428 | 4428 | 24.6 | 9827.7 | 330.95 | 40.9 | -43.03 | 26.35 | 24 | 0 | -33.85 | 0.2 | 0.2 | 1 | 0.2 | 0 | 13191.28 | 0 | 22629.82 | 0 | 8682.17 | 0 | 3712.77 | 0 | 1960.11 | 0 | 2525.08 | 0 | 848.28 | 0 | 414.28 | 3064.76
3132 | 23 | 1411.34 | 660 | 131.35 | 2202.69 | 740.21 | 177.65 | 11280.86 | 3120.55 | 14223.76 | 190.84 | 46685.24 | 8685.66 | 959.4 | 4428 | 4428 | 24.6 | 9827.7 | 331.56 | 41.51 | -41.96 | 27.42 | 24 | 0 | -49.26 | 0.2 | 0.2 | 1 | 0.2 | 0 | 6976.26 | 0 | 21236.9 | 0 | 14494.39 | 0 | 3977.69 | 0 | 1036.61 | 0 | 2369.66 | 0 | 1416.16 | 0 | 443.84 | 3419.39
3133 | 23.9 | 1411.34 | 660 | 131.35 | 2202.69 | 740.21 | 177.65 | 11280.86 | 3120.55 | 14223.76 | 190.84 | 56899.8 | 9765.14 | 959.4 | 4428 | 4428 | 24.6 | 9827.7 | 335.65 | 45.6 | -40.29 | 29.09 | 24 | 0 | -73.35 | 0.2 | 0.2 | 1 | 0.2 | 0 | 7203.05 | 0 | 17629.67 | 0 | 27960.08 | 0 | 4107 | 0 | 1070.31 | 0 | 1967.16 | 0 | 2731.8 | 0 | 458.27 | 3537.6
3134 | 24.6 | 1411.34 | 660 | 131.35 | 2202.69 | 740.21 | 177.65 | 11280.86 | 3120.55 | 14223.76 | 190.84 | 63206.31 | 10278.11 | 959.4 | 4428 | 4428 | 24.6 | 9827.7 | 338.26 | 48.21 | -39.12 | 30.25 | 24 | 0 | -83.47 | 0.2 | 0.2 | 1 | 0.2 | 0 | 7170.9 | 0 | 12853.23 | 0 | 39093.51 | 0 | 4088.67 | 0 | 1065.53 | 0 | 1434.19 | 0 | 3819.58 | 0 | 456.22 | 3502.58
3135 | 24.8 | 1411.34 | 660 | 131.35 | 2202.69 | 740.21 | 177.65 | 11280.86 | 3120.55 | 14223.76 | 190.84 | 58102.52 | 8976.37 | 959.4 | 4428 | 4428 | 24.6 | 9827.7 | 336.58 | 46.53 | -39.37 | 30.01 | 24 | 0 | -77.69 | 0.2 | 0.2 | 1 | 0.2 | 0 | 7732.98 | 0 | 6867.35 | 0 | 39093.04 | 0 | 4409.15 | 0 | 1149.05 | 0 | 766.27 | 0 | 3819.54 | 0 | 491.98 | 2749.52
3136 | 23.1 | 1411.34 | 660 | 131.35 | 2202.69 | 740.21 | 177.65 | 11280.86 | 3120.55 | 14223.76 | 190.84 | 52575.49 | 7854.45 | 959.4 | 4428 | 4428 | 24.6 | 9827.7 | 333.11 | 43.07 | -41.51 | 27.87 | 24 | 0 | -55.74 | 0.2 | 0.2 | 1 | 0.2 | 0 | 7606.96 | 0 | 4337.3 | 0 | 34778.94 | 0 | 5852.29 | 0 | 1130.33 | 0 | 483.97 | 0 | 3398.03 | 0 | 653.01 | 2189.11
3137 | 23 | 1411.34 | 660 | 131.35 | 2202.69 | 740.21 | 177.65 | 11280.86 | 3120.55 | 14223.76 | 190.84 | 64360.53 | 8993.93 | 959.4 | 4428 | 4428 | 24.6 | 9827.7 | 336.77 | 46.72 | -40.71 | 28.66 | 24 | 0 | -67.24 | 0.2 | 0.2 | 1 | 0.2 | 0 | 5889.18 | 0 | 3357.86 | 0 | 44737.91 | 0 | 10375.58 | 0 | 875.08 | 0 | 374.68 | 0 | 4371.06 | 0 | 1157.73 | 2215.38
3138 | 22 | 1411.34 | 660 | 131.35 | 2202.69 | 740.21 | 444.13 | 11547.34 | 3387.03 | 14490.24 | 190.84 | 59140.88 | 7879.91 | 2398.5 | 11070 | 11070 | 61.5 | 24569.25 | 317.49 | 46.52 | -39.97 | 28.15 | 24 | 0 | -60.89 | 0.5 | 0.5 | 1 | 0.5 | 0 | 4941.56 | 0 | 2817.56 | 0 | 38242.01 | 0 | 13139.75 | 0 | 734.27 | 0 | 314.39 | 0 | 3736.39 | 0 | 1466.16 | 1628.7
3139 | 20.1 | 1411.34 | 660 | 131.35 | 2202.69 | 740.21 | 444.13 | 11547.34 | 3387.03 | 14490.24 | 190.84 | 34225.69 | 4543.6 | 2398.5 | 11070 | 11070 | 61.5 | 24569.25 | 308.09 | 37.12 | -43.77 | 24.35 | 24 | 0 | -5.11 | 0.5 | 0.5 | 1 | 0.5 | 0 | 3796.29 | 0 | 2164.55 | 0 | 19112.31 | 0 | 9152.53 | 0 | 564.1 | 0 | 241.53 | 0 | 1867.35 | 0 | 1021.26 | 849.38
3140 | 19.3 | 1411.34 | 660 | 131.35 | 2202.69 | 740.21 | 444.13 | 11547.34 | 3387.03 | 14490.24 | 190.84 | 11065.26 | 1526.06 | 2398.5 | 11070 | 11070 | 61.5 | 24569.25 | 300.27 | 29.29 | -46.34 | 21.78 | 23.9 | 0 | 0 | 0.5 | 0.5 | 1 | 0.5 | 0 | 1665.75 | 0 | 949.77 | 0 | 5214.43 | 0 | 3235.31 | 0 | 247.52 | 0 | 105.98 | 0 | 509.47 | 0 | 361 | 302.1
3141 | 17.8 | 1411.34 | 660 | 131.35 | 2202.69 | 740.21 | 444.13 | 11547.34 | 3387.03 | 14490.24 | 190.84 | 228.99 | 52.64 | 2398.5 | 11070 | 11070 | 61.5 | 24569.25 | 295.55 | 24.58 | -48.66 | 19.46 | 23.9 | 0 | 0 | 0.5 | 0.5 | 1 | 0.5 | 0 | 55.61 | 0 | 31.71 | 0 | 89.48 | 0 | 52.2 | 0 | 8.26 | 0 | 3.54 | 0 | 8.74 | 0 | 5.82 | 26.27
3142 | 16.4 | 1411.34 | 660 | 131.35 | 2202.69 | 740.21 | 444.13 | 11547.34 | 3387.03 | 14490.24 | 190.84 | 0 | 0 | 2398.5 | 11070 | 11070 | 61.5 | 24569.25 | 294.19 | 23.21 | -50.06 | 18.06 | 23.21 | 0 | 0 | 0.5 | 0.5 | 1 | 0.5 | 0 | 0 | 0 | 0 | 0 | 0 | 0 | 0 | 0 | 0 | 0 | 0 | 0 | 0 | 0 | 0 | 0
3143 | 15.2 | 1411.34 | 660 | 131.35 | 2202.69 | 740.21 | 444.13 | 11547.34 | 3387.03 | 14490.24 | 190.84 | 0 | 0 | 2398.5 | 11070 | 11070 | 61.5 | 24569.25 | 293.07 | 22.09 | -51.24 | 16.87 | 22.09 | 0 | 0 | 0.5 | 0.5 | 1 | 0.5 | 0 | 0 | 0 | 0 | 0 | 0 | 0 | 0 | 0 | 0 | 0 | 0 | 0 | 0 | 0 | 0 | 0
3144 | 13.9 | 1411.34 | 660 | 131.35 | 2202.69 | 740.21 | 444.13 | 11547.34 | 3387.03 | 14490.24 | 190.84 | 0 | 0 | 2398.5 | 11070 | 11070 | 61.5 | 24569.25 | 291.84 | 20.86 | -52.53 | 15.59 | 20.86 | 0 | 0 | 0.5 | 0.5 | 1 | 0.5 | 0 | 0 | 0 | 0 | 0 | 0 | 0 | 0 | 0 | 0 | 0 | 0 | 0 | 0 | 0 | 0 | 0
3145 | 13.3 | 1411.34 | 660 | 131.35 | 2202.69 | 740.21 | 444.13 | 11547.34 | 3387.03 | 14490.24 | 190.84 | 0 | 0 | 2398.5 | 2214 | 2214 | 61.5 | 6857.25 | 286.45 | 15.48 | -54.33 | 13.79 | 20 | 16.69 | 0 | 0.5 | 0.1 | 0.5 | 0.5 | 0 | 0 | 0 | 0 | 0 | 0 | 0 | 0 | 0 | 0 | 0 | 0 | 0 | 0 | 0 | 0 | 0
3146 | 13.1 | 1411.34 | 660 | 131.35 | 2202.69 | 740.21 | 444.13 | 11547.34 | 3387.03 | 14490.24 | 190.84 | 0 | 0 | 2398.5 | 2214 | 2214 | 61.5 | 6857.25 | 286.24 | 15.27 | -54.52 | 13.59 | 20 | 17.47 | 0 | 0.5 | 0.1 | 0.5 | 0.5 | 0 | 0 | 0 | 0 | 0 | 0 | 0 | 0 | 0 | 0 | 0 | 0 | 0 | 0 | 0 | 0 | 0
3147 | 12.3 | 1411.34 | 660 | 131.35 | 2202.69 | 740.21 | 444.13 | 11547.34 | 3387.03 | 14490.24 | 190.84 | 0 | 0 | 2398.5 | 2214 | 2214 | 61.5 | 6857.25 | 285.51 | 14.53 | -55.31 | 12.8 | 20 | 20.18 | 0 | 0.5 | 0.1 | 0.5 | 0.5 | 0 | 0 | 0 | 0 | 0 | 0 | 0 | 0 | 0 | 0 | 0 | 0 | 0 | 0 | 0 | 0 | 0
3148 | 11.8 | 1411.34 | 660 | 131.35 | 2202.69 | 740.21 | 444.13 | 11547.34 | 3387.03 | 14490.24 | 190.84 | 0 | 0 | 2398.5 | 2214 | 2214 | 61.5 | 6857.25 | 285.05 | 14.07 | -55.81 | 12.31 | 20 | 21.87 | 0 | 0.5 | 0.1 | 0.5 | 0.5 | 0 | 0 | 0 | 0 | 0 | 0 | 0 | 0 | 0 | 0 | 0 | 0 | 0 | 0 | 0 | 0 | 0
3149 | 11.6 | 1411.34 | 660 | 131.35 | 2202.69 | 740.21 | 444.13 | 11547.34 | 3387.03 | 14490.24 | 190.84 | 0 | 0 | 2398.5 | 2214 | 2214 | 61.5 | 6857.25 | 284.87 | 13.89 | -56 | 12.11 | 20 | 22.55 | 0 | 0.5 | 0.1 | 0.5 | 0.5 | 0 | 0 | 0 | 0 | 0 | 0 | 0 | 0 | 0 | 0 | 0 | 0 | 0 | 0 | 0 | 0 | 0
3150 | 11.5 | 1411.34 | 660 | 131.35 | 2202.69 | 740.21 | 444.13 | 11547.34 | 3387.03 | 14490.24 | 190.84 | 10737.83 | 825.77 | 2398.5 | 2214 | 2214 | 61.5 | 6857.25 | 287.91 | 16.93 | -55.31 | 12.8 | 20 | 11.32 | 0 | 0.5 | 0.1 | 0.5 | 0.5 | 0 | 7492.14 | 0 | 1545.88 | 0 | 1190.64 | 0 | 509.16 | 0 | 556.63 | 0 | 86.25 | 0 | 58.17 | 0 | 28.41 | 96.32
3151 | 12.9 | 1411.34 | 660 | 131.35 | 2202.69 | 740.21 | 444.13 | 11547.34 | 3387.03 | 14490.24 | 190.84 | 51394.14 | 3925.46 | 2398.5 | 2214 | 2214 | 61.5 | 6857.25 | 301.05 | 30.07 | -50.95 | 17.16 | 23.9 | 0 | 0 | 0.5 | 0.1 | 0.5 | 0.5 | 0 | 31857.21 | 0 | 10561.91 | 0 | 6286.65 | 0 | 2688.37 | 0 | 2366.85 | 0 | 589.26 | 0 | 307.11 | 0 | 149.99 | 512.25
3152 | 15.2 | 1411.34 | 660 | 131.35 | 2202.69 | 740.21 | 444.13 | 11547.34 | 3387.03 | 14490.24 | 190.84 | 40547.13 | 6351.62 | 2398.5 | 11070 | 11070 | 61.5 | 24569.25 | 305.8 | 34.82 | -48.05 | 20.07 | 23.9 | 0 | 0 | 0.5 | 0.5 | 1 | 0.5 | 0 | 22209.34 | 0 | 10511.46 | 0 | 5482.05 | 0 | 2344.3 | 0 | 3300.11 | 0 | 1172.89 | 0 | 535.62 | 0 | 261.58 | 1081.42
3153 | 18 | 1411.34 | 660 | 131.35 | 2202.69 | 740.21 | 444.13 | 11547.34 | 3387.03 | 14490.24 | 190.84 | 57089.03 | 9281.9 | 2398.5 | 11070 | 11070 | 61.5 | 24569.25 | 313.64 | 42.67 | -43.96 | 24.16 | 24 | 0 | -2.28 | 0.5 | 0.5 | 1 | 0.5 | 0 | 28793.4 | 0 | 19140.3 | 0 | 6412.96 | 0 | 2742.38 | 0 | 4278.44 | 0 | 2135.72 | 0 | 626.57 | 0 | 306 | 1935.17
3154 | 19.7 | 1411.34 | 660 | 131.35 | 2202.69 | 740.21 | 444.13 | 11547.34 | 3387.03 | 14490.24 | 190.84 | 50708.3 | 8536.25 | 2398.5 | 11070 | 11070 | 61.5 | 24569.25 | 313.28 | 42.3 | -42.77 | 25.35 | 24 | 0 | -19.79 | 0.5 | 0.5 | 1 | 0.5 | 0 | 19795.97 | 0 | 18767.66 | 0 | 8506.87 | 0 | 3637.81 | 0 | 2941.51 | 0 | 2094.14 | 0 | 831.15 | 0 | 405.91 | 2263.54
3155 | 22.2 | 1411.34 | 660 | 131.35 | 2202.69 | 740.21 | 444.13 | 11547.34 | 3387.03 | 14490.24 | 190.84 | 48675.64 | 8919.7 | 2398.5 | 11070 | 11070 | 61.5 | 24569.25 | 315.12 | 44.15 | -40.41 | 27.7 | 24 | 0 | -54.36 | 0.5 | 0.5 | 1 | 0.5 | 0 | 13395.27 | 0 | 22906.24 | 0 | 8667.6 | 0 | 3706.54 | 0 | 1990.42 | 0 | 2555.93 | 0 | 846.86 | 0 | 413.58 | 3112.92
3156 | 23.8 | 1411.34 | 660 | 131.35 | 2202.69 | 740.21 | 444.13 | 11547.34 | 3387.03 | 14490.24 | 190.84 | 46430.18 | 8659.74 | 2398.5 | 11070 | 11070 | 61.5 | 24569.25 | 315.91 | 44.94 | -39 | 29.11 | 24 | 0 | -75.04 | 0.5 | 0.5 | 1 | 0.5 | 0 | 6994.69 | 0 | 21086.69 | 0 | 14360.59 | 0 | 3988.2 | 0 | 1039.35 | 0 | 2352.9 | 0 | 1403.08 | 0 | 445.01 | 3419.39
3157 | 24.5 | 1411.34 | 660 | 131.35 | 2202.69 | 740.21 | 444.13 | 11547.34 | 3387.03 | 14490.24 | 190.84 | 56012.04 | 9627.62 | 2398.5 | 11070 | 11070 | 61.5 | 24569.25 | 319.41 | 48.44 | -37.59 | 30.52 | 24 | 0 | -90.18 | 0.5 | 0.5 | 1 | 0.5 | 0 | 7253.15 | 0 | 17228.16 | 0 | 27395.17 | 0 | 4135.57 | 0 | 1077.75 | 0 | 1922.35 | 0 | 2676.61 | 0 | 461.46 | 3489.44
3158 | 25.1 | 1411.34 | 660 | 131.35 | 2202.69 | 740.21 | 444.13 | 11547.34 | 3387.03 | 14490.24 | 190.84 | 62461.1 | 10178.48 | 2398.5 | 11070 | 11070 | 61.5 | 24569.25 | 321.86 | 50.89 | -36.52 | 31.59 | 24 | 0 | -99.22 | 0.5 | 0.5 | 1 | 0.5 | 0 | 7207.33 | 0 | 12659.76 | 0 | 38484.56 | 0 | 4109.44 | 0 | 1070.95 | 0 | 1412.6 | 0 | 3760.09 | 0 | 458.54 | 3476.31
3159 | 25.2 | 1411.34 | 660 | 131.35 | 2202.69 | 740.21 | 444.13 | 11547.34 | 3387.03 | 14490.24 | 190.84 | 65071.28 | 10113.33 | 2398.5 | 11070 | 11070 | 61.5 | 24569.25 | 322.64 | 51.67 | -36.25 | 31.86 | 24 | 0 | -102.1 | 0.5 | 0.5 | 1 | 0.5 | 0 | 6937.42 | 0 | 7137.24 | 0 | 47041.07 | 0 | 3955.55 | 0 | 1030.84 | 0 | 796.39 | 0 | 4596.09 | 0 | 441.37 | 3248.64
3160 | 25.4 | 1411.34 | 660 | 131.35 | 2202.69 | 740.21 | 444.13 | 11547.34 | 3387.03 | 14490.24 | 190.84 | 65172.94 | 9636.59 | 2398.5 | 11070 | 11070 | 61.5 | 24569.25 | 322.73 | 51.75 | -36.08 | 32.03 | 24 | 0 | -102.4 | 0.5 | 0.5 | 1 | 0.5 | 0 | 6540.66 | 0 | 3729.32 | 0 | 48658.15 | 0 | 6244.81 | 0 | 971.88 | 0 | 416.13 | 0 | 4754.08 | 0 | 696.81 | 2797.68
3161 | 25.2 | 1411.34 | 660 | 131.35 | 2202.69 | 740.21 | 444.13 | 11547.34 | 3387.03 | 14490.24 | 190.84 | 60335.95 | 8479.64 | 2398.5 | 11070 | 11070 | 61.5 | 24569.25 | 320.92 | 49.94 | -36.69 | 31.43 | 24 | 0 | -95.73 | 0.5 | 0.5 | 1 | 0.5 | 0 | 6277.35 | 0 | 3579.19 | 0 | 40692.66 | 0 | 9786.74 | 0 | 932.76 | 0 | 399.37 | 0 | 3975.83 | 0 | 1092.03 | 2079.66
3162 | 24.7 | 1411.34 | 660 | 131.35 | 2202.69 | 740.21 | 444.13 | 11547.34 | 3387.03 | 14490.24 | 190.84 | 51159.43 | 6949.03 | 2398.5 | 11070 | 11070 | 61.5 | 24569.25 | 317.56 | 46.58 | -37.91 | 30.21 | 24 | 0 | -83.33 | 0.5 | 0.5 | 1 | 0.5 | 0 | 5307.48 | 0 | 3026.19 | 0 | 31710.57 | 0 | 11115.19 | 0 | 788.64 | 0 | 337.67 | 0 | 3098.24 | 0 | 1240.26 | 1484.22
3163 | 23.5 | 1411.34 | 660 | 131.35 | 2202.69 | 740.21 | 444.13 | 11547.34 | 3387.03 | 14490.24 | 190.84 | 37137.2 | 4895.99 | 2398.5 | 11070 | 11070 | 61.5 | 24569.25 | 312.1 | 41.12 | -40.19 | 27.93 | 24 | 0 | -57.64 | 0.5 | 0.5 | 1 | 0.5 | 0 | 3825.96 | 0 | 2181.47 | 0 | 20993.97 | 0 | 10135.81 | 0 | 568.5 | 0 | 243.41 | 0 | 2051.19 | 0 | 1130.97 | 901.91
3164 | 21.7 | 1411.34 | 660 | 131.35 | 2202.69 | 740.21 | 444.13 | 11547.34 | 3387.03 | 14490.24 | 190.84 | 10761.76 | 1495.3 | 2398.5 | 11070 | 11070 | 61.5 | 24569.25 | 302.38 | 31.4 | -43.99 | 24.12 | 24 | 0 | -1.78 | 0.5 | 0.5 | 1 | 0.5 | 0 | 1678.92 | 0 | 957.28 | 0 | 5025.71 | 0 | 3099.86 | 0 | 249.47 | 0 | 106.82 | 0 | 491.03 | 0 | 345.89 | 302.1
3165 | 19.8 | 1411.34 | 660 | 131.35 | 2202.69 | 740.21 | 444.13 | 11547.34 | 3387.03 | 14490.24 | 190.84 | 324.2 | 50.07 | 2398.5 | 11070 | 11070 | 61.5 | 24569.25 | 297.42 | 26.44 | -46.68 | 21.44 | 23.9 | 0 | 0 | 0.5 | 0.5 | 1 | 0.5 | 0 | 68.57 | 0 | 39.09 | 0 | 128.05 | 0 | 88.49 | 0 | 10.19 | 0 | 4.36 | 0 | 12.51 | 0 | 9.87 | 13.13
3166 | 18.7 | 1411.34 | 660 | 131.35 | 2202.69 | 740.21 | 444.13 | 11547.34 | 3387.03 | 14490.24 | 190.84 | 0 | 0 | 2398.5 | 11070 | 11070 | 61.5 | 24569.25 | 296.3 | 25.32 | -47.79 | 20.33 | 23.9 | 0 | 0 | 0.5 | 0.5 | 1 | 0.5 | 0 | 0 | 0 | 0 | 0 | 0 | 0 | 0 | 0 | 0 | 0 | 0 | 0 | 0 | 0 | 0 | 0
3167 | 17.2 | 1411.34 | 660 | 131.35 | 2202.69 | 740.21 | 444.13 | 11547.34 | 3387.03 | 14490.24 | 190.84 | 0 | 0 | 2398.5 | 11070 | 11070 | 61.5 | 24569.25 | 294.92 | 23.95 | -49.27 | 18.84 | 23.9 | 0 | 0 | 0.5 | 0.5 | 1 | 0.5 | 0 | 0 | 0 | 0 | 0 | 0 | 0 | 0 | 0 | 0 | 0 | 0 | 0 | 0 | 0 | 0 | 0
3168 | 15.8 | 1411.34 | 660 | 131.35 | 2202.69 | 740.21 | 444.13 | 11547.34 | 3387.03 | 14490.24 | 190.84 | 0 | 0 | 2398.5 | 11070 | 11070 | 61.5 | 24569.25 | 293.64 | 22.66 | -50.65 | 17.46 | 22.66 | 0 | 0 | 0.5 | 0.5 | 1 | 0.5 | 0 | 0 | 0 | 0 | 0 | 0 | 0 | 0 | 0 | 0 | 0 | 0 | 0 | 0 | 0 | 0 | 0
3169 | 15.5 | 1411.34 | 660 | 131.35 | 2202.69 | 740.21 | 444.13 | 11547.34 | 3387.03 | 14490.24 | 190.84 | 0 | 0 | 2398.5 | 2214 | 2214 | 61.5 | 6857.25 | 288.53 | 17.55 | -52.15 | 15.96 | 20 | 9.04 | 0 | 0.5 | 0.1 | 0.5 | 0.5 | 0 | 0 | 0 | 0 | 0 | 0 | 0 | 0 | 0 | 0 | 0 | 0 | 0 | 0 | 0 | 0 | 0
3170 | 14.5 | 1411.34 | 660 | 131.35 | 2202.69 | 740.21 | 444.13 | 11547.34 | 3387.03 | 14490.24 | 190.84 | 0 | 0 | 2398.5 | 2214 | 2214 | 61.5 | 6857.25 | 287.53 | 16.55 | -53.14 | 14.97 | 20 | 12.73 | 0 | 0.5 | 0.1 | 0.5 | 0.5 | 0 | 0 | 0 | 0 | 0 | 0 | 0 | 0 | 0 | 0 | 0 | 0 | 0 | 0 | 0 | 0 | 0
3171 | 13.8 | 1411.34 | 660 | 131.35 | 2202.69 | 740.21 | 444.13 | 11547.34 | 3387.03 | 14490.24 | 190.84 | 0 | 0 | 2398.5 | 2214 | 2214 | 61.5 | 6857.25 | 286.89 | 15.91 | -53.83 | 14.28 | 20 | 15.1 | 0 | 0.5 | 0.1 | 0.5 | 0.5 | 0 | 0 | 0 | 0 | 0 | 0 | 0 | 0 | 0 | 0 | 0 | 0 | 0 | 0 | 0 | 0 | 0
3172 | 13.1 | 1411.34 | 660 | 131.35 | 2202.69 | 740.21 | 444.13 | 11547.34 | 3387.03 | 14490.24 | 190.84 | 0 | 0 | 2398.5 | 2214 | 2214 | 61.5 | 6857.25 | 286.24 | 15.27 | -54.52 | 13.59 | 20 | 17.47 | 0 | 0.5 | 0.1 | 0.5 | 0.5 | 0 | 0 | 0 | 0 | 0 | 0 | 0 | 0 | 0 | 0 | 0 | 0 | 0 | 0 | 0 | 0 | 0
3173 | 12.6 | 1411.34 | 660 | 131.35 | 2202.69 | 740.21 | 444.13 | 11547.34 | 3387.03 | 14490.24 | 190.84 | 0 | 0 | 2398.5 | 2214 | 2214 | 61.5 | 6857.25 | 285.78 | 14.81 | -55.02 | 13.1 | 20 | 19.16 | 0 | 0.5 | 0.1 | 0.5 | 0.5 | 0 | 0 | 0 | 0 | 0 | 0 | 0 | 0 | 0 | 0 | 0 | 0 | 0 | 0 | 0 | 0 | 0
3174 | 12.7 | 1411.34 | 660 | 131.35 | 2202.69 | 740.21 | 444.13 | 11547.34 | 3387.03 | 14490.24 | 190.84 | 12108 | 921.66 | 2398.5 | 2214 | 2214 | 61.5 | 6857.25 | 289.41 | 18.43 | -54.03 | 14.08 | 20 | 5.79 | 0 | 0.5 | 0.1 | 0.5 | 0.5 | 0 | 8571.62 | 0 | 1727.68 | 0 | 1266.92 | 0 | 541.78 | 0 | 636.83 | 0 | 96.39 | 0 | 61.89 | 0 | 30.23 | 96.32
3175 | 13.5 | 1411.34 | 660 | 131.35 | 2202.69 | 740.21 | 444.13 | 11547.34 | 3387.03 | 14490.24 | 190.84 | 45150.47 | 3458.12 | 2398.5 | 2214 | 2214 | 61.5 | 6857.25 | 299.78 | 28.81 | -50.82 | 17.3 | 23.9 | 0 | 0 | 0.5 | 0.1 | 0.5 | 0.5 | 0 | 27440.65 | 0 | 9171.84 | 0 | 5980.52 | 0 | 2557.46 | 0 | 2038.72 | 0 | 511.71 | 0 | 292.16 | 0 | 142.68 | 472.85
3176 | 14.9 | 1411.34 | 660 | 131.35 | 2202.69 | 740.21 | 444.13 | 11547.34 | 3387.03 | 14490.24 | 190.84 | 25024.9 | 3971.79 | 2398.5 | 11070 | 11070 | 61.5 | 24569.25 | 300.67 | 29.69 | -49.56 | 18.55 | 23.9 | 0 | 0 | 0.5 | 0.5 | 1 | 0.5 | 0 | 11817.49 | 0 | 5775.65 | 0 | 5205.66 | 0 | 2226.1 | 0 | 1755.97 | 0 | 644.46 | 0 | 508.61 | 0 | 248.39 | 814.35
3177 | 18.6 | 1411.34 | 660 | 131.35 | 2202.69 | 740.21 | 444.13 | 11547.34 | 3387.03 | 14490.24 | 190.84 | 55034.36 | 8953.13 | 2398.5 | 11070 | 11070 | 61.5 | 24569.25 | 313.55 | 42.57 | -43.53 | 24.59 | 24 | 0 | -8.59 | 0.5 | 0.5 | 1 | 0.5 | 0 | 27478.04 | 0 | 18126.2 | 0 | 6605.43 | 0 | 2824.69 | 0 | 4082.99 | 0 | 2022.56 | 0 | 645.38 | 0 | 315.19 | 1887.01
3178 | 19.8 | 1411.34 | 660 | 131.35 | 2202.69 | 740.21 | 444.13 | 11547.34 | 3387.03 | 14490.24 | 190.84 | 56566.16 | 9673.2 | 2398.5 | 11070 | 11070 | 61.5 | 24569.25 | 315.26 | 44.29 | -42.19 | 25.92 | 24 | 0 | -28.23 | 0.5 | 0.5 | 1 | 0.5 | 0 | 23052.6 | 0 | 22657.95 | 0 | 7603.93 | 0 | 3251.68 | 0 | 3425.41 | 0 | 2528.22 | 0 | 742.93 | 0 | 362.83 | 2613.8
3179 | 21.9 | 1411.34 | 660 | 131.35 | 2202.69 | 740.21 | 444.13 | 11547.34 | 3387.03 | 14490.24 | 190.84 | 48109.3 | 8743.39 | 2398.5 | 11070 | 11070 | 61.5 | 24569.25 | 314.65 | 43.67 | -40.76 | 27.36 | 24 | 0 | -49.27 | 0.5 | 0.5 | 1 | 0.5 | 0 | 13333.63 | 0 | 22258.99 | 0 | 8767.44 | 0 | 3749.23 | 0 | 1981.26 | 0 | 2483.71 | 0 | 856.61 | 0 | 418.35 | 3003.46
3180 | 23.3 | 1411.34 | 660 | 131.35 | 2202.69 | 740.21 | 444.13 | 11547.34 | 3387.03 | 14490.24 | 190.84 | 45688.12 | 8422.71 | 2398.5 | 11070 | 11070 | 61.5 | 24569.25 | 315.19 | 44.21 | -39.56 | 28.55 | 24 | 0 | -66.82 | 0.5 | 0.5 | 1 | 0.5 | 0 | 7140.6 | 0 | 20286.46 | 0 | 14189.66 | 0 | 4071.4 | 0 | 1061.03 | 0 | 2263.61 | 0 | 1386.38 | 0 | 454.3 | 3257.4
3181 | 23.8 | 1411.34 | 660 | 131.35 | 2202.69 | 740.21 | 444.13 | 11547.34 | 3387.03 | 14490.24 | 190.84 | 56426.5 | 9637.75 | 2398.5 | 11070 | 11070 | 61.5 | 24569.25 | 318.89 | 47.91 | -38.26 | 29.86 | 24 | 0 | -86.02 | 0.5 | 0.5 | 1 | 0.5 | 0 | 7294.7 | 0 | 17388.14 | 0 | 27584.41 | 0 | 4159.26 | 0 | 1083.93 | 0 | 1940.21 | 0 | 2695.1 | 0 | 464.1 | 3454.42
3182 | 24.1 | 1411.34 | 660 | 131.35 | 2202.69 | 740.21 | 444.13 | 11547.34 | 3387.03 | 14490.24 | 190.84 | 63046.07 | 10297.33 | 2398.5 | 11070 | 11070 | 61.5 | 24569.25 | 321.13 | 50.16 | -37.46 | 30.65 | 24 | 0 | -96.53 | 0.5 | 0.5 | 1 | 0.5 | 0 | 7184.58 | 0 | 12784.56 | 0 | 38980.45 | 0 | 4096.47 | 0 | 1067.57 | 0 | 1426.53 | 0 | 3808.54 | 0 | 457.09 | 3537.6
3183 | 24.3 | 1411.34 | 660 | 131.35 | 2202.69 | 740.21 | 444.13 | 11547.34 | 3387.03 | 14490.24 | 190.84 | 60663.95 | 9455.06 | 2398.5 | 11070 | 11070 | 61.5 | 24569.25 | 320.44 | 49.47 | -37.49 | 30.63 | 24 | 0 | -93.99 | 0.5 | 0.5 | 1 | 0.5 | 0 | 7299 | 0 | 6868.24 | 0 | 42335 | 0 | 4161.71 | 0 | 1084.57 | 0 | 766.37 | 0 | 4136.29 | 0 | 464.37 | 3003.46
3184 | 25 | 1411.34 | 660 | 131.35 | 2202.69 | 740.21 | 444.13 | 11547.34 | 3387.03 | 14490.24 | 190.84 | 65183.91 | 9652.24 | 2398.5 | 11070 | 11070 | 61.5 | 24569.25 | 322.37 | 51.39 | -36.47 | 31.64 | 24 | 0 | -101.07 | 0.5 | 0.5 | 1 | 0.5 | 0 | 6551.29 | 0 | 3735.38 | 0 | 48593.33 | 0 | 6303.91 | 0 | 973.46 | 0 | 416.8 | 0 | 4747.75 | 0 | 703.4 | 2810.82
3185 | 24.7 | 1411.34 | 660 | 131.35 | 2202.69 | 740.21 | 444.13 | 11547.34 | 3387.03 | 14490.24 | 190.84 | 67678.1 | 9436.95 | 2398.5 | 11070 | 11070 | 61.5 | 24569.25 | 322.71 | 51.73 | -36.61 | 31.5 | 24 | 0 | -102.34 | 0.5 | 0.5 | 1 | 0.5 | 0 | 5747.89 | 0 | 3277.3 | 0 | 47630.11 | 0 | 11022.8 | 0 | 854.08 | 0 | 365.69 | 0 | 4653.64 | 0 | 1229.95 | 2333.59
3186 | 24.2 | 1411.34 | 660 | 131.35 | 2202.69 | 740.21 | 444.13 | 11547.34 | 3387.03 | 14490.24 | 190.84 | 58758.3 | 7859.71 | 2398.5 | 11070 | 11070 | 61.5 | 24569.25 | 319.4 | 48.43 | -37.82 | 30.29 | 24 | 0 | -90.15 | 0.5 | 0.5 | 1 | 0.5 | 0 | 5012.53 | 0 | 2858.02 | 0 | 37757.15 | 0 | 13130.6 | 0 | 744.82 | 0 | 318.9 | 0 | 3689.02 | 0 | 1465.14 | 1641.83
3187 | 23.1 | 1411.34 | 660 | 131.35 | 2202.69 | 740.21 | 444.13 | 11547.34 | 3387.03 | 14490.24 | 190.84 | 44399.82 | 5744.55 | 2398.5 | 11070 | 11070 | 61.5 | 24569.25 | 313.93 | 42.95 | -40.03 | 28.08 | 24 | 0 | -59.95 | 0.5 | 0.5 | 1 | 0.5 | 0 | 3733.13 | 0 | 2128.54 | 0 | 25882.09 | 0 | 12656.06 | 0 | 554.71 | 0 | 237.51 | 0 | 2528.78 | 0 | 1412.19 | 1011.37
3188 | 19.5 | 1411.34 | 660 | 131.35 | 2202.69 | 740.21 | 444.13 | 11547.34 | 3387.03 | 14490.24 | 190.84 | 18569.93 | 2405.64 | 2398.5 | 11070 | 11070 | 61.5 | 24569.25 | 302.72 | 31.75 | -45.57 | 22.54 | 23.9 | 0 | 0 | 0.5 | 0.5 | 1 | 0.5 | 0 | 1952.49 | 0 | 1113.26 | 0 | 9248.52 | 0 | 6255.67 | 0 | 290.12 | 0 | 124.22 | 0 | 903.62 | 0 | 698.02 | 389.66
3189 | 16.1 | 1411.34 | 660 | 131.35 | 2202.69 | 740.21 | 444.13 | 11547.34 | 3387.03 | 14490.24 | 190.84 | 1336.94 | 157.99 | 2398.5 | 11070 | 11070 | 61.5 | 24569.25 | 294.32 | 23.34 | -50.25 | 17.86 | 23.34 | 0 | 0 | 0.5 | 0.5 | 1 | 0.5 | 0 | 90.81 | 0 | 51.78 | 0 | 553.8 | 0 | 640.55 | 0 | 13.49 | 0 | 5.78 | 0 | 54.11 | 0 | 71.47 | 13.13
3190 | 13.3 | 1411.34 | 660 | 131.35 | 2202.69 | 740.21 | 444.13 | 11547.34 | 3387.03 | 14490.24 | 190.84 | 0 | 0 | 2398.5 | 11070 | 11070 | 61.5 | 24569.25 | 291.33 | 20.35 | -53.12 | 15 | 20.35 | 0 | 0 | 0.5 | 0.5 | 1 | 0.5 | 0 | 0 | 0 | 0 | 0 | 0 | 0 | 0 | 0 | 0 | 0 | 0 | 0 | 0 | 0 | 0 | 0
3191 | 12 | 1411.34 | 660 | 131.35 | 2202.69 | 740.21 | 444.13 | 11547.34 | 3387.03 | 14490.24 | 190.84 | 0 | 0 | 2398.5 | 11070 | 11070 | 61.5 | 24569.25 | 290.04 | 19.07 | -54.4 | 13.71 | 20 | 3.44 | 0 | 0.5 | 0.5 | 1 | 0.5 | 0 | 0 | 0 | 0 | 0 | 0 | 0 | 0 | 0 | 0 | 0 | 0 | 0 | 0 | 0 | 0 | 0
3192 | 11.7 | 1411.34 | 660 | 131.35 | 2202.69 | 740.21 | 444.13 | 11547.34 | 3387.03 | 14490.24 | 190.84 | 0 | 0 | 2398.5 | 11070 | 11070 | 61.5 | 24569.25 | 289.76 | 18.78 | -54.7 | 13.42 | 20 | 4.5 | 0 | 0.5 | 0.5 | 1 | 0.5 | 0 | 0 | 0 | 0 | 0 | 0 | 0 | 0 | 0 | 0 | 0 | 0 | 0 | 0 | 0 | 0 | 0
3193 | 12.8 | 1411.34 | 660 | 131.35 | 2202.69 | 740.21 | 444.13 | 11547.34 | 3387.03 | 14490.24 | 190.84 | 0 | 0 | 2398.5 | 2214 | 2214 | 61.5 | 6857.25 | 285.97 | 14.99 | -54.82 | 13.3 | 20 | 18.48 | 0 | 0.5 | 0.1 | 0.5 | 0.5 | 0 | 0 | 0 | 0 | 0 | 0 | 0 | 0 | 0 | 0 | 0 | 0 | 0 | 0 | 0 | 0 | 0
3194 | 12.5 | 1411.34 | 660 | 131.35 | 2202.69 | 740.21 | 444.13 | 11547.34 | 3387.03 | 14490.24 | 190.84 | 0 | 0 | 2398.5 | 2214 | 2214 | 61.5 | 6857.25 | 285.69 | 14.72 | -55.12 | 13 | 20 | 19.5 | 0 | 0.5 | 0.1 | 0.5 | 0.5 | 0 | 0 | 0 | 0 | 0 | 0 | 0 | 0 | 0 | 0 | 0 | 0 | 0 | 0 | 0 | 0 | 0
3195 | 11 | 1411.34 | 660 | 131.35 | 2202.69 | 740.21 | 444.13 | 11547.34 | 3387.03 | 14490.24 | 190.84 | 0 | 0 | 2398.5 | 2214 | 2214 | 61.5 | 6857.25 | 284.32 | 13.34 | -56.6 | 11.52 | 20 | 24.58 | 0 | 0.5 | 0.1 | 0.5 | 0.5 | 0 | 0 | 0 | 0 | 0 | 0 | 0 | 0 | 0 | 0 | 0 | 0 | 0 | 0 | 0 | 0 | 0
3196 | 9.8 | 1411.34 | 660 | 131.35 | 2202.69 | 740.21 | 444.13 | 11547.34 | 3387.03 | 14490.24 | 190.84 | 0 | 0 | 2398.5 | 2214 | 2214 | 61.5 | 6857.25 | 283.21 | 12.24 | -57.78 | 10.33 | 20 | 28.64 | 0 | 0.5 | 0.1 | 0.5 | 0.5 | 0 | 0 | 0 | 0 | 0 | 0 | 0 | 0 | 0 | 0 | 0 | 0 | 0 | 0 | 0 | 0 | 0
3197 | 9.5 | 1411.34 | 660 | 131.35 | 2202.69 | 740.21 | 444.13 | 11547.34 | 3387.03 | 14490.24 | 190.84 | 0 | 0 | 2398.5 | 2214 | 2214 | 61.5 | 6857.25 | 282.94 | 11.96 | -58.08 | 10.04 | 20 | 29.66 | 0 | 0.5 | 0.1 | 0.5 | 0.5 | 0 | 0 | 0 | 0 | 0 | 0 | 0 | 0 | 0 | 0 | 0 | 0 | 0 | 0 | 0 | 0 | 0
3198 | 11.2 | 1411.34 | 660 | 131.35 | 2202.69 | 740.21 | 444.13 | 11547.34 | 3387.03 | 14490.24 | 190.84 | 13258.98 | 1062.22 | 2398.5 | 2214 | 2214 | 61.5 | 6857.25 | 288.38 | 17.4 | -55.42 | 12.69 | 20 | 9.58 | 0 | 0.5 | 0.1 | 0.5 | 0.5 | 0 | 9423.61 | 0 | 1879.78 | 0 | 1369.82 | 0 | 585.78 | 0 | 700.13 | 0 | 104.87 | 0 | 66.92 | 0 | 32.68 | 157.62
3199 | 15.4 | 1411.34 | 660 | 131.35 | 2202.69 | 740.21 | 444.13 | 11547.34 | 3387.03 | 14490.24 | 190.84 | 86179.22 | 6563.52 | 2398.5 | 2214 | 2214 | 61.5 | 6857.25 | 313.49 | 42.51 | -45.94 | 22.18 | 23.9 | 0 | 0 | 0.5 | 0.1 | 0.5 | 0.5 | 0 | 59647.1 | 0 | 18300.24 | 0 | 5766.11 | 0 | 2465.77 | 0 | 4431.51 | 0 | 1020.99 | 0 | 281.69 | 0 | 137.57 | 691.76
3200 | 18.2 | 1411.34 | 660 | 131.35 | 2202.69 | 740.21 | 177.65 | 11280.86 | 3120.55 | 14223.76 | 190.84 | 57760.62 | 9066.59 | 959.4 | 4428 | 4428 | 24.6 | 9827.7 | 330.53 | 40.48 | -45.9 | 23.48 | 23.9 | 0 | 0 | 0.2 | 0.2 | 1 | 0.2 | 0 | 35072.12 | 0 | 16069.81 | 0 | 4636.13 | 0 | 1982.56 | 0 | 5211.41 | 0 | 1793.1 | 0 | 452.97 | 0 | 221.22 | 1387.9
3201 | 20.7 | 1411.34 | 660 | 131.35 | 2202.69 | 740.21 | 177.65 | 11280.86 | 3120.55 | 14223.76 | 190.84 | 61191.7 | 9989.52 | 959.4 | 4428 | 4428 | 24.6 | 9827.7 | 334.06 | 44.01 | -43.13 | 26.24 | 24 | 0 | -32.35 | 0.2 | 0.2 | 1 | 0.2 | 0 | 31553.14 | 0 | 20813.37 | 0 | 6181.71 | 0 | 2643.49 | 0 | 4688.52 | 0 | 2322.4 | 0 | 603.98 | 0 | 294.97 | 2079.66
3202 | 22.3 | 1411.34 | 660 | 131.35 | 2202.69 | 740.21 | 177.65 | 11280.86 | 3120.55 | 14223.76 | 190.84 | 57135.6 | 9822.24 | 959.4 | 4428 | 4428 | 24.6 | 9827.7 | 334.28 | 44.23 | -41.84 | 27.53 | 24 | 0 | -50.89 | 0.2 | 0.2 | 1 | 0.2 | 0 | 23371.58 | 0 | 22833.3 | 0 | 7656.53 | 0 | 3274.18 | 0 | 3472.81 | 0 | 2547.79 | 0 | 748.07 | 0 | 365.34 | 2688.23
3203 | 24 | 1411.34 | 660 | 131.35 | 2202.69 | 740.21 | 177.65 | 11280.86 | 3120.55 | 14223.76 | 190.84 | 49633.37 | 9138.56 | 959.4 | 4428 | 4428 | 24.6 | 9827.7 | 333.45 | 43.4 | -40.73 | 28.64 | 24 | 0 | -66.88 | 0.2 | 0.2 | 1 | 0.2 | 0 | 13823.54 | 0 | 23417.16 | 0 | 8680.58 | 0 | 3712.09 | 0 | 2054.06 | 0 | 2612.94 | 0 | 848.13 | 0 | 414.2 | 3209.24
3204 | 25.3 | 1411.34 | 660 | 131.35 | 2202.69 | 740.21 | 177.65 | 11280.86 | 3120.55 | 14223.76 | 190.84 | 47052.35 | 8861.37 | 959.4 | 4428 | 4428 | 24.6 | 9827.7 | 333.8 | 43.75 | -39.65 | 29.72 | 24 | 0 | -68.08 | 0.2 | 0.2 | 1 | 0.2 | 0 | 7006.52 | 0 | 21721.13 | 0 | 14329.74 | 0 | 3994.95 | 0 | 1041.11 | 0 | 2423.69 | 0 | 1400.07 | 0 | 445.76 | 3550.74
3205 | 24.9 | 1411.34 | 660 | 131.35 | 2202.69 | 740.21 | 177.65 | 11280.86 | 3120.55 | 14223.76 | 190.84 | 58063.51 | 10058.08 | 959.4 | 4428 | 4428 | 24.6 | 9827.7 | 336.98 | 46.93 | -39.2 | 30.18 | 24 | 0 | -79.04 | 0.2 | 0.2 | 1 | 0.2 | 0 | 7217.85 | 0 | 18178.47 | 0 | 28551.74 | 0 | 4115.44 | 0 | 1072.51 | 0 | 2028.39 | 0 | 2789.61 | 0 | 459.21 | 3708.35
3206 | 26.4 | 1411.34 | 660 | 131.35 | 2202.69 | 740.21 | 177.65 | 11280.86 | 3120.55 | 14223.76 | 190.84 | 64205.86 | 10513.9 | 959.4 | 4428 | 4428 | 24.6 | 9827.7 | 340.25 | 50.2 | -37.26 | 32.11 | 24 | 0 | -90.32 | 0.2 | 0.2 | 1 | 0.2 | 0 | 7167.89 | 0 | 13039.55 | 0 | 39911.46 | 0 | 4086.96 | 0 | 1065.09 | 0 | 1454.98 | 0 | 3899.5 | 0 | 456.03 | 3638.3
3207 | 26.7 | 1411.34 | 660 | 131.35 | 2202.69 | 740.21 | 177.65 | 11280.86 | 3120.55 | 14223.76 | 190.84 | 64937.88 | 10207.07 | 959.4 | 4428 | 4428 | 24.6 | 9827.7 | 340.64 | 50.59 | -36.93 | 32.44 | 24 | 0 | -91.68 | 0.2 | 0.2 | 1 | 0.2 | 0 | 6914.99 | 0 | 7039.39 | 0 | 47040.74 | 0 | 3942.76 | 0 | 1027.51 | 0 | 785.47 | 0 | 4596.06 | 0 | 439.94 | 3358.1
3208 | 26.6 | 1411.34 | 660 | 131.35 | 2202.69 | 740.21 | 177.65 | 11280.86 | 3120.55 | 14223.76 | 190.84 | 67021.67 | 9982.74 | 959.4 | 4428 | 4428 | 24.6 | 9827.7 | 341.09 | 51.04 | -36.9 | 32.47 | 24 | 0 | -93.23 | 0.2 | 0.2 | 1 | 0.2 | 0 | 6410.38 | 0 | 3655.04 | 0 | 50535.88 | 0 | 6420.38 | 0 | 952.52 | 0 | 407.84 | 0 | 4937.55 | 0 | 716.4 | 2968.43
3209 | 26.3 | 1411.34 | 660 | 131.35 | 2202.69 | 740.21 | 177.65 | 11280.86 | 3120.55 | 14223.76 | 190.84 | 69288.81 | 9655.55 | 959.4 | 4428 | 4428 | 24.6 | 9827.7 | 341.38 | 51.33 | -37.07 | 32.31 | 24 | 0 | -94.23 | 0.2 | 0.2 | 1 | 0.2 | 0 | 5671.02 | 0 | 3233.48 | 0 | 49041.03 | 0 | 11343.28 | 0 | 842.66 | 0 | 360.8 | 0 | 4791.49 | 0 | 1265.71 | 2394.89
3210 | 25.5 | 1411.34 | 660 | 131.35 | 2202.69 | 740.21 | 444.13 | 11547.34 | 3387.03 | 14490.24 | 190.84 | 61259.07 | 8169.37 | 2398.5 | 11070 | 11070 | 61.5 | 24569.25 | 321.36 | 50.38 | -36.35 | 31.77 | 24 | 0 | -97.36 | 0.5 | 0.5 | 1 | 0.5 | 0 | 4914.84 | 0 | 2802.32 | 0 | 39707.32 | 0 | 13834.59 | 0 | 730.3 | 0 | 312.69 | 0 | 3879.55 | 0 | 1543.69 | 1703.13
3211 | 24.6 | 1411.34 | 660 | 131.35 | 2202.69 | 740.21 | 444.13 | 11547.34 | 3387.03 | 14490.24 | 190.84 | 41694.65 | 5447.23 | 2398.5 | 11070 | 11070 | 61.5 | 24569.25 | 314.49 | 43.52 | -38.76 | 29.36 | 24 | 0 | -72.03 | 0.5 | 0.5 | 1 | 0.5 | 0 | 3837.89 | 0 | 2188.27 | 0 | 23942.68 | 0 | 11725.8 | 0 | 570.28 | 0 | 244.17 | 0 | 2339.29 | 0 | 1308.39 | 985.1
3212 | 22.5 | 1411.34 | 660 | 131.35 | 2202.69 | 740.21 | 444.13 | 11547.34 | 3387.03 | 14490.24 | 190.84 | 16880.18 | 2217.5 | 2398.5 | 11070 | 11070 | 61.5 | 24569.25 | 304.97 | 33.99 | -42.74 | 25.38 | 24 | 0 | -20.21 | 0.5 | 0.5 | 1 | 0.5 | 0 | 1954.58 | 0 | 1114.45 | 0 | 8278.59 | 0 | 5532.57 | 0 | 290.43 | 0 | 124.35 | 0 | 808.85 | 0 | 617.34 | 376.53
3213 | 18.3 | 1411.34 | 660 | 131.35 | 2202.69 | 740.21 | 444.13 | 11547.34 | 3387.03 | 14490.24 | 190.84 | 654.36 | 85.8 | 2398.5 | 11070 | 11070 | 61.5 | 24569.25 | 296.14 | 25.16 | -48.13 | 19.98 | 23.9 | 0 | 0 | 0.5 | 0.5 | 1 | 0.5 | 0 | 89.62 | 0 | 51.1 | 0 | 264.09 | 0 | 249.55 | 0 | 13.32 | 0 | 5.7 | 0 | 25.8 | 0 | 27.84 | 13.13
3214 | 17.9 | 1411.34 | 660 | 131.35 | 2202.69 | 740.21 | 444.13 | 11547.34 | 3387.03 | 14490.24 | 190.84 | 0 | 0 | 2398.5 | 11070 | 11070 | 61.5 | 24569.25 | 295.57 | 24.59 | -48.58 | 19.54 | 23.9 | 0 | 0 | 0.5 | 0.5 | 1 | 0.5 | 0 | 0 | 0 | 0 | 0 | 0 | 0 | 0 | 0 | 0 | 0 | 0 | 0 | 0 | 0 | 0 | 0
3215 | 15.3 | 1411.34 | 660 | 131.35 | 2202.69 | 740.21 | 444.13 | 11547.34 | 3387.03 | 14490.24 | 190.84 | 0 | 0 | 2398.5 | 11070 | 11070 | 61.5 | 24569.25 | 293.18 | 22.2 | -51.15 | 16.97 | 22.2 | 0 | 0 | 0.5 | 0.5 | 1 | 0.5 | 0 | 0 | 0 | 0 | 0 | 0 | 0 | 0 | 0 | 0 | 0 | 0 | 0 | 0 | 0 | 0 | 0
3216 | 13.2 | 1411.34 | 660 | 131.35 | 2202.69 | 740.21 | 444.13 | 11547.34 | 3387.03 | 14490.24 | 190.84 | 0 | 0 | 2398.5 | 11070 | 11070 | 61.5 | 24569.25 | 291.2 | 20.23 | -53.22 | 14.9 | 20.23 | 0 | 0 | 0.5 | 0.5 | 1 | 0.5 | 0 | 0 | 0 | 0 | 0 | 0 | 0 | 0 | 0 | 0 | 0 | 0 | 0 | 0 | 0 | 0 | 0
3217 | 13 | 1411.34 | 660 | 131.35 | 2202.69 | 740.21 | 444.13 | 11547.34 | 3387.03 | 14490.24 | 190.84 | 0 | 0 | 2398.5 | 2214 | 2214 | 61.5 | 6857.25 | 286.16 | 15.18 | -54.62 | 13.49 | 20 | 17.78 | 0 | 0.5 | 0.1 | 0.5 | 0.5 | 0 | 0 | 0 | 0 | 0 | 0 | 0 | 0 | 0 | 0 | 0 | 0 | 0 | 0 | 0 | 0 | 0
3218 | 13.2 | 1411.34 | 660 | 131.35 | 2202.69 | 740.21 | 444.13 | 11547.34 | 3387.03 | 14490.24 | 190.84 | 0 | 0 | 2398.5 | 2214 | 2214 | 61.5 | 6857.25 | 286.33 | 15.36 | -54.42 | 13.69 | 20 | 17.13 | 0 | 0.5 | 0.1 | 0.5 | 0.5 | 0 | 0 | 0 | 0 | 0 | 0 | 0 | 0 | 0 | 0 | 0 | 0 | 0 | 0 | 0 | 0 | 0
3219 | 12.3 | 1411.34 | 660 | 131.35 | 2202.69 | 740.21 | 444.13 | 11547.34 | 3387.03 | 14490.24 | 190.84 | 0 | 0 | 2398.5 | 2214 | 2214 | 61.5 | 6857.25 | 285.51 | 14.53 | -55.31 | 12.8 | 20 | 20.18 | 0 | 0.5 | 0.1 | 0.5 | 0.5 | 0 | 0 | 0 | 0 | 0 | 0 | 0 | 0 | 0 | 0 | 0 | 0 | 0 | 0 | 0 | 0 | 0
3220 | 11.2 | 1411.34 | 660 | 131.35 | 2202.69 | 740.21 | 444.13 | 11547.34 | 3387.03 | 14490.24 | 190.84 | 0 | 0 | 2398.5 | 2214 | 2214 | 61.5 | 6857.25 | 284.5 | 13.52 | -56.4 | 11.72 | 20 | 23.9 | 0 | 0.5 | 0.1 | 0.5 | 0.5 | 0 | 0 | 0 | 0 | 0 | 0 | 0 | 0 | 0 | 0 | 0 | 0 | 0 | 0 | 0 | 0 | 0
3221 | 11.5 | 1411.34 | 660 | 131.35 | 2202.69 | 740.21 | 444.13 | 11547.34 | 3387.03 | 14490.24 | 190.84 | 0 | 0 | 2398.5 | 2214 | 2214 | 61.5 | 6857.25 | 284.77 | 13.8 | -56.1 | 12.01 | 20 | 22.89 | 0 | 0.5 | 0.1 | 0.5 | 0.5 | 0 | 0 | 0 | 0 | 0 | 0 | 0 | 0 | 0 | 0 | 0 | 0 | 0 | 0 | 0 | 0 | 0
3222 | 12.3 | 1411.34 | 660 | 131.35 | 2202.69 | 740.21 | 444.13 | 11547.34 | 3387.03 | 14490.24 | 190.84 | 13975.31 | 1083.01 | 2398.5 | 2214 | 2214 | 61.5 | 6857.25 | 289.59 | 18.61 | -54.29 | 13.83 | 20 | 5.12 | 0 | 0.5 | 0.1 | 0.5 | 0.5 | 0 | 9667.04 | 0 | 1985.2 | 0 | 1627.23 | 0 | 695.85 | 0 | 718.22 | 0 | 110.76 | 0 | 79.49 | 0 | 38.82 | 135.72
3223 | 17.5 | 1411.34 | 660 | 131.35 | 2202.69 | 740.21 | 444.13 | 11547.34 | 3387.03 | 14490.24 | 190.84 | 67216.8 | 5142.22 | 2398.5 | 2214 | 2214 | 61.5 | 6857.25 | 309.89 | 38.91 | -45.25 | 22.86 | 23.9 | 0 | 0 | 0.5 | 0.1 | 0.5 | 0.5 | 0 | 44061.16 | 0 | 13915.2 | 0 | 6472.56 | 0 | 2767.87 | 0 | 3273.55 | 0 | 776.34 | 0 | 316.2 | 0 | 154.42 | 621.71
3224 | 20.2 | 1411.34 | 660 | 131.35 | 2202.69 | 740.21 | 177.65 | 11280.86 | 3120.55 | 14223.76 | 190.84 | 52424.61 | 8246.73 | 959.4 | 4428 | 4428 | 24.6 | 9827.7 | 330.56 | 40.51 | -44.35 | 25.02 | 24 | 0 | -14.73 | 0.2 | 0.2 | 1 | 0.2 | 0 | 31126.92 | 0 | 14265.02 | 0 | 4926.1 | 0 | 2106.56 | 0 | 4625.19 | 0 | 1591.72 | 0 | 481.3 | 0 | 235.05 | 1313.47
3225 | 22.8 | 1411.34 | 660 | 131.35 | 2202.69 | 740.21 | 177.65 | 11280.86 | 3120.55 | 14223.76 | 190.84 | 59381.89 | 9694.87 | 959.4 | 4428 | 4428 | 24.6 | 9827.7 | 335.35 | 45.3 | -41.2 | 28.17 | 24 | 0 | -60.12 | 0.2 | 0.2 | 1 | 0.2 | 0 | 30409.34 | 0 | 19919.88 | 0 | 6341.04 | 0 | 2711.63 | 0 | 4518.56 | 0 | 2222.7 | 0 | 619.54 | 0 | 302.57 | 2031.5
3226 | 24.9 | 1411.34 | 660 | 131.35 | 2202.69 | 740.21 | 177.65 | 11280.86 | 3120.55 | 14223.76 | 190.84 | 56296.3 | 9641.04 | 959.4 | 4428 | 4428 | 24.6 | 9827.7 | 336.34 | 46.29 | -39.35 | 30.03 | 24 | 0 | -76.86 | 0.2 | 0.2 | 1 | 0.2 | 0 | 23029.9 | 0 | 22286.58 | 0 | 7690.94 | 0 | 3288.89 | 0 | 3422.04 | 0 | 2486.78 | 0 | 751.43 | 0 | 366.98 | 2613.8
3227 | 26.6 | 1411.34 | 660 | 131.35 | 2202.69 | 740.21 | 177.65 | 11280.86 | 3120.55 | 14223.76 | 190.84 | 48054.05 | 8741.7 | 959.4 | 4428 | 4428 | 24.6 | 9827.7 | 335.23 | 45.18 | -38.31 | 31.07 | 24 | 0 | -73.02 | 0.2 | 0.2 | 1 | 0.2 | 0 | 13483.18 | 0 | 21945.89 | 0 | 8843.3 | 0 | 3781.68 | 0 | 2003.48 | 0 | 2448.77 | 0 | 864.02 | 0 | 421.97 | 3003.46
3228 | 27.3 | 1411.34 | 660 | 131.35 | 2202.69 | 740.21 | 177.65 | 11280.86 | 3120.55 | 14223.76 | 190.84 | 44477.15 | 8168.8 | 959.4 | 4428 | 4428 | 24.6 | 9827.7 | 334.66 | 44.61 | -37.9 | 31.47 | 24 | 0 | -71.05 | 0.2 | 0.2 | 1 | 0.2 | 0 | 7369.37 | 0 | 19011.09 | 0 | 13894.86 | 0 | 4201.83 | 0 | 1095.02 | 0 | 2121.3 | 0 | 1357.58 | 0 | 468.85 | 3126.05
3229 | 27.3 | 1411.34 | 660 | 131.35 | 2202.69 | 740.21 | 177.65 | 11280.86 | 3120.55 | 14223.76 | 190.84 | 56272.38 | 9751.33 | 959.4 | 4428 | 4428 | 24.6 | 9827.7 | 338.54 | 48.49 | -36.97 | 32.4 | 24 | 0 | -84.43 | 0.2 | 0.2 | 1 | 0.2 | 0 | 7241.96 | 0 | 17416.61 | 0 | 27484.63 | 0 | 4129.19 | 0 | 1076.09 | 0 | 1943.38 | 0 | 2685.35 | 0 | 460.74 | 3585.76
3230 | 27.9 | 1411.34 | 660 | 131.35 | 2202.69 | 740.21 | 177.65 | 11280.86 | 3120.55 | 14223.76 | 190.84 | 62257.51 | 10210.77 | 959.4 | 4428 | 4428 | 24.6 | 9827.7 | 340.95 | 50.9 | -35.94 | 33.44 | 24 | 0 | -92.75 | 0.2 | 0.2 | 1 | 0.2 | 0 | 7221.77 | 0 | 12572.41 | 0 | 38345.66 | 0 | 4117.67 | 0 | 1073.09 | 0 | 1402.86 | 0 | 3746.52 | 0 | 459.46 | 3528.85
3231 | 28.5 | 1411.34 | 660 | 131.35 | 2202.69 | 740.21 | 177.65 | 11280.86 | 3120.55 | 14223.76 | 190.84 | 64142.71 | 10104.12 | 959.4 | 4428 | 4428 | 24.6 | 9827.7 | 342.01 | 51.96 | -35.22 | 34.15 | 24 | 0 | -96.4 | 0.2 | 0.2 | 1 | 0.2 | 0 | 6952.5 | 0 | 6953.16 | 0 | 46272.9 | 0 | 3964.15 | 0 | 1033.08 | 0 | 775.85 | 0 | 4521.04 | 0 | 442.33 | 3331.83
3232 | 28.3 | 1411.34 | 660 | 131.35 | 2202.69 | 740.21 | 177.65 | 11280.86 | 3120.55 | 14223.76 | 190.84 | 66135.27 | 9814.31 | 959.4 | 4428 | 4428 | 24.6 | 9827.7 | 342.32 | 52.27 | -35.3 | 34.07 | 24 | 0 | -97.48 | 0.2 | 0.2 | 1 | 0.2 | 0 | 6500.86 | 0 | 3706.63 | 0 | 49477.2 | 0 | 6450.58 | 0 | 965.97 | 0 | 413.59 | 0 | 4834.11 | 0 | 719.77 | 2880.87
3233 | 28.3 | 1411.34 | 660 | 131.35 | 2202.69 | 740.21 | 177.65 | 11280.86 | 3120.55 | 14223.76 | 190.84 | 63395.14 | 8902.31 | 959.4 | 4428 | 4428 | 24.6 | 9827.7 | 341.26 | 51.21 | -35.55 | 33.82 | 24 | 0 | -93.83 | 0.2 | 0.2 | 1 | 0.2 | 0 | 6145.85 | 0 | 3504.21 | 0 | 43315.6 | 0 | 10429.48 | 0 | 913.22 | 0 | 391.01 | 0 | 4232.1 | 0 | 1163.74 | 2202.25
3234 | 27.5 | 1411.34 | 660 | 131.35 | 2202.69 | 740.21 | 444.13 | 11547.34 | 3387.03 | 14490.24 | 190.84 | 53092.11 | 7206.57 | 2398.5 | 11070 | 11070 | 61.5 | 24569.25 | 320.72 | 49.74 | -35 | 33.12 | 24 | 0 | -95 | 0.5 | 0.5 | 1 | 0.5 | 0 | 5289.51 | 0 | 3015.95 | 0 | 33061.12 | 0 | 11725.53 | 0 | 785.97 | 0 | 336.53 | 0 | 3230.2 | 0 | 1308.36 | 1545.51
3235 | 26.2 | 1411.34 | 660 | 131.35 | 2202.69 | 740.21 | 444.13 | 11547.34 | 3387.03 | 14490.24 | 190.84 | 43701.2 | 5687.07 | 2398.5 | 11070 | 11070 | 61.5 | 24569.25 | 316.57 | 45.59 | -37.02 | 31.09 | 24 | 0 | -79.69 | 0.5 | 0.5 | 1 | 0.5 | 0 | 3815.25 | 0 | 2175.36 | 0 | 25256.87 | 0 | 12453.72 | 0 | 566.91 | 0 | 242.73 | 0 | 2467.69 | 0 | 1389.61 | 1020.13
3236 | 23.2 | 1411.34 | 660 | 131.35 | 2202.69 | 740.21 | 444.13 | 11547.34 | 3387.03 | 14490.24 | 190.84 | 4977.55 | 795.38 | 2398.5 | 11070 | 11070 | 61.5 | 24569.25 | 302 | 31.02 | -42.95 | 25.16 | 24 | 0 | -17.03 | 0.5 | 0.5 | 1 | 0.5 | 0 | 1313.2 | 0 | 748.75 | 0 | 1984.09 | 0 | 931.5 | 0 | 195.13 | 0 | 83.55 | 0 | 193.85 | 0 | 103.94 | 218.91
3237 | 20 | 1411.34 | 660 | 131.35 | 2202.69 | 740.21 | 444.13 | 11547.34 | 3387.03 | 14490.24 | 190.84 | 423.38 | 61.22 | 2398.5 | 11070 | 11070 | 61.5 | 24569.25 | 297.63 | 26.65 | -46.47 | 21.64 | 23.9 | 0 | 0 | 0.5 | 0.5 | 1 | 0.5 | 0 | 85.51 | 0 | 48.76 | 0 | 167 | 0 | 122.1 | 0 | 12.71 | 0 | 5.44 | 0 | 16.32 | 0 | 13.62 | 13.13
3238 | 17.4 | 1411.34 | 660 | 131.35 | 2202.69 | 740.21 | 444.13 | 11547.34 | 3387.03 | 14490.24 | 190.84 | 0 | 0 | 2398.5 | 11070 | 11070 | 61.5 | 24569.25 | 295.11 | 24.13 | -49.07 | 19.04 | 23.9 | 0 | 0 | 0.5 | 0.5 | 1 | 0.5 | 0 | 0 | 0 | 0 | 0 | 0 | 0 | 0 | 0 | 0 | 0 | 0 | 0 | 0 | 0 | 0 | 0
3239 | 16 | 1411.34 | 660 | 131.35 | 2202.69 | 740.21 | 444.13 | 11547.34 | 3387.03 | 14490.24 | 190.84 | 0 | 0 | 2398.5 | 11070 | 11070 | 61.5 | 24569.25 | 293.82 | 22.85 | -50.45 | 17.66 | 22.85 | 0 | 0 | 0.5 | 0.5 | 1 | 0.5 | 0 | 0 | 0 | 0 | 0 | 0 | 0 | 0 | 0 | 0 | 0 | 0 | 0 | 0 | 0 | 0 | 0
3240 | 14.7 | 1411.34 | 660 | 131.35 | 2202.69 | 740.21 | 444.13 | 11547.34 | 3387.03 | 14490.24 | 190.84 | 0 | 0 | 2398.5 | 11070 | 11070 | 61.5 | 24569.25 | 292.6 | 21.62 | -51.74 | 16.38 | 21.62 | 0 | 0 | 0.5 | 0.5 | 1 | 0.5 | 0 | 0 | 0 | 0 | 0 | 0 | 0 | 0 | 0 | 0 | 0 | 0 | 0 | 0 | 0 | 0 | 0
3241 | 14.4 | 1411.34 | 660 | 131.35 | 2202.69 | 740.21 | 444.13 | 11547.34 | 3387.03 | 14490.24 | 190.84 | 0 | 0 | 2398.5 | 2214 | 2214 | 61.5 | 6857.25 | 287.49 | 16.51 | -53.24 | 14.87 | 20 | 12.88 | 0 | 0.5 | 0.1 | 0.5 | 0.5 | 0 | 0 | 0 | 0 | 0 | 0 | 0 | 0 | 0 | 0 | 0 | 0 | 0 | 0 | 0 | 0 | 0
3242 | 13.7 | 1411.34 | 660 | 131.35 | 2202.69 | 740.21 | 444.13 | 11547.34 | 3387.03 | 14490.24 | 190.84 | 0 | 0 | 2398.5 | 2214 | 2214 | 61.5 | 6857.25 | 286.79 | 15.82 | -53.93 | 14.18 | 20 | 15.44 | 0 | 0.5 | 0.1 | 0.5 | 0.5 | 0 | 0 | 0 | 0 | 0 | 0 | 0 | 0 | 0 | 0 | 0 | 0 | 0 | 0 | 0 | 0 | 0
3243 | 13 | 1411.34 | 660 | 131.35 | 2202.69 | 740.21 | 444.13 | 11547.34 | 3387.03 | 14490.24 | 190.84 | 0 | 0 | 2398.5 | 2214 | 2214 | 61.5 | 6857.25 | 286.15 | 15.17 | -54.62 | 13.49 | 20 | 17.81 | 0 | 0.5 | 0.1 | 0.5 | 0.5 | 0 | 0 | 0 | 0 | 0 | 0 | 0 | 0 | 0 | 0 | 0 | 0 | 0 | 0 | 0 | 0 | 0
3244 | 12.7 | 1411.34 | 660 | 131.35 | 2202.69 | 740.21 | 444.13 | 11547.34 | 3387.03 | 14490.24 | 190.84 | 0 | 0 | 2398.5 | 2214 | 2214 | 61.5 | 6857.25 | 285.88 | 14.9 | -54.92 | 13.2 | 20 | 18.82 | 0 | 0.5 | 0.1 | 0.5 | 0.5 | 0 | 0 | 0 | 0 | 0 | 0 | 0 | 0 | 0 | 0 | 0 | 0 | 0 | 0 | 0 | 0 | 0
3245 | 13 | 1411.34 | 660 | 131.35 | 2202.69 | 740.21 | 444.13 | 11547.34 | 3387.03 | 14490.24 | 190.84 | 0 | 0 | 2398.5 | 2214 | 2214 | 61.5 | 6857.25 | 286.15 | 15.17 | -54.62 | 13.49 | 20 | 17.81 | 0 | 0.5 | 0.1 | 0.5 | 0.5 | 0 | 0 | 0 | 0 | 0 | 0 | 0 | 0 | 0 | 0 | 0 | 0 | 0 | 0 | 0 | 0 | 0
3246 | 14.4 | 1411.34 | 660 | 131.35 | 2202.69 | 740.21 | 444.13 | 11547.34 | 3387.03 | 14490.24 | 190.84 | 14458.35 | 1099.96 | 2398.5 | 2214 | 2214 | 61.5 | 6857.25 | 291.65 | 20.68 | -52.18 | 15.93 | 20.68 | 0 | 0 | 0.5 | 0.1 | 0.5 | 0.5 | 0 | 10456.91 | 0 | 2017.64 | 0 | 1389.58 | 0 | 594.23 | 0 | 776.9 | 0 | 112.57 | 0 | 67.88 | 0 | 33.15 | 109.46
3247 | 18.3 | 1411.34 | 660 | 131.35 | 2202.69 | 740.21 | 444.13 | 11547.34 | 3387.03 | 14490.24 | 190.84 | 48155.15 | 3737.76 | 2398.5 | 2214 | 2214 | 61.5 | 6857.25 | 305.1 | 34.12 | -45.86 | 22.26 | 23.9 | 0 | 0 | 0.5 | 0.1 | 0.5 | 0.5 | 0 | 28467 | 0 | 9569.83 | 0 | 7087.49 | 0 | 3030.83 | 0 | 2114.97 | 0 | 533.91 | 0 | 346.24 | 0 | 169.09 | 573.55
3248 | 21.1 | 1411.34 | 660 | 131.35 | 2202.69 | 740.21 | 177.65 | 11280.86 | 3120.55 | 14223.76 | 190.84 | 38712.61 | 6155.68 | 959.4 | 4428 | 4428 | 24.6 | 9827.7 | 326.79 | 36.74 | -44.56 | 24.81 | 24 | 0 | -11.73 | 0.2 | 0.2 | 1 | 0.2 | 0 | 20338.95 | 0 | 9561.22 | 0 | 6172.77 | 0 | 2639.67 | 0 | 3022.19 | 0 | 1066.86 | 0 | 603.1 | 0 | 294.54 | 1168.99
3249 | 23.5 | 1411.34 | 660 | 131.35 | 2202.69 | 740.21 | 177.65 | 11280.86 | 3120.55 | 14223.76 | 190.84 | 49400.42 | 8066.14 | 959.4 | 4428 | 4428 | 24.6 | 9827.7 | 332.62 | 42.57 | -41.32 | 28.06 | 24 | 0 | -58.46 | 0.2 | 0.2 | 1 | 0.2 | 0 | 23064.5 | 0 | 14790.2 | 0 | 8087.33 | 0 | 3458.4 | 0 | 3427.18 | 0 | 1650.32 | 0 | 790.16 | 0 | 385.9 | 1812.58
3250 | 25.3 | 1411.34 | 660 | 131.35 | 2202.69 | 740.21 | 177.65 | 11280.86 | 3120.55 | 14223.76 | 190.84 | 53277.8 | 9084.15 | 959.4 | 4428 | 4428 | 24.6 | 9827.7 | 335.67 | 45.62 | -39.2 | 30.17 | 24 | 0 | -74.53 | 0.2 | 0.2 | 1 | 0.2 | 0 | 21074.68 | 0 | 19539.45 | 0 | 8870.4 | 0 | 3793.26 | 0 | 3131.51 | 0 | 2180.25 | 0 | 866.67 | 0 | 423.26 | 2482.45
3251 | 26.4 | 1411.34 | 660 | 131.35 | 2202.69 | 740.21 | 177.65 | 11280.86 | 3120.55 | 14223.76 | 190.84 | 46989.87 | 8509.65 | 959.4 | 4428 | 4428 | 24.6 | 9827.7 | 334.67 | 44.62 | -38.59 | 30.78 | 24 | 0 | -71.1 | 0.2 | 0.2 | 1 | 0.2 | 0 | 13287.37 | 0 | 20075.18 | 0 | 9545.41 | 0 | 4081.92 | 0 | 1974.38 | 0 | 2240.03 | 0 | 932.62 | 0 | 455.47 | 2907.14
3252 | 27.4 | 1411.34 | 660 | 131.35 | 2202.69 | 740.21 | 177.65 | 11280.86 | 3120.55 | 14223.76 | 190.84 | 44676.37 | 8243.96 | 959.4 | 4428 | 4428 | 24.6 | 9827.7 | 334.83 | 44.78 | -37.79 | 31.59 | 24 | 0 | -71.64 | 0.2 | 0.2 | 1 | 0.2 | 0 | 7518.13 | 0 | 18923.28 | 0 | 13948.3 | 0 | 4286.65 | 0 | 1117.13 | 0 | 2111.5 | 0 | 1362.8 | 0 | 478.31 | 3174.21
3253 | 28.4 | 1411.34 | 660 | 131.35 | 2202.69 | 740.21 | 177.65 | 11280.86 | 3120.55 | 14223.76 | 190.84 | 52790.51 | 9014.38 | 959.4 | 4428 | 4428 | 24.6 | 9827.7 | 338.31 | 48.26 | -36.18 | 33.19 | 24 | 0 | -83.65 | 0.2 | 0.2 | 1 | 0.2 | 0 | 7719.05 | 0 | 15514.63 | 0 | 25155.62 | 0 | 4401.21 | 0 | 1146.98 | 0 | 1731.16 | 0 | 2457.8 | 0 | 491.1 | 3187.35
3254 | 28.8 | 1411.34 | 660 | 131.35 | 2202.69 | 740.21 | 177.65 | 11280.86 | 3120.55 | 14223.76 | 190.84 | 61957.79 | 10070.87 | 959.4 | 4428 | 4428 | 24.6 | 9827.7 | 341.64 | 51.59 | -35.08 | 34.3 | 24 | 0 | -95.12 | 0.2 | 0.2 | 1 | 0.2 | 0 | 7220.53 | 0 | 12494.19 | 0 | 38126.1 | 0 | 4116.97 | 0 | 1072.91 | 0 | 1394.13 | 0 | 3725.06 | 0 | 459.38 | 3419.39
3255 | 29.4 | 1411.34 | 660 | 131.35 | 2202.69 | 740.21 | 177.65 | 11280.86 | 3120.55 | 14223.76 | 190.84 | 63359.24 | 9942.41 | 959.4 | 4428 | 4428 | 24.6 | 9827.7 | 342.55 | 52.5 | -34.4 | 34.98 | 24 | 0 | -98.26 | 0.2 | 0.2 | 1 | 0.2 | 0 | 6803.31 | 0 | 6812.24 | 0 | 45864.62 | 0 | 3879.08 | 0 | 1010.91 | 0 | 760.12 | 0 | 4481.15 | 0 | 432.84 | 3257.4
3256 | 27.8 | 1411.34 | 660 | 131.35 | 2202.69 | 740.21 | 177.65 | 11280.86 | 3120.55 | 14223.76 | 190.84 | 50106.96 | 7492.95 | 959.4 | 4428 | 4428 | 24.6 | 9827.7 | 336.55 | 46.5 | -37.07 | 32.31 | 24 | 0 | -77.57 | 0.2 | 0.2 | 1 | 0.2 | 0 | 7435.18 | 0 | 4239.36 | 0 | 32634.88 | 0 | 5797.54 | 0 | 1104.8 | 0 | 473.04 | 0 | 3188.55 | 0 | 646.9 | 2079.66
3257 | 28.4 | 1411.34 | 660 | 131.35 | 2202.69 | 740.21 | 177.65 | 11280.86 | 3120.55 | 14223.76 | 190.84 | 46373.05 | 6644.73 | 959.4 | 4428 | 4428 | 24.6 | 9827.7 | 335.76 | 45.71 | -36.79 | 32.58 | 24 | 0 | -74.86 | 0.2 | 0.2 | 1 | 0.2 | 0 | 6445.69 | 0 | 3675.17 | 0 | 28599.74 | 0 | 7652.44 | 0 | 957.77 | 0 | 410.08 | 0 | 2794.3 | 0 | 853.88 | 1628.7
3258 | 18.9 | 1411.34 | 660 | 131.35 | 2202.69 | 740.21 | 444.13 | 11547.34 | 3387.03 | 14490.24 | 190.84 | 3240.57 | 535.95 | 2398.5 | 11070 | 11070 | 61.5 | 24569.25 | 297.51 | 26.53 | -47.33 | 20.78 | 23.9 | 0 | 0 | 0.5 | 0.5 | 1 | 0.5 | 0 | 923.48 | 0 | 526.54 | 0 | 1255.77 | 0 | 534.79 | 0 | 137.22 | 0 | 58.75 | 0 | 122.69 | 0 | 59.67 | 157.62
3259 | 17.5 | 1411.34 | 660 | 131.35 | 2202.69 | 740.21 | 444.13 | 11547.34 | 3387.03 | 14490.24 | 190.84 | 262.36 | 43.8 | 2398.5 | 11070 | 11070 | 61.5 | 24569.25 | 295.28 | 24.31 | -48.95 | 19.16 | 23.9 | 0 | 0 | 0.5 | 0.5 | 1 | 0.5 | 0 | 75.37 | 0 | 42.97 | 0 | 100.85 | 0 | 43.16 | 0 | 11.2 | 0 | 4.8 | 0 | 9.85 | 0 | 4.82 | 13.13
3260 | 16.8 | 1411.34 | 660 | 131.35 | 2202.69 | 740.21 | 444.13 | 11547.34 | 3387.03 | 14490.24 | 190.84 | 0 | 0 | 2398.5 | 11070 | 11070 | 61.5 | 24569.25 | 294.56 | 23.58 | -49.66 | 18.45 | 23.58 | 0 | 0 | 0.5 | 0.5 | 1 | 0.5 | 0 | 0 | 0 | 0 | 0 | 0 | 0 | 0 | 0 | 0 | 0 | 0 | 0 | 0 | 0 | 0 | 0
3261 | 16.6 | 1411.34 | 660 | 131.35 | 2202.69 | 740.21 | 444.13 | 11547.34 | 3387.03 | 14490.24 | 190.84 | 1062.79 | 88.39 | 2398.5 | 11070 | 11070 | 61.5 | 24569.25 | 294.68 | 23.7 | -49.78 | 18.33 | 23.7 | 0 | 0 | 0.5 | 0.5 | 1 | 0.5 | 0 | 305.95 | 0 | 174.45 | 0 | 407.94 | 0 | 174.45 | 0 | 22.73 | 0 | 9.73 | 0 | 19.93 | 0 | 9.73 | 26.27
3262 | 16 | 1411.34 | 660 | 131.35 | 2202.69 | 740.21 | 444.13 | 11547.34 | 3387.03 | 14490.24 | 190.84 | 0 | 0 | 2398.5 | 11070 | 11070 | 61.5 | 24569.25 | 293.82 | 22.84 | -50.45 | 17.66 | 22.84 | 0 | 0 | 0.5 | 0.5 | 1 | 0.5 | 0 | 0 | 0 | 0 | 0 | 0 | 0 | 0 | 0 | 0 | 0 | 0 | 0 | 0 | 0 | 0 | 0
3263 | 16.4 | 1411.34 | 660 | 131.35 | 2202.69 | 740.21 | 444.13 | 11547.34 | 3387.03 | 14490.24 | 190.84 | 0 | 0 | 2398.5 | 11070 | 11070 | 61.5 | 24569.25 | 294.16 | 23.18 | -50.06 | 18.06 | 23.18 | 0 | 0 | 0.5 | 0.5 | 1 | 0.5 | 0 | 0 | 0 | 0 | 0 | 0 | 0 | 0 | 0 | 0 | 0 | 0 | 0 | 0 | 0 | 0 | 0
3264 | 15.7 | 1411.34 | 660 | 131.35 | 2202.69 | 740.21 | 444.13 | 11547.34 | 3387.03 | 14490.24 | 190.84 | 0 | 0 | 2398.5 | 11070 | 11070 | 61.5 | 24569.25 | 293.53 | 22.55 | -50.75 | 17.36 | 22.55 | 0 | 0 | 0.5 | 0.5 | 1 | 0.5 | 0 | 0 | 0 | 0 | 0 | 0 | 0 | 0 | 0 | 0 | 0 | 0 | 0 | 0 | 0 | 0 | 0
3265 | 15.5 | 1411.34 | 660 | 131.35 | 2202.69 | 740.21 | 444.13 | 11547.34 | 3387.03 | 14490.24 | 190.84 | 0 | 0 | 2398.5 | 2214 | 2214 | 61.5 | 6857.25 | 288.52 | 17.55 | -52.15 | 15.96 | 20 | 9.05 | 0 | 0.5 | 0.1 | 0.5 | 0.5 | 0 | 0 | 0 | 0 | 0 | 0 | 0 | 0 | 0 | 0 | 0 | 0 | 0 | 0 | 0 | 0 | 0
3266 | 15 | 1411.34 | 660 | 131.35 | 2202.69 | 740.21 | 444.13 | 11547.34 | 3387.03 | 14490.24 | 190.84 | 0 | 0 | 2398.5 | 2214 | 2214 | 61.5 | 6857.25 | 287.99 | 17.01 | -52.65 | 15.47 | 20 | 11.03 | 0 | 0.5 | 0.1 | 0.5 | 0.5 | 0 | 0 | 0 | 0 | 0 | 0 | 0 | 0 | 0 | 0 | 0 | 0 | 0 | 0 | 0 | 0 | 0
3267 | 14.7 | 1411.34 | 660 | 131.35 | 2202.69 | 740.21 | 444.13 | 11547.34 | 3387.03 | 14490.24 | 190.84 | 0 | 0 | 2398.5 | 2214 | 2214 | 61.5 | 6857.25 | 287.71 | 16.74 | -52.94 | 15.17 | 20 | 12.05 | 0 | 0.5 | 0.1 | 0.5 | 0.5 | 0 | 0 | 0 | 0 | 0 | 0 | 0 | 0 | 0 | 0 | 0 | 0 | 0 | 0 | 0 | 0 | 0
3268 | 14.6 | 1411.34 | 660 | 131.35 | 2202.69 | 740.21 | 444.13 | 11547.34 | 3387.03 | 14490.24 | 190.84 | 0 | 0 | 2398.5 | 2214 | 2214 | 61.5 | 6857.25 | 287.62 | 16.64 | -53.04 | 15.07 | 20 | 12.39 | 0 | 0.5 | 0.1 | 0.5 | 0.5 | 0 | 0 | 0 | 0 | 0 | 0 | 0 | 0 | 0 | 0 | 0 | 0 | 0 | 0 | 0 | 0 | 0
3269 | 14 | 1411.34 | 660 | 131.35 | 2202.69 | 740.21 | 444.13 | 11547.34 | 3387.03 | 14490.24 | 190.84 | 0 | 0 | 2398.5 | 2214 | 2214 | 61.5 | 6857.25 | 287.07 | 16.09 | -53.63 | 14.48 | 20 | 14.42 | 0 | 0.5 | 0.1 | 0.5 | 0.5 | 0 | 0 | 0 | 0 | 0 | 0 | 0 | 0 | 0 | 0 | 0 | 0 | 0 | 0 | 0 | 0 | 0
3270 | 13 | 1411.34 | 660 | 131.35 | 2202.69 | 740.21 | 444.13 | 11547.34 | 3387.03 | 14490.24 | 190.84 | 0 | 0 | 2398.5 | 2214 | 2214 | 61.5 | 6857.25 | 286.15 | 15.17 | -54.62 | 13.49 | 20 | 17.81 | 0 | 0.5 | 0.1 | 0.5 | 0.5 | 0 | 0 | 0 | 0 | 0 | 0 | 0 | 0 | 0 | 0 | 0 | 0 | 0 | 0 | 0 | 0 | 0
3271 | 13 | 1411.34 | 660 | 131.35 | 2202.69 | 740.21 | 444.13 | 11547.34 | 3387.03 | 14490.24 | 190.84 | 3425.48 | 284.01 | 2398.5 | 2214 | 2214 | 61.5 | 6857.25 | 287.16 | 16.18 | -54.37 | 13.75 | 20 | 14.1 | 0 | 0.5 | 0.1 | 0.5 | 0.5 | 0 | 1010.63 | 0 | 565 | 0 | 1295.75 | 0 | 554.1 | 0 | 75.09 | 0 | 31.52 | 0 | 63.3 | 0 | 30.91 | 83.19
3272 | 13.8 | 1411.34 | 660 | 131.35 | 2202.69 | 740.21 | 177.65 | 11280.86 | 3120.55 | 14223.76 | 190.84 | 14667.25 | 1202 | 959.4 | 4428 | 4428 | 24.6 | 9827.7 | 311.61 | 21.56 | -53.78 | 15.6 | 21.56 | 0 | 0 | 0.2 | 0.2 | 1 | 0.2 | 0 | 4347.52 | 0 | 2450.63 | 0 | 5511.99 | 0 | 2357.1 | 0 | 323 | 0 | 136.72 | 0 | 269.27 | 0 | 131.51 | 341.5
3273 | 13.3 | 1411.34 | 660 | 131.35 | 2202.69 | 740.21 | 177.65 | 11280.86 | 3120.55 | 14223.76 | 190.84 | 46142.36 | 3769.22 | 959.4 | 4428 | 4428 | 24.6 | 9827.7 | 321.1 | 31.05 | -51.91 | 17.47 | 23.9 | 0 | 0 | 0.2 | 0.2 | 1 | 0.2 | 0 | 16501.82 | 0 | 9978.84 | 0 | 13772.25 | 0 | 5889.45 | 0 | 1226.01 | 0 | 556.73 | 0 | 672.8 | 0 | 328.58 | 985.1
3274 | 13.7 | 1411.34 | 660 | 131.35 | 2202.69 | 740.21 | 177.65 | 11280.86 | 3120.55 | 14223.76 | 190.84 | 32190.09 | 5310.01 | 959.4 | 4428 | 4428 | 24.6 | 9827.7 | 317.95 | 27.9 | -52.37 | 17 | 23.9 | 0 | 0 | 0.2 | 0.2 | 1 | 0.2 | 0 | 10772.95 | 0 | 8072.99 | 0 | 9347.05 | 0 | 3997.09 | 0 | 1600.77 | 0 | 900.8 | 0 | 913.24 | 0 | 446 | 1449.19
3275 | 13.9 | 1411.34 | 660 | 131.35 | 2202.69 | 740.21 | 177.65 | 11280.86 | 3120.55 | 14223.76 | 190.84 | 19464.95 | 3188.42 | 959.4 | 4428 | 4428 | 24.6 | 9827.7 | 313.83 | 23.78 | -53.21 | 16.17 | 23.78 | 0 | 0 | 0.2 | 0.2 | 1 | 0.2 | 0 | 5600.3 | 0 | 3428.52 | 0 | 7310.1 | 0 | 3126.03 | 0 | 832.16 | 0 | 382.56 | 0 | 714.22 | 0 | 348.81 | 910.67
3276 | 14.6 | 1411.34 | 660 | 131.35 | 2202.69 | 740.21 | 177.65 | 11280.86 | 3120.55 | 14223.76 | 190.84 | 45345.01 | 3715.05 | 959.4 | 4428 | 4428 | 24.6 | 9827.7 | 322.11 | 32.07 | -50.68 | 18.69 | 23.9 | 0 | 0 | 0.2 | 0.2 | 1 | 0.2 | 0 | 12783.07 | 0 | 8034.31 | 0 | 17239.03 | 0 | 7288.59 | 0 | 949.73 | 0 | 448.24 | 0 | 842.16 | 0 | 406.64 | 1068.29
3277 | 14.4 | 1411.34 | 660 | 131.35 | 2202.69 | 740.21 | 177.65 | 11280.86 | 3120.55 | 14223.76 | 190.84 | 36147.08 | 5927.41 | 959.4 | 4428 | 4428 | 24.6 | 9827.7 | 319.91 | 29.86 | -51.37 | 18.01 | 23.9 | 0 | 0 | 0.2 | 0.2 | 1 | 0.2 | 0 | 8563.69 | 0 | 7625.9 | 0 | 15074.68 | 0 | 4882.81 | 0 | 1272.49 | 0 | 850.91 | 0 | 1472.85 | 0 | 544.83 | 1786.31
3278 | 16.1 | 1411.34 | 660 | 131.35 | 2202.69 | 740.21 | 177.65 | 11280.86 | 3120.55 | 14223.76 | 190.84 | 50953.21 | 8165.34 | 959.4 | 4428 | 4428 | 24.6 | 9827.7 | 326.39 | 36.35 | -48.51 | 20.87 | 23.9 | 0 | 0 | 0.2 | 0.2 | 1 | 0.2 | 0 | 8499.5 | 0 | 9708.85 | 0 | 27898.66 | 0 | 4846.2 | 0 | 1262.95 | 0 | 1083.33 | 0 | 2725.8 | 0 | 540.75 | 2552.5
3279 | 16.2 | 1411.34 | 660 | 131.35 | 2202.69 | 740.21 | 177.65 | 11280.86 | 3120.55 | 14223.76 | 190.84 | 65330.2 | 10269.26 | 959.4 | 4428 | 4428 | 24.6 | 9827.7 | 331.27 | 41.22 | -47.26 | 22.11 | 23.9 | 0 | 0 | 0.2 | 0.2 | 1 | 0.2 | 0 | 6756.47 | 0 | 6906.49 | 0 | 47814.87 | 0 | 3852.37 | 0 | 1003.95 | 0 | 770.64 | 0 | 4671.69 | 0 | 429.86 | 3393.12
3280 | 16 | 1411.34 | 660 | 131.35 | 2202.69 | 740.21 | 177.65 | 11280.86 | 3120.55 | 14223.76 | 190.84 | 59561.32 | 8840.4 | 959.4 | 4428 | 4428 | 24.6 | 9827.7 | 329 | 38.95 | -47.96 | 21.41 | 23.9 | 0 | 0 | 0.2 | 0.2 | 1 | 0.2 | 0 | 6659.24 | 0 | 3796.94 | 0 | 42928.9 | 0 | 6176.25 | 0 | 989.5 | 0 | 423.67 | 0 | 4194.31 | 0 | 689.16 | 2543.75
3281 | 15 | 1411.34 | 660 | 131.35 | 2202.69 | 740.21 | 177.65 | 11280.86 | 3120.55 | 14223.76 | 190.84 | 60032.42 | 8384.16 | 959.4 | 4428 | 4428 | 24.6 | 9827.7 | 328.1 | 38.05 | -48.95 | 20.43 | 23.9 | 0 | 0 | 0.2 | 0.2 | 1 | 0.2 | 0 | 5935.12 | 0 | 3384.06 | 0 | 40749.2 | 0 | 9964.04 | 0 | 881.91 | 0 | 377.6 | 0 | 3981.35 | 0 | 1111.81 | 2031.5
3282 | 13.6 | 1411.34 | 660 | 131.35 | 2202.69 | 740.21 | 444.13 | 11547.34 | 3387.03 | 14490.24 | 190.84 | 22439.78 | 3356.54 | 2398.5 | 11070 | 11070 | 61.5 | 24569.25 | 298.61 | 27.63 | -51.07 | 17.05 | 23.9 | 0 | 0 | 0.5 | 0.5 | 1 | 0.5 | 0 | 4487.97 | 0 | 2558.93 | 0 | 11099.88 | 0 | 4293 | 0 | 666.87 | 0 | 285.53 | 0 | 1084.5 | 0 | 479.02 | 840.62
3283 | 13.8 | 1411.34 | 660 | 131.35 | 2202.69 | 740.21 | 444.13 | 11547.34 | 3387.03 | 14490.24 | 190.84 | 45338.33 | 5746.58 | 2398.5 | 11070 | 11070 | 61.5 | 24569.25 | 305.65 | 34.67 | -49.15 | 18.97 | 23.9 | 0 | 0 | 0.5 | 0.5 | 1 | 0.5 | 0 | 3297.66 | 0 | 1880.24 | 0 | 26757.7 | 0 | 13402.73 | 0 | 490 | 0 | 209.8 | 0 | 2614.33 | 0 | 1495.51 | 936.94
3284 | 13.2 | 1411.34 | 660 | 131.35 | 2202.69 | 740.21 | 444.13 | 11547.34 | 3387.03 | 14490.24 | 190.84 | 2384.58 | 386.05 | 2398.5 | 11070 | 11070 | 61.5 | 24569.25 | 292 | 21.03 | -53.03 | 15.09 | 21.03 | 0 | 0 | 0.5 | 0.5 | 1 | 0.5 | 0 | 638.24 | 0 | 363.91 | 0 | 944.41 | 0 | 438.02 | 0 | 94.84 | 0 | 40.61 | 0 | 92.27 | 0 | 48.87 | 109.46
3285 | 12.8 | 1411.34 | 660 | 131.35 | 2202.69 | 740.21 | 444.13 | 11547.34 | 3387.03 | 14490.24 | 190.84 | 523.45 | 43.73 | 2398.5 | 11070 | 11070 | 61.5 | 24569.25 | 290.95 | 19.98 | -53.57 | 14.54 | 20 | 0.09 | 0 | 0.5 | 0.5 | 1 | 0.5 | 0 | 150.69 | 0 | 85.92 | 0 | 200.92 | 0 | 85.92 | 0 | 11.2 | 0 | 4.79 | 0 | 9.82 | 0 | 4.79 | 13.13
3286 | 11.5 | 1411.34 | 660 | 131.35 | 2202.69 | 740.21 | 444.13 | 11547.34 | 3387.03 | 14490.24 | 190.84 | 0 | 0 | 2398.5 | 11070 | 11070 | 61.5 | 24569.25 | 289.57 | 18.6 | -54.9 | 13.22 | 20 | 5.17 | 0 | 0.5 | 0.5 | 1 | 0.5 | 0 | 0 | 0 | 0 | 0 | 0 | 0 | 0 | 0 | 0 | 0 | 0 | 0 | 0 | 0 | 0 | 0
3287 | 11.7 | 1411.34 | 660 | 131.35 | 2202.69 | 740.21 | 444.13 | 11547.34 | 3387.03 | 14490.24 | 190.84 | 0 | 0 | 2398.5 | 11070 | 11070 | 61.5 | 24569.25 | 289.76 | 18.78 | -54.7 | 13.42 | 20 | 4.5 | 0 | 0.5 | 0.5 | 1 | 0.5 | 0 | 0 | 0 | 0 | 0 | 0 | 0 | 0 | 0 | 0 | 0 | 0 | 0 | 0 | 0 | 0 | 0
3288 | 11 | 1411.34 | 660 | 131.35 | 2202.69 | 740.21 | 444.13 | 11547.34 | 3387.03 | 14490.24 | 190.84 | 0 | 0 | 2398.5 | 11070 | 11070 | 61.5 | 24569.25 | 289.12 | 18.14 | -55.39 | 12.73 | 20 | 6.87 | 0 | 0.5 | 0.5 | 1 | 0.5 | 0 | 0 | 0 | 0 | 0 | 0 | 0 | 0 | 0 | 0 | 0 | 0 | 0 | 0 | 0 | 0 | 0
3289 | 10.8 | 1411.34 | 660 | 131.35 | 2202.69 | 740.21 | 444.13 | 11547.34 | 3387.03 | 14490.24 | 190.84 | 0 | 0 | 2398.5 | 2214 | 2214 | 61.5 | 6857.25 | 284.13 | 13.16 | -56.79 | 11.32 | 20 | 25.26 | 0 | 0.5 | 0.1 | 0.5 | 0.5 | 0 | 0 | 0 | 0 | 0 | 0 | 0 | 0 | 0 | 0 | 0 | 0 | 0 | 0 | 0 | 0 | 0
3290 | 10 | 1411.34 | 660 | 131.35 | 2202.69 | 740.21 | 444.13 | 11547.34 | 3387.03 | 14490.24 | 190.84 | 0 | 0 | 2398.5 | 2214 | 2214 | 61.5 | 6857.25 | 283.4 | 12.42 | -57.58 | 10.53 | 20 | 27.97 | 0 | 0.5 | 0.1 | 0.5 | 0.5 | 0 | 0 | 0 | 0 | 0 | 0 | 0 | 0 | 0 | 0 | 0 | 0 | 0 | 0 | 0 | 0 | 0
3291 | 9.9 | 1411.34 | 660 | 131.35 | 2202.69 | 740.21 | 444.13 | 11547.34 | 3387.03 | 14490.24 | 190.84 | 0 | 0 | 2398.5 | 2214 | 2214 | 61.5 | 6857.25 | 283.31 | 12.33 | -57.68 | 10.43 | 20 | 28.31 | 0 | 0.5 | 0.1 | 0.5 | 0.5 | 0 | 0 | 0 | 0 | 0 | 0 | 0 | 0 | 0 | 0 | 0 | 0 | 0 | 0 | 0 | 0 | 0
3292 | 10 | 1411.34 | 660 | 131.35 | 2202.69 | 740.21 | 444.13 | 11547.34 | 3387.03 | 14490.24 | 190.84 | 0 | 0 | 2398.5 | 2214 | 2214 | 61.5 | 6857.25 | 283.4 | 12.42 | -57.58 | 10.53 | 20 | 27.97 | 0 | 0.5 | 0.1 | 0.5 | 0.5 | 0 | 0 | 0 | 0 | 0 | 0 | 0 | 0 | 0 | 0 | 0 | 0 | 0 | 0 | 0 | 0 | 0
3293 | 10.2 | 1411.34 | 660 | 131.35 | 2202.69 | 740.21 | 444.13 | 11547.34 | 3387.03 | 14490.24 | 190.84 | 0 | 0 | 2398.5 | 2214 | 2214 | 61.5 | 6857.25 | 283.58 | 12.61 | -57.39 | 10.73 | 20 | 27.29 | 0 | 0.5 | 0.1 | 0.5 | 0.5 | 0 | 0 | 0 | 0 | 0 | 0 | 0 | 0 | 0 | 0 | 0 | 0 | 0 | 0 | 0 | 0 | 0
3294 | 10 | 1411.34 | 660 | 131.35 | 2202.69 | 740.21 | 444.13 | 11547.34 | 3387.03 | 14490.24 | 190.84 | 1099.11 | 90.92 | 2398.5 | 2214 | 2214 | 61.5 | 6857.25 | 283.72 | 12.74 | -57.5 | 10.61 | 20 | 26.78 | 0 | 0.5 | 0.1 | 0.5 | 0.5 | 0 | 333.81 | 0 | 179.36 | 0 | 410.42 | 0 | 175.51 | 0 | 24.8 | 0 | 10.01 | 0 | 20.05 | 0 | 9.79 | 26.27
3295 | 9.4 | 1411.34 | 660 | 131.35 | 2202.69 | 740.21 | 444.13 | 11547.34 | 3387.03 | 14490.24 | 190.84 | 3988.66 | 330.24 | 2398.5 | 2214 | 2214 | 61.5 | 6857.25 | 284.02 | 13.04 | -57.88 | 10.23 | 20 | 25.68 | 0 | 0.5 | 0.1 | 0.5 | 0.5 | 0 | 1180.4 | 0 | 658.21 | 0 | 1506.03 | 0 | 644.02 | 0 | 87.7 | 0 | 36.72 | 0 | 73.57 | 0 | 35.93 | 96.32
3296 | 10.5 | 1411.34 | 660 | 131.35 | 2202.69 | 740.21 | 177.65 | 11280.86 | 3120.55 | 14223.76 | 190.84 | 14055.26 | 1152.82 | 959.4 | 4428 | 4428 | 24.6 | 9827.7 | 308.44 | 18.39 | -57.08 | 12.3 | 20 | 5.56 | 0 | 0.2 | 0.2 | 1 | 0.2 | 0 | 4160.63 | 0 | 2346.02 | 0 | 5287.5 | 0 | 2261.1 | 0 | 309.12 | 0 | 130.89 | 0 | 258.3 | 0 | 126.15 | 328.37
3297 | 11.6 | 1411.34 | 660 | 131.35 | 2202.69 | 740.21 | 177.65 | 11280.86 | 3120.55 | 14223.76 | 190.84 | 21415.84 | 1753.63 | 959.4 | 4428 | 4428 | 24.6 | 9827.7 | 311.74 | 21.69 | -55.44 | 13.93 | 21.69 | 0 | 0 | 0.2 | 0.2 | 1 | 0.2 | 0 | 6263.82 | 0 | 3588.14 | 0 | 8100.04 | 0 | 3463.83 | 0 | 465.37 | 0 | 200.19 | 0 | 395.7 | 0 | 193.25 | 499.12
3298 | 9.1 | 1411.34 | 660 | 131.35 | 2202.69 | 740.21 | 177.65 | 11280.86 | 3120.55 | 14223.76 | 190.84 | 25464.41 | 2085.45 | 959.4 | 4428 | 4428 | 24.6 | 9827.7 | 310.82 | 20.77 | -57.6 | 11.77 | 20.77 | 0 | 0 | 0.2 | 0.2 | 1 | 0.2 | 0 | 7377.19 | 0 | 4264.6 | 0 | 9682.2 | 0 | 4140.42 | 0 | 548.09 | 0 | 237.93 | 0 | 472.99 | 0 | 231 | 595.44
3299 | 12.6 | 1411.34 | 660 | 131.35 | 2202.69 | 740.21 | 177.65 | 11280.86 | 3120.55 | 14223.76 | 190.84 | 61979.49 | 5166.49 | 959.4 | 4428 | 4428 | 24.6 | 9827.7 | 325.43 | 35.38 | -51.4 | 17.97 | 23.9 | 0 | 0 | 0.2 | 0.2 | 1 | 0.2 | 0 | 17799.17 | 0 | 15373.72 | 0 | 20177.9 | 0 | 8628.71 | 0 | 1322.4 | 0 | 857.72 | 0 | 985.73 | 0 | 481.4 | 1519.24
3300 | 13.2 | 1411.34 | 660 | 131.35 | 2202.69 | 740.21 | 177.65 | 11280.86 | 3120.55 | 14223.76 | 190.84 | 43141.12 | 7734.57 | 959.4 | 4428 | 4428 | 24.6 | 9827.7 | 321.38 | 31.33 | -51.94 | 17.44 | 23.9 | 0 | 0 | 0.2 | 0.2 | 1 | 0.2 | 0 | 8183.04 | 0 | 16394.69 | 0 | 13897.62 | 0 | 4665.77 | 0 | 1215.93 | 0 | 1829.35 | 0 | 1357.85 | 0 | 520.62 | 2810.82
3301 | 14.3 | 1411.34 | 660 | 131.35 | 2202.69 | 740.21 | 177.65 | 11280.86 | 3120.55 | 14223.76 | 190.84 | 46450.03 | 7718.52 | 959.4 | 4428 | 4428 | 24.6 | 9827.7 | 323.33 | 33.28 | -50.63 | 18.75 | 23.9 | 0 | 0 | 0.2 | 0.2 | 1 | 0.2 | 0 | 8671.42 | 0 | 11957.14 | 0 | 20877.24 | 0 | 4944.23 | 0 | 1288.5 | 0 | 1334.2 | 0 | 2039.79 | 0 | 551.69 | 2504.34
3302 | 13.2 | 1411.34 | 660 | 131.35 | 2202.69 | 740.21 | 177.65 | 11280.86 | 3120.55 | 14223.76 | 190.84 | 41205.51 | 6661.89 | 959.4 | 4428 | 4428 | 24.6 | 9827.7 | 320.51 | 30.46 | -52.15 | 17.23 | 23.9 | 0 | 0 | 0.2 | 0.2 | 1 | 0.2 | 0 | 8982.59 | 0 | 7389.31 | 0 | 19711.96 | 0 | 5121.65 | 0 | 1334.73 | 0 | 824.52 | 0 | 1925.93 | 0 | 571.48 | 2005.23
3303 | 13.4 | 1411.34 | 660 | 131.35 | 2202.69 | 740.21 | 177.65 | 11280.86 | 3120.55 | 14223.76 | 190.84 | 39034.06 | 6209.91 | 959.4 | 4428 | 4428 | 24.6 | 9827.7 | 319.93 | 29.88 | -52.13 | 17.24 | 23.9 | 0 | 0 | 0.2 | 0.2 | 1 | 0.2 | 0 | 8402.58 | 0 | 5501.05 | 0 | 20339.5 | 0 | 4790.94 | 0 | 1248.55 | 0 | 613.82 | 0 | 1987.25 | 0 | 534.58 | 1825.72
3304 | 15 | 1411.34 | 660 | 131.35 | 2202.69 | 740.21 | 177.65 | 11280.86 | 3120.55 | 14223.76 | 190.84 | 62125.38 | 9201.9 | 959.4 | 4428 | 4428 | 24.6 | 9827.7 | 328.94 | 38.89 | -48.74 | 20.63 | 23.9 | 0 | 0 | 0.2 | 0.2 | 1 | 0.2 | 0 | 6499.54 | 0 | 3705.88 | 0 | 45587.66 | 0 | 6332.3 | 0 | 965.77 | 0 | 413.51 | 0 | 4454.09 | 0 | 706.57 | 2661.96
3305 | 15 | 1411.34 | 660 | 131.35 | 2202.69 | 740.21 | 177.65 | 11280.86 | 3120.55 | 14223.76 | 190.84 | 65348.05 | 9077.72 | 959.4 | 4428 | 4428 | 24.6 | 9827.7 | 329.84 | 39.79 | -48.53 | 20.85 | 23.9 | 0 | 0 | 0.2 | 0.2 | 1 | 0.2 | 0 | 5548.5 | 0 | 3163.62 | 0 | 45731.69 | 0 | 10904.24 | 0 | 824.46 | 0 | 353 | 0 | 4468.16 | 0 | 1216.72 | 2215.38
3306 | 13.1 | 1411.34 | 660 | 131.35 | 2202.69 | 740.21 | 444.13 | 11547.34 | 3387.03 | 14490.24 | 190.84 | 32992.89 | 4697.41 | 2398.5 | 11070 | 11070 | 61.5 | 24569.25 | 301.37 | 30.4 | -50.75 | 17.37 | 23.9 | 0 | 0 | 0.5 | 0.5 | 1 | 0.5 | 0 | 5068.99 | 0 | 2890.21 | 0 | 18232.06 | 0 | 6801.64 | 0 | 753.21 | 0 | 322.5 | 0 | 1781.34 | 0 | 758.94 | 1081.42
3307 | 12.9 | 1411.34 | 660 | 131.35 | 2202.69 | 740.21 | 444.13 | 11547.34 | 3387.03 | 14490.24 | 190.84 | 45677.32 | 5796.13 | 2398.5 | 11070 | 11070 | 61.5 | 24569.25 | 304.93 | 33.95 | -50.01 | 18.11 | 23.9 | 0 | 0 | 0.5 | 0.5 | 1 | 0.5 | 0 | 3320.08 | 0 | 1893.03 | 0 | 26919.21 | 0 | 13545.01 | 0 | 493.33 | 0 | 211.23 | 0 | 2630.11 | 0 | 1511.38 | 950.07
3308 | 11.4 | 1411.34 | 660 | 131.35 | 2202.69 | 740.21 | 444.13 | 11547.34 | 3387.03 | 14490.24 | 190.84 | 12266.5 | 1625.08 | 2398.5 | 11070 | 11070 | 61.5 | 24569.25 | 293.37 | 22.39 | -54.05 | 14.07 | 22.39 | 0 | 0 | 0.5 | 0.5 | 1 | 0.5 | 0 | 1563.25 | 0 | 891.33 | 0 | 5886.89 | 0 | 3925.03 | 0 | 232.28 | 0 | 99.46 | 0 | 575.17 | 0 | 437.96 | 280.21
3309 | 10.6 | 1411.34 | 660 | 131.35 | 2202.69 | 740.21 | 444.13 | 11547.34 | 3387.03 | 14490.24 | 190.84 | 1060.43 | 88.26 | 2398.5 | 11070 | 11070 | 61.5 | 24569.25 | 289.13 | 18.16 | -55.71 | 12.41 | 20 | 6.81 | 0 | 0.5 | 0.5 | 1 | 0.5 | 0 | 305.28 | 0 | 174.06 | 0 | 407.04 | 0 | 174.06 | 0 | 22.68 | 0 | 9.71 | 0 | 19.88 | 0 | 9.71 | 26.27
3310 | 9.4 | 1411.34 | 660 | 131.35 | 2202.69 | 740.21 | 444.13 | 11547.34 | 3387.03 | 14490.24 | 190.84 | 0 | 0 | 2398.5 | 11070 | 11070 | 61.5 | 24569.25 | 287.65 | 16.67 | -56.97 | 11.15 | 20 | 12.29 | 0 | 0.5 | 0.5 | 1 | 0.5 | 0 | 0 | 0 | 0 | 0 | 0 | 0 | 0 | 0 | 0 | 0 | 0 | 0 | 0 | 0 | 0 | 0
3311 | 10.2 | 1411.34 | 660 | 131.35 | 2202.69 | 740.21 | 444.13 | 11547.34 | 3387.03 | 14490.24 | 190.84 | 0 | 0 | 2398.5 | 11070 | 11070 | 61.5 | 24569.25 | 288.38 | 17.4 | -56.18 | 11.94 | 20 | 9.58 | 0 | 0.5 | 0.5 | 1 | 0.5 | 0 | 0 | 0 | 0 | 0 | 0 | 0 | 0 | 0 | 0 | 0 | 0 | 0 | 0 | 0 | 0 | 0
3312 | 9.8 | 1411.34 | 660 | 131.35 | 2202.69 | 740.21 | 444.13 | 11547.34 | 3387.03 | 14490.24 | 190.84 | 0 | 0 | 2398.5 | 11070 | 11070 | 61.5 | 24569.25 | 288.01 | 17.04 | -56.57 | 11.54 | 20 | 10.93 | 0 | 0.5 | 0.5 | 1 | 0.5 | 0 | 0 | 0 | 0 | 0 | 0 | 0 | 0 | 0 | 0 | 0 | 0 | 0 | 0 | 0 | 0 | 0
3313 | 8.2 | 1411.34 | 660 | 131.35 | 2202.69 | 740.21 | 444.13 | 11547.34 | 3387.03 | 14490.24 | 190.84 | 0 | 0 | 2398.5 | 2214 | 2214 | 61.5 | 6857.25 | 281.75 | 10.77 | -59.36 | 8.76 | 20 | 34.06 | 0 | 0.5 | 0.1 | 0.5 | 0.5 | 0 | 0 | 0 | 0 | 0 | 0 | 0 | 0 | 0 | 0 | 0 | 0 | 0 | 0 | 0 | 0 | 0
3314 | 9.8 | 1411.34 | 660 | 131.35 | 2202.69 | 740.21 | 444.13 | 11547.34 | 3387.03 | 14490.24 | 190.84 | 0 | 0 | 2398.5 | 2214 | 2214 | 61.5 | 6857.25 | 283.21 | 12.24 | -57.78 | 10.33 | 20 | 28.64 | 0 | 0.5 | 0.1 | 0.5 | 0.5 | 0 | 0 | 0 | 0 | 0 | 0 | 0 | 0 | 0 | 0 | 0 | 0 | 0 | 0 | 0 | 0 | 0
3315 | 10.2 | 1411.34 | 660 | 131.35 | 2202.69 | 740.21 | 444.13 | 11547.34 | 3387.03 | 14490.24 | 190.84 | 0 | 0 | 2398.5 | 2214 | 2214 | 61.5 | 6857.25 | 283.58 | 12.61 | -57.39 | 10.73 | 20 | 27.29 | 0 | 0.5 | 0.1 | 0.5 | 0.5 | 0 | 0 | 0 | 0 | 0 | 0 | 0 | 0 | 0 | 0 | 0 | 0 | 0 | 0 | 0 | 0 | 0
3316 | 10.2 | 1411.34 | 660 | 131.35 | 2202.69 | 740.21 | 444.13 | 11547.34 | 3387.03 | 14490.24 | 190.84 | 0 | 0 | 2398.5 | 2214 | 2214 | 61.5 | 6857.25 | 283.58 | 12.61 | -57.39 | 10.73 | 20 | 27.29 | 0 | 0.5 | 0.1 | 0.5 | 0.5 | 0 | 0 | 0 | 0 | 0 | 0 | 0 | 0 | 0 | 0 | 0 | 0 | 0 | 0 | 0 | 0 | 0
3317 | 10.1 | 1411.34 | 660 | 131.35 | 2202.69 | 740.21 | 444.13 | 11547.34 | 3387.03 | 14490.24 | 190.84 | 0 | 0 | 2398.5 | 2214 | 2214 | 61.5 | 6857.25 | 283.49 | 12.51 | -57.48 | 10.63 | 20 | 27.63 | 0 | 0.5 | 0.1 | 0.5 | 0.5 | 0 | 0 | 0 | 0 | 0 | 0 | 0 | 0 | 0 | 0 | 0 | 0 | 0 | 0 | 0 | 0 | 0
3318 | 9.9 | 1411.34 | 660 | 131.35 | 2202.69 | 740.21 | 444.13 | 11547.34 | 3387.03 | 14490.24 | 190.84 | 2105.62 | 172.51 | 2398.5 | 2214 | 2214 | 61.5 | 6857.25 | 283.92 | 12.95 | -57.53 | 10.59 | 20 | 26.03 | 0 | 0.5 | 0.1 | 0.5 | 0.5 | 0 | 661.27 | 0 | 342.22 | 0 | 772 | 0 | 330.13 | 0 | 49.13 | 0 | 19.09 | 0 | 37.71 | 0 | 18.42 | 48.16
3319 | 11.6 | 1411.34 | 660 | 131.35 | 2202.69 | 740.21 | 444.13 | 11547.34 | 3387.03 | 14490.24 | 190.84 | 25080.9 | 1976.19 | 2398.5 | 2214 | 2214 | 61.5 | 6857.25 | 292.2 | 21.22 | -54.16 | 13.95 | 21.22 | 0 | 0 | 0.5 | 0.1 | 0.5 | 0.5 | 0 | 12813.06 | 0 | 4712.53 | 0 | 5292.21 | 0 | 2263.11 | 0 | 951.95 | 0 | 262.92 | 0 | 258.53 | 0 | 126.26 | 376.53
3320 | 11.3 | 1411.34 | 660 | 131.35 | 2202.69 | 740.21 | 444.13 | 11547.34 | 3387.03 | 14490.24 | 190.84 | 17810.04 | 1454.83 | 2398.5 | 11070 | 11070 | 61.5 | 24569.25 | 294.65 | 23.67 | -53.78 | 14.33 | 23.67 | 0 | 0 | 0.5 | 0.5 | 1 | 0.5 | 0 | 5565.39 | 0 | 3070.9 | 0 | 6425.85 | 0 | 2747.9 | 0 | 413.48 | 0 | 171.33 | 0 | 313.92 | 0 | 153.31 | 402.8
3321 | 12.6 | 1411.34 | 660 | 131.35 | 2202.69 | 740.21 | 444.13 | 11547.34 | 3387.03 | 14490.24 | 190.84 | 46673.22 | 3814.81 | 2398.5 | 11070 | 11070 | 61.5 | 24569.25 | 304.38 | 33.4 | -50.37 | 17.74 | 23.9 | 0 | 0 | 0.5 | 0.5 | 1 | 0.5 | 0 | 16716.75 | 0 | 10059.59 | 0 | 13936.98 | 0 | 5959.89 | 0 | 1241.98 | 0 | 561.24 | 0 | 680.85 | 0 | 332.51 | 998.23
3322 | 12.1 | 1411.34 | 660 | 131.35 | 2202.69 | 740.21 | 444.13 | 11547.34 | 3387.03 | 14490.24 | 190.84 | 18151.64 | 2973.92 | 2398.5 | 11070 | 11070 | 61.5 | 24569.25 | 295.97 | 24.99 | -52.86 | 15.25 | 23.9 | 0 | 0 | 0.5 | 0.5 | 1 | 0.5 | 0 | 5400.05 | 0 | 3292.91 | 0 | 6625.44 | 0 | 2833.25 | 0 | 802.4 | 0 | 367.43 | 0 | 647.33 | 0 | 316.14 | 840.62
3323 | 10.4 | 1411.34 | 660 | 131.35 | 2202.69 | 740.21 | 444.13 | 11547.34 | 3387.03 | 14490.24 | 190.84 | 10525.59 | 1729.89 | 2398.5 | 11070 | 11070 | 61.5 | 24569.25 | 292 | 21.03 | -55.15 | 12.97 | 21.03 | 0 | 0 | 0.5 | 0.5 | 1 | 0.5 | 0 | 3030.03 | 0 | 1752.39 | 0 | 4022.87 | 0 | 1720.31 | 0 | 450.23 | 0 | 195.54 | 0 | 393.05 | 0 | 191.96 | 499.12
3324 | 10.1 | 1411.34 | 660 | 131.35 | 2202.69 | 740.21 | 444.13 | 11547.34 | 3387.03 | 14490.24 | 190.84 | 23148.81 | 1900.14 | 2398.5 | 11070 | 11070 | 61.5 | 24569.25 | 295.11 | 24.13 | -54.57 | 13.54 | 23.9 | 0 | 0 | 0.5 | 0.5 | 1 | 0.5 | 0 | 6643 | 0 | 3846.27 | 0 | 8871.86 | 0 | 3787.68 | 0 | 493.55 | 0 | 214.59 | 0 | 433.41 | 0 | 211.32 | 547.28
3325 | 12.1 | 1411.34 | 660 | 131.35 | 2202.69 | 740.21 | 444.13 | 11547.34 | 3387.03 | 14490.24 | 190.84 | 26205.3 | 4280.24 | 2398.5 | 11070 | 11070 | 61.5 | 24569.25 | 298.5 | 27.53 | -52.23 | 15.89 | 23.9 | 0 | 0 | 0.5 | 0.5 | 1 | 0.5 | 0 | 7246.31 | 0 | 4576.65 | 0 | 10250.68 | 0 | 4131.67 | 0 | 1076.74 | 0 | 510.67 | 0 | 1001.53 | 0 | 461.02 | 1230.28
3326 | 12.9 | 1411.34 | 660 | 131.35 | 2202.69 | 740.21 | 444.13 | 11547.34 | 3387.03 | 14490.24 | 190.84 | 39148.27 | 6323.85 | 2398.5 | 11070 | 11070 | 61.5 | 24569.25 | 303.3 | 32.32 | -50.42 | 17.7 | 23.9 | 0 | 0 | 0.5 | 0.5 | 1 | 0.5 | 0 | 8761.42 | 0 | 6969.33 | 0 | 18421.97 | 0 | 4995.54 | 0 | 1301.87 | 0 | 777.65 | 0 | 1799.9 | 0 | 557.41 | 1887.01
3327 | 11.2 | 1411.34 | 660 | 131.35 | 2202.69 | 740.21 | 444.13 | 11547.34 | 3387.03 | 14490.24 | 190.84 | 8174.9 | 1344.64 | 2398.5 | 11070 | 11070 | 61.5 | 24569.25 | 292 | 21.02 | -54.54 | 13.57 | 21.02 | 0 | 0 | 0.5 | 0.5 | 1 | 0.5 | 0 | 2341.67 | 0 | 1338.06 | 0 | 3159.99 | 0 | 1335.17 | 0 | 347.95 | 0 | 149.3 | 0 | 308.74 | 0 | 148.98 | 389.66
3328 | 10.2 | 1411.34 | 660 | 131.35 | 2202.69 | 740.21 | 444.13 | 11547.34 | 3387.03 | 14490.24 | 190.84 | 12582.02 | 1036.92 | 2398.5 | 11070 | 11070 | 61.5 | 24569.25 | 292.1 | 21.13 | -55.25 | 12.86 | 21.13 | 0 | 0 | 0.5 | 0.5 | 1 | 0.5 | 0 | 3601.52 | 0 | 2053.5 | 0 | 4868.67 | 0 | 2058.32 | 0 | 267.58 | 0 | 114.57 | 0 | 237.84 | 0 | 114.84 | 302.1
3329 | 10.9 | 1411.34 | 660 | 131.35 | 2202.69 | 740.21 | 444.13 | 11547.34 | 3387.03 | 14490.24 | 190.84 | 51343.53 | 3941.75 | 2398.5 | 11070 | 11070 | 61.5 | 24569.25 | 304.04 | 33.06 | -51.72 | 16.39 | 23.9 | 0 | 0 | 0.5 | 0.5 | 1 | 0.5 | 0 | 11163.68 | 0 | 6365.26 | 0 | 25325.53 | 0 | 8489.06 | 0 | 829.41 | 0 | 355.12 | 0 | 1237.2 | 0 | 473.61 | 1046.4
3330 | 10.9 | 1411.34 | 660 | 131.35 | 2202.69 | 740.21 | 444.13 | 11547.34 | 3387.03 | 14490.24 | 190.84 | 15525.37 | 2472 | 2398.5 | 11070 | 11070 | 61.5 | 24569.25 | 294.02 | 23.04 | -54.26 | 13.85 | 23.04 | 0 | 0 | 0.5 | 0.5 | 1 | 0.5 | 0 | 3990.49 | 0 | 2275.28 | 0 | 6559.6 | 0 | 2700.01 | 0 | 592.95 | 0 | 253.88 | 0 | 640.9 | 0 | 301.27 | 683
3331 | 10.3 | 1411.34 | 660 | 131.35 | 2202.69 | 740.21 | 444.13 | 11547.34 | 3387.03 | 14490.24 | 190.84 | 9849.67 | 805.51 | 2398.5 | 11070 | 11070 | 61.5 | 24569.25 | 291.45 | 20.48 | -55.35 | 12.76 | 20.48 | 0 | 0 | 0.5 | 0.5 | 1 | 0.5 | 0 | 2744.22 | 0 | 1564.69 | 0 | 3867.49 | 0 | 1673.27 | 0 | 203.88 | 0 | 87.3 | 0 | 188.93 | 0 | 93.35 | 232.05
3332 | 10.2 | 1411.34 | 660 | 131.35 | 2202.69 | 740.21 | 444.13 | 11547.34 | 3387.03 | 14490.24 | 190.84 | 3132.37 | 256.62 | 2398.5 | 11070 | 11070 | 61.5 | 24569.25 | 289.31 | 18.34 | -55.95 | 12.17 | 20 | 6.14 | 0 | 0.5 | 0.5 | 1 | 0.5 | 0 | 861.46 | 0 | 491.18 | 0 | 1226.25 | 0 | 553.47 | 0 | 64 | 0 | 27.4 | 0 | 59.9 | 0 | 30.88 | 74.43
3333 | 9.7 | 1411.34 | 660 | 131.35 | 2202.69 | 740.21 | 444.13 | 11547.34 | 3387.03 | 14490.24 | 190.84 | 3944.03 | 311.06 | 2398.5 | 11070 | 11070 | 61.5 | 24569.25 | 289.08 | 18.1 | -56.38 | 11.73 | 20 | 7.02 | 0 | 0.5 | 0.5 | 1 | 0.5 | 0 | 996.23 | 0 | 568.02 | 0 | 1527.39 | 0 | 852.39 | 0 | 74.02 | 0 | 31.69 | 0 | 74.62 | 0 | 47.56 | 83.19
3334 | 7.8 | 1411.34 | 660 | 131.35 | 2202.69 | 740.21 | 444.13 | 11547.34 | 3387.03 | 14490.24 | 190.84 | 0 | 0 | 2398.5 | 11070 | 11070 | 61.5 | 24569.25 | 286.18 | 15.2 | -58.55 | 9.57 | 20 | 17.71 | 0 | 0.5 | 0.5 | 1 | 0.5 | 0 | 0 | 0 | 0 | 0 | 0 | 0 | 0 | 0 | 0 | 0 | 0 | 0 | 0 | 0 | 0 | 0
3335 | 6.5 | 1411.34 | 660 | 131.35 | 2202.69 | 740.21 | 444.13 | 11547.34 | 3387.03 | 14490.24 | 190.84 | 0 | 0 | 2398.5 | 11070 | 11070 | 61.5 | 24569.25 | 284.99 | 14.01 | -59.83 | 8.28 | 20 | 22.11 | 0 | 0.5 | 0.5 | 1 | 0.5 | 0 | 0 | 0 | 0 | 0 | 0 | 0 | 0 | 0 | 0 | 0 | 0 | 0 | 0 | 0 | 0 | 0
3336 | 7.9 | 1411.34 | 660 | 131.35 | 2202.69 | 740.21 | 444.13 | 11547.34 | 3387.03 | 14490.24 | 190.84 | 0 | 0 | 2398.5 | 11070 | 11070 | 61.5 | 24569.25 | 286.27 | 15.29 | -58.45 | 9.67 | 20 | 17.37 | 0 | 0.5 | 0.5 | 1 | 0.5 | 0 | 0 | 0 | 0 | 0 | 0 | 0 | 0 | 0 | 0 | 0 | 0 | 0 | 0 | 0 | 0 | 0
3337 | 9.2 | 1411.34 | 660 | 131.35 | 2202.69 | 740.21 | 444.13 | 11547.34 | 3387.03 | 14490.24 | 190.84 | 0 | 0 | 2398.5 | 2214 | 2214 | 61.5 | 6857.25 | 282.66 | 11.69 | -58.37 | 9.74 | 20 | 30.68 | 0 | 0.5 | 0.1 | 0.5 | 0.5 | 0 | 0 | 0 | 0 | 0 | 0 | 0 | 0 | 0 | 0 | 0 | 0 | 0 | 0 | 0 | 0 | 0
3338 | 9.5 | 1411.34 | 660 | 131.35 | 2202.69 | 740.21 | 444.13 | 11547.34 | 3387.03 | 14490.24 | 190.84 | 0 | 0 | 2398.5 | 2214 | 2214 | 61.5 | 6857.25 | 282.94 | 11.96 | -58.08 | 10.04 | 20 | 29.66 | 0 | 0.5 | 0.1 | 0.5 | 0.5 | 0 | 0 | 0 | 0 | 0 | 0 | 0 | 0 | 0 | 0 | 0 | 0 | 0 | 0 | 0 | 0 | 0
3339 | 8.8 | 1411.34 | 660 | 131.35 | 2202.69 | 740.21 | 444.13 | 11547.34 | 3387.03 | 14490.24 | 190.84 | 0 | 0 | 2398.5 | 2214 | 2214 | 61.5 | 6857.25 | 282.3 | 11.32 | -58.77 | 9.35 | 20 | 32.03 | 0 | 0.5 | 0.1 | 0.5 | 0.5 | 0 | 0 | 0 | 0 | 0 | 0 | 0 | 0 | 0 | 0 | 0 | 0 | 0 | 0 | 0 | 0 | 0
3340 | 8.7 | 1411.34 | 660 | 131.35 | 2202.69 | 740.21 | 444.13 | 11547.34 | 3387.03 | 14490.24 | 190.84 | 0 | 0 | 2398.5 | 2214 | 2214 | 61.5 | 6857.25 | 282.2 | 11.23 | -58.87 | 9.25 | 20 | 32.37 | 0 | 0.5 | 0.1 | 0.5 | 0.5 | 0 | 0 | 0 | 0 | 0 | 0 | 0 | 0 | 0 | 0 | 0 | 0 | 0 | 0 | 0 | 0 | 0
3341 | 8.4 | 1411.34 | 660 | 131.35 | 2202.69 | 740.21 | 444.13 | 11547.34 | 3387.03 | 14490.24 | 190.84 | 0 | 0 | 2398.5 | 2214 | 2214 | 61.5 | 6857.25 | 281.93 | 10.95 | -59.16 | 8.95 | 20 | 33.39 | 0 | 0.5 | 0.1 | 0.5 | 0.5 | 0 | 0 | 0 | 0 | 0 | 0 | 0 | 0 | 0 | 0 | 0 | 0 | 0 | 0 | 0 | 0 | 0
3342 | 9.7 | 1411.34 | 660 | 131.35 | 2202.69 | 740.21 | 444.13 | 11547.34 | 3387.03 | 14490.24 | 190.84 | 36573.71 | 2780.65 | 2398.5 | 2214 | 2214 | 61.5 | 6857.25 | 293.79 | 22.81 | -55.2 | 12.92 | 22.81 | 0 | 0 | 0.5 | 0.1 | 0.5 | 0.5 | 0 | 27771.95 | 0 | 4909.74 | 0 | 2726.21 | 0 | 1165.81 | 0 | 2063.33 | 0 | 273.92 | 0 | 133.18 | 0 | 65.04 | 245.18
3343 | 10.3 | 1411.34 | 660 | 131.35 | 2202.69 | 740.21 | 444.13 | 11547.34 | 3387.03 | 14490.24 | 190.84 | 46347.27 | 3613.84 | 2398.5 | 2214 | 2214 | 61.5 | 6857.25 | 297.3 | 26.32 | -53.88 | 14.23 | 23.9 | 0 | 0 | 0.5 | 0.1 | 0.5 | 0.5 | 0 | 26845.13 | 0 | 9012.88 | 0 | 7347.32 | 0 | 3141.94 | 0 | 1994.47 | 0 | 502.84 | 0 | 358.93 | 0 | 175.29 | 582.3
3344 | 10.4 | 1411.34 | 660 | 131.35 | 2202.69 | 740.21 | 444.13 | 11547.34 | 3387.03 | 14490.24 | 190.84 | 10909.77 | 1775.93 | 2398.5 | 11070 | 11070 | 61.5 | 24569.25 | 292.12 | 21.14 | -55.12 | 13 | 21.14 | 0 | 0 | 0.5 | 0.5 | 1 | 0.5 | 0 | 3693.67 | 0 | 1974.74 | 0 | 3671.37 | 0 | 1569.99 | 0 | 548.85 | 0 | 220.35 | 0 | 358.71 | 0 | 175.18 | 472.85
3345 | 10.9 | 1411.34 | 660 | 131.35 | 2202.69 | 740.21 | 444.13 | 11547.34 | 3387.03 | 14490.24 | 190.84 | 16470.81 | 1354.06 | 2398.5 | 11070 | 11070 | 61.5 | 24569.25 | 293.89 | 22.91 | -54.27 | 13.84 | 22.91 | 0 | 0 | 0.5 | 0.5 | 1 | 0.5 | 0 | 4801.18 | 0 | 2746.64 | 0 | 6250.2 | 0 | 2672.78 | 0 | 356.71 | 0 | 153.24 | 0 | 305.33 | 0 | 149.12 | 389.66
3346 | 13.5 | 1411.34 | 660 | 131.35 | 2202.69 | 740.21 | 444.13 | 11547.34 | 3387.03 | 14490.24 | 190.84 | 70798.45 | 5877.35 | 2398.5 | 11070 | 11070 | 61.5 | 24569.25 | 312.28 | 41.3 | -47.7 | 20.42 | 23.9 | 0 | 0 | 0.5 | 0.5 | 1 | 0.5 | 0 | 24238.83 | 0 | 18444.31 | 0 | 19693.67 | 0 | 8421.64 | 0 | 1800.84 | 0 | 1029.03 | 0 | 962.07 | 0 | 469.85 | 1615.56
3347 | 13.5 | 1411.34 | 660 | 131.35 | 2202.69 | 740.21 | 444.13 | 11547.34 | 3387.03 | 14490.24 | 190.84 | 47385.89 | 8615.86 | 2398.5 | 11070 | 11070 | 61.5 | 24569.25 | 306.7 | 35.73 | -49.11 | 19.01 | 23.9 | 0 | 0 | 0.5 | 0.5 | 1 | 0.5 | 0 | 13674.78 | 0 | 20034.66 | 0 | 9579.82 | 0 | 4096.63 | 0 | 2031.95 | 0 | 2235.51 | 0 | 935.98 | 0 | 457.11 | 2955.3
3348 | 13.8 | 1411.34 | 660 | 131.35 | 2202.69 | 740.21 | 444.13 | 11547.34 | 3387.03 | 14490.24 | 190.84 | 43561.53 | 8069.89 | 2398.5 | 11070 | 11070 | 61.5 | 24569.25 | 305.79 | 34.82 | -49.11 | 19.01 | 23.9 | 0 | 0 | 0.5 | 0.5 | 1 | 0.5 | 0 | 7668.79 | 0 | 18007.72 | 0 | 13512.46 | 0 | 4372.56 | 0 | 1139.51 | 0 | 2009.34 | 0 | 1320.22 | 0 | 487.9 | 3112.92
3349 | 14.6 | 1411.34 | 660 | 131.35 | 2202.69 | 740.21 | 444.13 | 11547.34 | 3387.03 | 14490.24 | 190.84 | 48946.67 | 8220.34 | 2398.5 | 11070 | 11070 | 61.5 | 24569.25 | 308.03 | 37.05 | -47.94 | 20.17 | 23.9 | 0 | 0 | 0.5 | 0.5 | 1 | 0.5 | 0 | 8614 | 0 | 13116.63 | 0 | 22304.55 | 0 | 4911.49 | 0 | 1279.96 | 0 | 1463.58 | 0 | 2179.24 | 0 | 548.03 | 2749.52
3350 | 14.4 | 1411.34 | 660 | 131.35 | 2202.69 | 740.21 | 444.13 | 11547.34 | 3387.03 | 14490.24 | 190.84 | 44171.96 | 7090.89 | 2398.5 | 11070 | 11070 | 61.5 | 24569.25 | 306.25 | 35.27 | -48.54 | 19.57 | 23.9 | 0 | 0 | 0.5 | 0.5 | 1 | 0.5 | 0 | 8878.05 | 0 | 8079.84 | 0 | 22152.03 | 0 | 5062.05 | 0 | 1319.2 | 0 | 901.57 | 0 | 2164.34 | 0 | 564.83 | 2140.95
3351 | 14.1 | 1411.34 | 660 | 131.35 | 2202.69 | 740.21 | 444.13 | 11547.34 | 3387.03 | 14490.24 | 190.84 | 55169.64 | 8609.89 | 2398.5 | 11070 | 11070 | 61.5 | 24569.25 | 309.36 | 38.39 | -47.99 | 20.13 | 23.9 | 0 | 0 | 0.5 | 0.5 | 1 | 0.5 | 0 | 7747.27 | 0 | 6410.81 | 0 | 36594.26 | 0 | 4417.3 | 0 | 1151.18 | 0 | 715.33 | 0 | 3575.4 | 0 | 492.89 | 2675.09
3352 | 13.4 | 1411.34 | 660 | 131.35 | 2202.69 | 740.21 | 444.13 | 11547.34 | 3387.03 | 14490.24 | 190.84 | 42549.7 | 6499.12 | 2398.5 | 11070 | 11070 | 61.5 | 24569.25 | 304.73 | 33.75 | -49.68 | 18.44 | 23.9 | 0 | 0 | 0.5 | 0.5 | 1 | 0.5 | 0 | 7708.82 | 0 | 4395.38 | 0 | 24969.94 | 0 | 5475.55 | 0 | 1145.46 | 0 | 490.45 | 0 | 2439.66 | 0 | 610.97 | 1812.58
3353 | 13.3 | 1411.34 | 660 | 131.35 | 2202.69 | 740.21 | 444.13 | 11547.34 | 3387.03 | 14490.24 | 190.84 | 28497.15 | 4356.01 | 2398.5 | 11070 | 11070 | 61.5 | 24569.25 | 300.25 | 29.27 | -50.88 | 17.23 | 23.9 | 0 | 0 | 0.5 | 0.5 | 1 | 0.5 | 0 | 5957.86 | 0 | 3397.02 | 0 | 14418.78 | 0 | 4723.48 | 0 | 885.28 | 0 | 379.05 | 0 | 1408.77 | 0 | 527.06 | 1155.85
3354 | 13.4 | 1411.34 | 660 | 131.35 | 2202.69 | 740.21 | 444.13 | 11547.34 | 3387.03 | 14490.24 | 190.84 | 42895.83 | 5904.37 | 2398.5 | 11070 | 11070 | 61.5 | 24569.25 | 304.66 | 33.68 | -49.7 | 18.42 | 23.9 | 0 | 0 | 0.5 | 0.5 | 1 | 0.5 | 0 | 5192.64 | 0 | 2960.71 | 0 | 25410.23 | 0 | 9332.25 | 0 | 771.58 | 0 | 330.36 | 0 | 2482.68 | 0 | 1041.31 | 1278.44
3355 | 13.3 | 1411.34 | 660 | 131.35 | 2202.69 | 740.21 | 444.13 | 11547.34 | 3387.03 | 14490.24 | 190.84 | 53196.68 | 6667.55 | 2398.5 | 11070 | 11070 | 61.5 | 24569.25 | 307.57 | 36.59 | -49.04 | 19.07 | 23.9 | 0 | 0 | 0.5 | 0.5 | 1 | 0.5 | 0 | 3128.14 | 0 | 1783.59 | 0 | 31959.76 | 0 | 16325.18 | 0 | 464.81 | 0 | 199.02 | 0 | 3122.59 | 0 | 1821.6 | 1059.53
3356 | 11.4 | 1411.34 | 660 | 131.35 | 2202.69 | 740.21 | 444.13 | 11547.34 | 3387.03 | 14490.24 | 190.84 | 35032.17 | 4208.66 | 2398.5 | 11070 | 11070 | 61.5 | 24569.25 | 300.23 | 29.26 | -52.32 | 15.79 | 23.9 | 0 | 0 | 0.5 | 0.5 | 1 | 0.5 | 0 | 1542.51 | 0 | 879.5 | 0 | 18482.6 | 0 | 14127.56 | 0 | 229.2 | 0 | 98.14 | 0 | 1805.82 | 0 | 1576.38 | 499.12
3357 | 9.5 | 1411.34 | 660 | 131.35 | 2202.69 | 740.21 | 444.13 | 11547.34 | 3387.03 | 14490.24 | 190.84 | 1275.14 | 210.37 | 2398.5 | 11070 | 11070 | 61.5 | 24569.25 | 288.26 | 17.28 | -56.77 | 11.35 | 20 | 10.02 | 0 | 0.5 | 0.5 | 1 | 0.5 | 0 | 367.09 | 0 | 209.3 | 0 | 489.45 | 0 | 209.3 | 0 | 54.55 | 0 | 23.35 | 0 | 47.82 | 0 | 23.35 | 61.3
3358 | 7.2 | 1411.34 | 660 | 131.35 | 2202.69 | 740.21 | 444.13 | 11547.34 | 3387.03 | 14490.24 | 190.84 | 0 | 0 | 2398.5 | 11070 | 11070 | 61.5 | 24569.25 | 285.63 | 14.65 | -59.14 | 8.97 | 20 | 19.74 | 0 | 0.5 | 0.5 | 1 | 0.5 | 0 | 0 | 0 | 0 | 0 | 0 | 0 | 0 | 0 | 0 | 0 | 0 | 0 | 0 | 0 | 0 | 0
3359 | 6.4 | 1411.34 | 660 | 131.35 | 2202.69 | 740.21 | 444.13 | 11547.34 | 3387.03 | 14490.24 | 190.84 | 0 | 0 | 2398.5 | 11070 | 11070 | 61.5 | 24569.25 | 284.89 | 13.92 | -59.93 | 8.19 | 20 | 22.45 | 0 | 0.5 | 0.5 | 1 | 0.5 | 0 | 0 | 0 | 0 | 0 | 0 | 0 | 0 | 0 | 0 | 0 | 0 | 0 | 0 | 0 | 0 | 0
3360 | 5.5 | 1411.34 | 660 | 131.35 | 2202.69 | 740.21 | 444.13 | 11547.34 | 3387.03 | 14490.24 | 190.84 | 0 | 0 | 2398.5 | 11070 | 11070 | 61.5 | 24569.25 | 284.07 | 13.09 | -60.82 | 7.3 | 20 | 25.5 | 0 | 0.5 | 0.5 | 1 | 0.5 | 0 | 0 | 0 | 0 | 0 | 0 | 0 | 0 | 0 | 0 | 0 | 0 | 0 | 0 | 0 | 0 | 0
3361 | 6.2 | 1411.34 | 660 | 131.35 | 2202.69 | 740.21 | 444.13 | 11547.34 | 3387.03 | 14490.24 | 190.84 | 0 | 0 | 2398.5 | 2214 | 2214 | 61.5 | 6857.25 | 279.91 | 8.93 | -61.33 | 6.78 | 20 | 40.84 | 0 | 0.5 | 0.1 | 0.5 | 0.5 | 0 | 0 | 0 | 0 | 0 | 0 | 0 | 0 | 0 | 0 | 0 | 0 | 0 | 0 | 0 | 0 | 0
3362 | 5.9 | 1411.34 | 660 | 131.35 | 2202.69 | 740.21 | 444.13 | 11547.34 | 3387.03 | 14490.24 | 190.84 | 0 | 0 | 2398.5 | 2214 | 2214 | 61.5 | 6857.25 | 279.63 | 8.66 | -61.63 | 6.49 | 20 | 41.85 | 0 | 0.5 | 0.1 | 0.5 | 0.5 | 0 | 0 | 0 | 0 | 0 | 0 | 0 | 0 | 0 | 0 | 0 | 0 | 0 | 0 | 0 | 0 | 0
3363 | 6 | 1411.34 | 660 | 131.35 | 2202.69 | 740.21 | 444.13 | 11547.34 | 3387.03 | 14490.24 | 190.84 | 0 | 0 | 2398.5 | 2214 | 2214 | 61.5 | 6857.25 | 279.73 | 8.75 | -61.53 | 6.58 | 20 | 41.52 | 0 | 0.5 | 0.1 | 0.5 | 0.5 | 0 | 0 | 0 | 0 | 0 | 0 | 0 | 0 | 0 | 0 | 0 | 0 | 0 | 0 | 0 | 0 | 0
3364 | 7.4 | 1411.34 | 660 | 131.35 | 2202.69 | 740.21 | 444.13 | 11547.34 | 3387.03 | 14490.24 | 190.84 | 0 | 0 | 2398.5 | 2214 | 2214 | 61.5 | 6857.25 | 281.01 | 10.04 | -60.15 | 7.97 | 20 | 36.77 | 0 | 0.5 | 0.1 | 0.5 | 0.5 | 0 | 0 | 0 | 0 | 0 | 0 | 0 | 0 | 0 | 0 | 0 | 0 | 0 | 0 | 0 | 0 | 0
3365 | 7.9 | 1411.34 | 660 | 131.35 | 2202.69 | 740.21 | 444.13 | 11547.34 | 3387.03 | 14490.24 | 190.84 | 0 | 0 | 2398.5 | 2214 | 2214 | 61.5 | 6857.25 | 281.47 | 10.49 | -59.66 | 8.46 | 20 | 35.08 | 0 | 0.5 | 0.1 | 0.5 | 0.5 | 0 | 0 | 0 | 0 | 0 | 0 | 0 | 0 | 0 | 0 | 0 | 0 | 0 | 0 | 0 | 0 | 0
3366 | 8.5 | 1411.34 | 660 | 131.35 | 2202.69 | 740.21 | 444.13 | 11547.34 | 3387.03 | 14490.24 | 190.84 | 5991.05 | 470.41 | 2398.5 | 2214 | 2214 | 61.5 | 6857.25 | 283.77 | 12.8 | -58.62 | 9.49 | 20 | 26.59 | 0 | 0.5 | 0.1 | 0.5 | 0.5 | 0 | 3330.89 | 0 | 878.83 | 0 | 1247.75 | 0 | 533.58 | 0 | 247.47 | 0 | 49.03 | 0 | 60.95 | 0 | 29.77 | 83.19
3367 | 9.1 | 1411.34 | 660 | 131.35 | 2202.69 | 740.21 | 444.13 | 11547.34 | 3387.03 | 14490.24 | 190.84 | 3980.47 | 329.72 | 2398.5 | 2214 | 2214 | 61.5 | 6857.25 | 283.74 | 12.76 | -58.18 | 9.94 | 20 | 26.71 | 0 | 0.5 | 0.1 | 0.5 | 0.5 | 0 | 1176.14 | 0 | 656.44 | 0 | 1504.51 | 0 | 643.38 | 0 | 87.38 | 0 | 36.62 | 0 | 73.5 | 0 | 35.89 | 96.32
3368 | 9.9 | 1411.34 | 660 | 131.35 | 2202.69 | 740.21 | 177.65 | 11280.86 | 3120.55 | 14223.76 | 190.84 | 12444.92 | 1023.01 | 959.4 | 4428 | 4428 | 24.6 | 9827.7 | 307.39 | 17.34 | -57.79 | 11.58 | 20 | 9.18 | 0 | 0.2 | 0.2 | 1 | 0.2 | 0 | 3671.19 | 0 | 2071.86 | 0 | 4694.4 | 0 | 2007.47 | 0 | 272.75 | 0 | 115.59 | 0 | 229.33 | 0 | 112 | 293.34
3369 | 10.5 | 1411.34 | 660 | 131.35 | 2202.69 | 740.21 | 177.65 | 11280.86 | 3120.55 | 14223.76 | 190.84 | 25936.93 | 2121.26 | 959.4 | 4428 | 4428 | 24.6 | 9827.7 | 312.16 | 22.11 | -56.19 | 13.19 | 22.11 | 0 | 0 | 0.2 | 0.2 | 1 | 0.2 | 0 | 7827.8 | 0 | 4515.8 | 0 | 9521.59 | 0 | 4071.73 | 0 | 581.57 | 0 | 251.94 | 0 | 465.15 | 0 | 227.17 | 595.44
3370 | 11.1 | 1411.34 | 660 | 131.35 | 2202.69 | 740.21 | 177.65 | 11280.86 | 3120.55 | 14223.76 | 190.84 | 27639.38 | 2260.99 | 959.4 | 4428 | 4428 | 24.6 | 9827.7 | 313.32 | 23.27 | -55.47 | 13.91 | 23.27 | 0 | 0 | 0.2 | 0.2 | 1 | 0.2 | 0 | 8011.66 | 0 | 4632.4 | 0 | 10503.63 | 0 | 4491.69 | 0 | 595.23 | 0 | 258.45 | 0 | 513.12 | 0 | 250.6 | 643.6
3371 | 11.2 | 1411.34 | 660 | 131.35 | 2202.69 | 740.21 | 177.65 | 11280.86 | 3120.55 | 14223.76 | 190.84 | 26858.15 | 2200.84 | 959.4 | 4428 | 4428 | 24.6 | 9827.7 | 313.22 | 23.17 | -55.43 | 13.95 | 23.17 | 0 | 0 | 0.2 | 0.2 | 1 | 0.2 | 0 | 7732.53 | 0 | 4485.78 | 0 | 10254.63 | 0 | 4385.2 | 0 | 574.49 | 0 | 250.27 | 0 | 500.96 | 0 | 244.66 | 630.46
3372 | 11.6 | 1411.34 | 660 | 131.35 | 2202.69 | 740.21 | 177.65 | 11280.86 | 3120.55 | 14223.76 | 190.84 | 45861.79 | 3758.59 | 959.4 | 4428 | 4428 | 24.6 | 9827.7 | 319.54 | 29.49 | -53.6 | 15.77 | 23.9 | 0 | 0 | 0.2 | 0.2 | 1 | 0.2 | 0 | 12937.4 | 0 | 8123.05 | 0 | 17424.75 | 0 | 7376.59 | 0 | 961.19 | 0 | 453.19 | 0 | 851.23 | 0 | 411.55 | 1081.42
3373 | 12.2 | 1411.34 | 660 | 131.35 | 2202.69 | 740.21 | 177.65 | 11280.86 | 3120.55 | 14223.76 | 190.84 | 32511.76 | 5317.3 | 959.4 | 4428 | 4428 | 24.6 | 9827.7 | 316.69 | 26.64 | -53.83 | 15.54 | 23.9 | 0 | 0 | 0.2 | 0.2 | 1 | 0.2 | 0 | 7960.95 | 0 | 6638.94 | 0 | 13372.73 | 0 | 4539.14 | 0 | 1182.93 | 0 | 740.79 | 0 | 1306.57 | 0 | 506.49 | 1580.54
3374 | 11.7 | 1411.34 | 660 | 131.35 | 2202.69 | 740.21 | 177.65 | 11280.86 | 3120.55 | 14223.76 | 190.84 | 13451.49 | 2201.72 | 959.4 | 4428 | 4428 | 24.6 | 9827.7 | 309.81 | 19.76 | -55.86 | 13.51 | 20 | 0.84 | 0 | 0.2 | 0.2 | 1 | 0.2 | 0 | 3848.31 | 0 | 2213.14 | 0 | 5195.82 | 0 | 2194.21 | 0 | 571.83 | 0 | 246.95 | 0 | 507.65 | 0 | 244.84 | 630.46
3375 | 11.9 | 1411.34 | 660 | 131.35 | 2202.69 | 740.21 | 177.65 | 11280.86 | 3120.55 | 14223.76 | 190.84 | 16918.25 | 1390.97 | 959.4 | 4428 | 4428 | 24.6 | 9827.7 | 310.6 | 20.55 | -55.48 | 13.89 | 20.55 | 0 | 0 | 0.2 | 0.2 | 1 | 0.2 | 0 | 4845.9 | 0 | 2768.95 | 0 | 6540.39 | 0 | 2763.01 | 0 | 360.03 | 0 | 154.48 | 0 | 319.51 | 0 | 154.15 | 402.8
3376 | 10.4 | 1411.34 | 660 | 131.35 | 2202.69 | 740.21 | 177.65 | 11280.86 | 3120.55 | 14223.76 | 190.84 | 12582.66 | 1036.97 | 959.4 | 4428 | 4428 | 24.6 | 9827.7 | 307.91 | 17.86 | -57.29 | 12.09 | 20 | 7.39 | 0 | 0.2 | 0.2 | 1 | 0.2 | 0 | 3602.07 | 0 | 2053.81 | 0 | 4868.09 | 0 | 2058.69 | 0 | 267.62 | 0 | 114.58 | 0 | 237.82 | 0 | 114.86 | 302.1
3377 | 11.1 | 1411.34 | 660 | 131.35 | 2202.69 | 740.21 | 177.65 | 11280.86 | 3120.55 | 14223.76 | 190.84 | 27815.65 | 2264.97 | 959.4 | 4428 | 4428 | 24.6 | 9827.7 | 313.29 | 23.24 | -55.45 | 13.92 | 23.24 | 0 | 0 | 0.2 | 0.2 | 1 | 0.2 | 0 | 7850.88 | 0 | 4476.38 | 0 | 10918.96 | 0 | 4569.42 | 0 | 583.29 | 0 | 249.74 | 0 | 533.41 | 0 | 254.93 | 643.6
3378 | 11.1 | 1411.34 | 660 | 131.35 | 2202.69 | 740.21 | 444.13 | 11547.34 | 3387.03 | 14490.24 | 190.84 | 17578.55 | 1435.86 | 2398.5 | 11070 | 11070 | 61.5 | 24569.25 | 294.46 | 23.48 | -54 | 14.12 | 23.48 | 0 | 0 | 0.5 | 0.5 | 1 | 0.5 | 0 | 4941.04 | 0 | 2817.26 | 0 | 6896.22 | 0 | 2924.02 | 0 | 367.1 | 0 | 157.18 | 0 | 336.89 | 0 | 163.13 | 411.55
3379 | 10.7 | 1411.34 | 660 | 131.35 | 2202.69 | 740.21 | 444.13 | 11547.34 | 3387.03 | 14490.24 | 190.84 | 7696.95 | 632.43 | 2398.5 | 11070 | 11070 | 61.5 | 24569.25 | 291.2 | 20.23 | -55.12 | 13 | 20.23 | 0 | 0 | 0.5 | 0.5 | 1 | 0.5 | 0 | 2160.85 | 0 | 1232.07 | 0 | 3006.21 | 0 | 1297.83 | 0 | 160.54 | 0 | 68.74 | 0 | 146.86 | 0 | 72.41 | 183.89
3380 | 10.7 | 1411.34 | 660 | 131.35 | 2202.69 | 740.21 | 444.13 | 11547.34 | 3387.03 | 14490.24 | 190.84 | 2543.89 | 209.43 | 2398.5 | 11070 | 11070 | 61.5 | 24569.25 | 289.59 | 18.62 | -55.5 | 12.62 | 20 | 5.11 | 0 | 0.5 | 0.5 | 1 | 0.5 | 0 | 707.42 | 0 | 403.36 | 0 | 991.01 | 0 | 442.09 | 0 | 52.56 | 0 | 22.5 | 0 | 48.41 | 0 | 24.66 | 61.3
3381 | 10.4 | 1411.34 | 660 | 131.35 | 2202.69 | 740.21 | 444.13 | 11547.34 | 3387.03 | 14490.24 | 190.84 | 522.62 | 43.68 | 2398.5 | 11070 | 11070 | 61.5 | 24569.25 | 288.72 | 17.74 | -55.94 | 12.17 | 20 | 8.33 | 0 | 0.5 | 0.5 | 1 | 0.5 | 0 | 150.45 | 0 | 85.78 | 0 | 200.6 | 0 | 85.78 | 0 | 11.18 | 0 | 4.79 | 0 | 9.8 | 0 | 4.79 | 13.13
3382 | 10.2 | 1411.34 | 660 | 131.35 | 2202.69 | 740.21 | 444.13 | 11547.34 | 3387.03 | 14490.24 | 190.84 | 0 | 0 | 2398.5 | 11070 | 11070 | 61.5 | 24569.25 | 288.38 | 17.4 | -56.18 | 11.94 | 20 | 9.58 | 0 | 0.5 | 0.5 | 1 | 0.5 | 0 | 0 | 0 | 0 | 0 | 0 | 0 | 0 | 0 | 0 | 0 | 0 | 0 | 0 | 0 | 0 | 0
3383 | 10.1 | 1411.34 | 660 | 131.35 | 2202.69 | 740.21 | 444.13 | 11547.34 | 3387.03 | 14490.24 | 190.84 | 0 | 0 | 2398.5 | 11070 | 11070 | 61.5 | 24569.25 | 288.29 | 17.31 | -56.28 | 11.84 | 20 | 9.92 | 0 | 0.5 | 0.5 | 1 | 0.5 | 0 | 0 | 0 | 0 | 0 | 0 | 0 | 0 | 0 | 0 | 0 | 0 | 0 | 0 | 0 | 0 | 0
3384 | 10.3 | 1411.34 | 660 | 131.35 | 2202.69 | 740.21 | 444.13 | 11547.34 | 3387.03 | 14490.24 | 190.84 | 0 | 0 | 2398.5 | 11070 | 11070 | 61.5 | 24569.25 | 288.47 | 17.5 | -56.08 | 12.03 | 20 | 9.24 | 0 | 0.5 | 0.5 | 1 | 0.5 | 0 | 0 | 0 | 0 | 0 | 0 | 0 | 0 | 0 | 0 | 0 | 0 | 0 | 0 | 0 | 0 | 0
3385 | 10.3 | 1411.34 | 660 | 131.35 | 2202.69 | 740.21 | 444.13 | 11547.34 | 3387.03 | 14490.24 | 190.84 | 0 | 0 | 2398.5 | 2214 | 2214 | 61.5 | 6857.25 | 283.67 | 12.7 | -57.29 | 10.83 | 20 | 26.95 | 0 | 0.5 | 0.1 | 0.5 | 0.5 | 0 | 0 | 0 | 0 | 0 | 0 | 0 | 0 | 0 | 0 | 0 | 0 | 0 | 0 | 0 | 0 | 0
3386 | 10.3 | 1411.34 | 660 | 131.35 | 2202.69 | 740.21 | 444.13 | 11547.34 | 3387.03 | 14490.24 | 190.84 | 0 | 0 | 2398.5 | 2214 | 2214 | 61.5 | 6857.25 | 283.67 | 12.7 | -57.29 | 10.83 | 20 | 26.95 | 0 | 0.5 | 0.1 | 0.5 | 0.5 | 0 | 0 | 0 | 0 | 0 | 0 | 0 | 0 | 0 | 0 | 0 | 0 | 0 | 0 | 0 | 0 | 0
3387 | 9.8 | 1411.34 | 660 | 131.35 | 2202.69 | 740.21 | 444.13 | 11547.34 | 3387.03 | 14490.24 | 190.84 | 0 | 0 | 2398.5 | 2214 | 2214 | 61.5 | 6857.25 | 283.21 | 12.24 | -57.78 | 10.33 | 20 | 28.64 | 0 | 0.5 | 0.1 | 0.5 | 0.5 | 0 | 0 | 0 | 0 | 0 | 0 | 0 | 0 | 0 | 0 | 0 | 0 | 0 | 0 | 0 | 0 | 0
3388 | 9.6 | 1411.34 | 660 | 131.35 | 2202.69 | 740.21 | 444.13 | 11547.34 | 3387.03 | 14490.24 | 190.84 | 0 | 0 | 2398.5 | 2214 | 2214 | 61.5 | 6857.25 | 283.03 | 12.05 | -57.98 | 10.14 | 20 | 29.32 | 0 | 0.5 | 0.1 | 0.5 | 0.5 | 0 | 0 | 0 | 0 | 0 | 0 | 0 | 0 | 0 | 0 | 0 | 0 | 0 | 0 | 0 | 0 | 0
3389 | 8.8 | 1411.34 | 660 | 131.35 | 2202.69 | 740.21 | 444.13 | 11547.34 | 3387.03 | 14490.24 | 190.84 | 0 | 0 | 2398.5 | 2214 | 2214 | 61.5 | 6857.25 | 282.3 | 11.32 | -58.77 | 9.35 | 20 | 32.03 | 0 | 0.5 | 0.1 | 0.5 | 0.5 | 0 | 0 | 0 | 0 | 0 | 0 | 0 | 0 | 0 | 0 | 0 | 0 | 0 | 0 | 0 | 0 | 0
3390 | 9.1 | 1411.34 | 660 | 131.35 | 2202.69 | 740.21 | 444.13 | 11547.34 | 3387.03 | 14490.24 | 190.84 | 7845.34 | 611.4 | 2398.5 | 2214 | 2214 | 61.5 | 6857.25 | 284.86 | 13.89 | -57.9 | 10.22 | 20 | 22.56 | 0 | 0.5 | 0.1 | 0.5 | 0.5 | 0 | 4709.77 | 0 | 1124.14 | 0 | 1408.92 | 0 | 602.5 | 0 | 349.91 | 0 | 62.72 | 0 | 68.83 | 0 | 33.61 | 96.32
3391 | 10.7 | 1411.34 | 660 | 131.35 | 2202.69 | 740.21 | 444.13 | 11547.34 | 3387.03 | 14490.24 | 190.84 | 14562.91 | 1171.58 | 2398.5 | 2214 | 2214 | 61.5 | 6857.25 | 288.3 | 17.33 | -55.82 | 12.29 | 20 | 9.86 | 0 | 0.5 | 0.1 | 0.5 | 0.5 | 0 | 5873.98 | 0 | 2557.42 | 0 | 4294.88 | 0 | 1836.63 | 0 | 436.41 | 0 | 142.68 | 0 | 209.81 | 0 | 102.47 | 280.21
3392 | 11 | 1411.34 | 660 | 131.35 | 2202.69 | 740.21 | 177.65 | 11280.86 | 3120.55 | 14223.76 | 190.84 | 10680.2 | 879.88 | 959.4 | 4428 | 4428 | 24.6 | 9827.7 | 307.83 | 17.78 | -56.84 | 12.54 | 20 | 7.65 | 0 | 0.2 | 0.2 | 1 | 0.2 | 0 | 3140.35 | 0 | 1774.44 | 0 | 4038.44 | 0 | 1726.96 | 0 | 233.31 | 0 | 99 | 0 | 197.29 | 0 | 96.35 | 253.94
3393 | 11.7 | 1411.34 | 660 | 131.35 | 2202.69 | 740.21 | 177.65 | 11280.86 | 3120.55 | 14223.76 | 190.84 | 13762.15 | 1133.95 | 959.4 | 4428 | 4428 | 24.6 | 9827.7 | 309.43 | 19.38 | -55.92 | 13.46 | 20 | 2.13 | 0 | 0.2 | 0.2 | 1 | 0.2 | 0 | 4003.8 | 0 | 2288.67 | 0 | 5232.22 | 0 | 2237.46 | 0 | 297.46 | 0 | 127.69 | 0 | 255.6 | 0 | 124.83 | 328.37
3394 | 13.1 | 1411.34 | 660 | 131.35 | 2202.69 | 740.21 | 177.65 | 11280.86 | 3120.55 | 14223.76 | 190.84 | 59245.03 | 4870.5 | 959.4 | 4428 | 4428 | 24.6 | 9827.7 | 324.97 | 34.93 | -51.12 | 18.25 | 23.9 | 0 | 0 | 0.2 | 0.2 | 1 | 0.2 | 0 | 19601.61 | 0 | 14098.59 | 0 | 17893.15 | 0 | 7651.68 | 0 | 1456.31 | 0 | 786.58 | 0 | 874.11 | 0 | 426.9 | 1326.6
3395 | 14.3 | 1411.34 | 660 | 131.35 | 2202.69 | 740.21 | 177.65 | 11280.86 | 3120.55 | 14223.76 | 190.84 | 35857.95 | 6065.09 | 959.4 | 4428 | 4428 | 24.6 | 9827.7 | 319.78 | 29.73 | -51.47 | 17.9 | 23.9 | 0 | 0 | 0.2 | 0.2 | 1 | 0.2 | 0 | 10373.85 | 0 | 9599.93 | 0 | 11126.24 | 0 | 4757.93 | 0 | 1541.46 | 0 | 1071.18 | 0 | 1087.08 | 0 | 530.9 | 1834.48
3396 | 14.6 | 1411.34 | 660 | 131.35 | 2202.69 | 740.21 | 177.65 | 11280.86 | 3120.55 | 14223.76 | 190.84 | 34893.37 | 5902.87 | 959.4 | 4428 | 4428 | 24.6 | 9827.7 | 319.72 | 29.67 | -51.26 | 18.12 | 23.9 | 0 | 0 | 0.2 | 0.2 | 1 | 0.2 | 0 | 8688.18 | 0 | 8793.71 | 0 | 12457.7 | 0 | 4953.79 | 0 | 1290.99 | 0 | 981.22 | 0 | 1217.16 | 0 | 552.75 | 1860.74
3397 | 14.8 | 1411.34 | 660 | 131.35 | 2202.69 | 740.21 | 177.65 | 11280.86 | 3120.55 | 14223.76 | 190.84 | 32929.05 | 5390.99 | 959.4 | 4428 | 4428 | 24.6 | 9827.7 | 319.19 | 29.14 | -51.23 | 18.14 | 23.9 | 0 | 0 | 0.2 | 0.2 | 1 | 0.2 | 0 | 8049.67 | 0 | 6741.53 | 0 | 13548.13 | 0 | 4589.72 | 0 | 1196.11 | 0 | 752.23 | 0 | 1323.7 | 0 | 512.13 | 1606.81
3398 | 14.5 | 1411.34 | 660 | 131.35 | 2202.69 | 740.21 | 177.65 | 11280.86 | 3120.55 | 14223.76 | 190.84 | 19582.42 | 3188.55 | 959.4 | 4428 | 4428 | 24.6 | 9827.7 | 314.4 | 24.35 | -52.61 | 16.77 | 23.9 | 0 | 0 | 0.2 | 0.2 | 1 | 0.2 | 0 | 5588.55 | 0 | 3224.79 | 0 | 7582.62 | 0 | 3186.45 | 0 | 830.41 | 0 | 359.83 | 0 | 740.85 | 0 | 355.55 | 901.91
3399 | 13.3 | 1411.34 | 660 | 131.35 | 2202.69 | 740.21 | 177.65 | 11280.86 | 3120.55 | 14223.76 | 190.84 | 8459.4 | 1391.01 | 959.4 | 4428 | 4428 | 24.6 | 9827.7 | 309.57 | 19.52 | -54.69 | 14.69 | 20 | 1.65 | 0 | 0.2 | 0.2 | 1 | 0.2 | 0 | 2423.15 | 0 | 1384.53 | 0 | 3270.1 | 0 | 1381.62 | 0 | 360.06 | 0 | 154.49 | 0 | 319.5 | 0 | 154.16 | 402.8
3400 | 13.3 | 1411.34 | 660 | 131.35 | 2202.69 | 740.21 | 177.65 | 11280.86 | 3120.55 | 14223.76 | 190.84 | 14836.94 | 1221.05 | 959.4 | 4428 | 4428 | 24.6 | 9827.7 | 311.22 | 21.17 | -54.26 | 15.12 | 21.17 | 0 | 0 | 0.2 | 0.2 | 1 | 0.2 | 0 | 4243.63 | 0 | 2419.61 | 0 | 5747.34 | 0 | 2426.37 | 0 | 315.28 | 0 | 134.99 | 0 | 280.77 | 0 | 135.37 | 354.64
3401 | 12.9 | 1411.34 | 660 | 131.35 | 2202.69 | 740.21 | 177.65 | 11280.86 | 3120.55 | 14223.76 | 190.84 | 7571.8 | 626.12 | 959.4 | 4428 | 4428 | 24.6 | 9827.7 | 308.62 | 18.57 | -55.2 | 14.18 | 20 | 4.93 | 0 | 0.2 | 0.2 | 1 | 0.2 | 0 | 2167.1 | 0 | 1235.63 | 0 | 2925.88 | 0 | 1243.19 | 0 | 161.01 | 0 | 68.94 | 0 | 142.93 | 0 | 69.36 | 183.89
3402 | 15.2 | 1411.34 | 660 | 131.35 | 2202.69 | 740.21 | 444.13 | 11547.34 | 3387.03 | 14490.24 | 190.84 | 101374.29 | 6856.45 | 2398.5 | 11070 | 11070 | 61.5 | 24569.25 | 322.3 | 51.32 | -43.87 | 24.24 | 24 | 0 | -3.57 | 0.5 | 0.5 | 1 | 0.5 | 0 | 10071.88 | 0 | 5742.74 | 0 | 62672.46 | 0 | 22887.21 | 0 | 748.3 | 0 | 320.39 | 0 | 3061.67 | 0 | 1276.9 | 1449.19
3403 | 14.7 | 1411.34 | 660 | 131.35 | 2202.69 | 740.21 | 444.13 | 11547.34 | 3387.03 | 14490.24 | 190.84 | 40945.64 | 5298.45 | 2398.5 | 11070 | 11070 | 61.5 | 24569.25 | 305.16 | 34.19 | -48.59 | 19.53 | 23.9 | 0 | 0 | 0.5 | 0.5 | 1 | 0.5 | 0 | 3550.25 | 0 | 2024.26 | 0 | 23457.07 | 0 | 11914.06 | 0 | 527.54 | 0 | 225.87 | 0 | 2291.84 | 0 | 1329.4 | 923.8
3404 | 12.8 | 1411.34 | 660 | 131.35 | 2202.69 | 740.21 | 444.13 | 11547.34 | 3387.03 | 14490.24 | 190.84 | 37726.47 | 4483.98 | 2398.5 | 11070 | 11070 | 61.5 | 24569.25 | 302.32 | 31.35 | -50.74 | 17.38 | 23.9 | 0 | 0 | 0.5 | 0.5 | 1 | 0.5 | 0 | 1706.71 | 0 | 973.12 | 0 | 19797.85 | 0 | 15248.79 | 0 | 253.6 | 0 | 108.58 | 0 | 1934.32 | 0 | 1701.49 | 485.98
3405 | 10.3 | 1411.34 | 660 | 131.35 | 2202.69 | 740.21 | 444.13 | 11547.34 | 3387.03 | 14490.24 | 190.84 | 987.2 | 163.57 | 2398.5 | 11070 | 11070 | 61.5 | 24569.25 | 288.9 | 17.93 | -56 | 12.11 | 20 | 7.65 | 0 | 0.5 | 0.5 | 1 | 0.5 | 0 | 284.19 | 0 | 162.04 | 0 | 378.93 | 0 | 162.04 | 0 | 42.23 | 0 | 18.08 | 0 | 37.02 | 0 | 18.08 | 48.16
3406 | 8.4 | 1411.34 | 660 | 131.35 | 2202.69 | 740.21 | 444.13 | 11547.34 | 3387.03 | 14490.24 | 190.84 | 0 | 0 | 2398.5 | 11070 | 11070 | 61.5 | 24569.25 | 286.73 | 15.75 | -57.96 | 10.16 | 20 | 15.67 | 0 | 0.5 | 0.5 | 1 | 0.5 | 0 | 0 | 0 | 0 | 0 | 0 | 0 | 0 | 0 | 0 | 0 | 0 | 0 | 0 | 0 | 0 | 0
3407 | 7.4 | 1411.34 | 660 | 131.35 | 2202.69 | 740.21 | 444.13 | 11547.34 | 3387.03 | 14490.24 | 190.84 | 0 | 0 | 2398.5 | 11070 | 11070 | 61.5 | 24569.25 | 285.81 | 14.83 | -58.94 | 9.17 | 20 | 19.06 | 0 | 0.5 | 0.5 | 1 | 0.5 | 0 | 0 | 0 | 0 | 0 | 0 | 0 | 0 | 0 | 0 | 0 | 0 | 0 | 0 | 0 | 0 | 0
3408 | 7.2 | 1411.34 | 660 | 131.35 | 2202.69 | 740.21 | 444.13 | 11547.34 | 3387.03 | 14490.24 | 190.84 | 0 | 0 | 2398.5 | 11070 | 11070 | 61.5 | 24569.25 | 285.63 | 14.65 | -59.14 | 8.97 | 20 | 19.74 | 0 | 0.5 | 0.5 | 1 | 0.5 | 0 | 0 | 0 | 0 | 0 | 0 | 0 | 0 | 0 | 0 | 0 | 0 | 0 | 0 | 0 | 0 | 0
3409 | 6.8 | 1411.34 | 660 | 131.35 | 2202.69 | 740.21 | 444.13 | 11547.34 | 3387.03 | 14490.24 | 190.84 | 0 | 0 | 2398.5 | 2214 | 2214 | 61.5 | 6857.25 | 280.46 | 9.48 | -60.74 | 7.37 | 20 | 38.81 | 0 | 0.5 | 0.1 | 0.5 | 0.5 | 0 | 0 | 0 | 0 | 0 | 0 | 0 | 0 | 0 | 0 | 0 | 0 | 0 | 0 | 0 | 0 | 0
3410 | 7.8 | 1411.34 | 660 | 131.35 | 2202.69 | 740.21 | 444.13 | 11547.34 | 3387.03 | 14490.24 | 190.84 | 0 | 0 | 2398.5 | 2214 | 2214 | 61.5 | 6857.25 | 281.38 | 10.4 | -59.75 | 8.36 | 20 | 35.42 | 0 | 0.5 | 0.1 | 0.5 | 0.5 | 0 | 0 | 0 | 0 | 0 | 0 | 0 | 0 | 0 | 0 | 0 | 0 | 0 | 0 | 0 | 0 | 0
3411 | 7.4 | 1411.34 | 660 | 131.35 | 2202.69 | 740.21 | 444.13 | 11547.34 | 3387.03 | 14490.24 | 190.84 | 0 | 0 | 2398.5 | 2214 | 2214 | 61.5 | 6857.25 | 281.01 | 10.04 | -60.15 | 7.97 | 20 | 36.77 | 0 | 0.5 | 0.1 | 0.5 | 0.5 | 0 | 0 | 0 | 0 | 0 | 0 | 0 | 0 | 0 | 0 | 0 | 0 | 0 | 0 | 0 | 0 | 0
3412 | 8.5 | 1411.34 | 660 | 131.35 | 2202.69 | 740.21 | 444.13 | 11547.34 | 3387.03 | 14490.24 | 190.84 | 0 | 0 | 2398.5 | 2214 | 2214 | 61.5 | 6857.25 | 282.02 | 11.04 | -59.06 | 9.05 | 20 | 33.05 | 0 | 0.5 | 0.1 | 0.5 | 0.5 | 0 | 0 | 0 | 0 | 0 | 0 | 0 | 0 | 0 | 0 | 0 | 0 | 0 | 0 | 0 | 0 | 0
3413 | 9.2 | 1411.34 | 660 | 131.35 | 2202.69 | 740.21 | 444.13 | 11547.34 | 3387.03 | 14490.24 | 190.84 | 0 | 0 | 2398.5 | 2214 | 2214 | 61.5 | 6857.25 | 282.66 | 11.69 | -58.37 | 9.74 | 20 | 30.68 | 0 | 0.5 | 0.1 | 0.5 | 0.5 | 0 | 0 | 0 | 0 | 0 | 0 | 0 | 0 | 0 | 0 | 0 | 0 | 0 | 0 | 0 | 0 | 0
3414 | 9.7 | 1411.34 | 660 | 131.35 | 2202.69 | 740.21 | 444.13 | 11547.34 | 3387.03 | 14490.24 | 190.84 | 25072.51 | 1903.53 | 2398.5 | 2214 | 2214 | 61.5 | 6857.25 | 290.43 | 19.46 | -56.04 | 12.07 | 20 | 2.01 | 0 | 0.5 | 0.1 | 0.5 | 0.5 | 0 | 18817.61 | 0 | 3322.41 | 0 | 2054.1 | 0 | 878.4 | 0 | 1398.07 | 0 | 185.36 | 0 | 100.35 | 0 | 49.01 | 170.75
3415 | 10.8 | 1411.34 | 660 | 131.35 | 2202.69 | 740.21 | 444.13 | 11547.34 | 3387.03 | 14490.24 | 190.84 | 30385.33 | 2391.56 | 2398.5 | 2214 | 2214 | 61.5 | 6857.25 | 293.01 | 22.04 | -54.56 | 13.55 | 22.04 | 0 | 0 | 0.5 | 0.1 | 0.5 | 0.5 | 0 | 16197.11 | 0 | 5710.34 | 0 | 5938.42 | 0 | 2539.45 | 0 | 1203.37 | 0 | 318.59 | 0 | 290.1 | 0 | 141.68 | 437.82
3416 | 12.3 | 1411.34 | 660 | 131.35 | 2202.69 | 740.21 | 177.65 | 11280.86 | 3120.55 | 14223.76 | 190.84 | 23203.54 | 1887.94 | 959.4 | 4428 | 4428 | 24.6 | 9827.7 | 313.01 | 22.96 | -54.62 | 14.76 | 22.96 | 0 | 0 | 0.2 | 0.2 | 1 | 0.2 | 0 | 7982.31 | 0 | 4227.39 | 0 | 7700.75 | 0 | 3293.08 | 0 | 593.05 | 0 | 235.85 | 0 | 376.2 | 0 | 183.72 | 499.12
3417 | 13.8 | 1411.34 | 660 | 131.35 | 2202.69 | 740.21 | 177.65 | 11280.86 | 3120.55 | 14223.76 | 190.84 | 62097.47 | 5058.28 | 959.4 | 4428 | 4428 | 24.6 | 9827.7 | 326.61 | 36.56 | -50.22 | 19.16 | 23.9 | 0 | 0 | 0.2 | 0.2 | 1 | 0.2 | 0 | 24458.82 | 0 | 14807.58 | 0 | 15992.27 | 0 | 6838.8 | 0 | 1817.18 | 0 | 826.13 | 0 | 781.25 | 0 | 381.54 | 1252.17
3418 | 15.7 | 1411.34 | 660 | 131.35 | 2202.69 | 740.21 | 177.65 | 11280.86 | 3120.55 | 14223.76 | 190.84 | 38476.95 | 6375.73 | 959.4 | 4428 | 4428 | 24.6 | 9827.7 | 321.9 | 31.85 | -49.89 | 19.48 | 23.9 | 0 | 0 | 0.2 | 0.2 | 1 | 0.2 | 0 | 13626.9 | 0 | 10634.67 | 0 | 9957.32 | 0 | 4258.06 | 0 | 2024.84 | 0 | 1186.64 | 0 | 972.87 | 0 | 475.12 | 1716.26
3419 | 17.4 | 1411.34 | 660 | 131.35 | 2202.69 | 740.21 | 177.65 | 11280.86 | 3120.55 | 14223.76 | 190.84 | 40692.64 | 6983.41 | 959.4 | 4428 | 4428 | 24.6 | 9827.7 | 324.25 | 34.2 | -48.02 | 21.36 | 23.9 | 0 | 0 | 0.2 | 0.2 | 1 | 0.2 | 0 | 11829.13 | 0 | 12631.86 | 0 | 11369.64 | 0 | 4862.02 | 0 | 1757.7 | 0 | 1409.49 | 0 | 1110.86 | 0 | 542.51 | 2162.84
3420 | 16.5 | 1411.34 | 660 | 131.35 | 2202.69 | 740.21 | 177.65 | 11280.86 | 3120.55 | 14223.76 | 190.84 | 29445.67 | 4879.91 | 959.4 | 4428 | 4428 | 24.6 | 9827.7 | 319.57 | 29.52 | -49.83 | 19.54 | 23.9 | 0 | 0 | 0.2 | 0.2 | 1 | 0.2 | 0 | 8045.14 | 0 | 5815.51 | 0 | 10997.89 | 0 | 4587.14 | 0 | 1195.44 | 0 | 648.91 | 0 | 1074.53 | 0 | 511.84 | 1449.19
3421 | 17.3 | 1411.34 | 660 | 131.35 | 2202.69 | 740.21 | 177.65 | 11280.86 | 3120.55 | 14223.76 | 190.84 | 36634.53 | 6033.39 | 959.4 | 4428 | 4428 | 24.6 | 9827.7 | 322.71 | 32.66 | -48.46 | 20.91 | 23.9 | 0 | 0 | 0.2 | 0.2 | 1 | 0.2 | 0 | 8711.55 | 0 | 7734.54 | 0 | 15221.33 | 0 | 4967.11 | 0 | 1294.46 | 0 | 863.04 | 0 | 1487.18 | 0 | 554.24 | 1834.48
3422 | 16.6 | 1411.34 | 660 | 131.35 | 2202.69 | 740.21 | 177.65 | 11280.86 | 3120.55 | 14223.76 | 190.84 | 18180.29 | 2963.72 | 959.4 | 4428 | 4428 | 24.6 | 9827.7 | 315.83 | 25.78 | -50.65 | 18.73 | 23.9 | 0 | 0 | 0.2 | 0.2 | 1 | 0.2 | 0 | 5191.72 | 0 | 2993.17 | 0 | 7035.21 | 0 | 2960.19 | 0 | 771.44 | 0 | 333.98 | 0 | 687.37 | 0 | 330.3 | 840.62
3423 | 18.3 | 1411.34 | 660 | 131.35 | 2202.69 | 740.21 | 177.65 | 11280.86 | 3120.55 | 14223.76 | 190.84 | 24943.23 | 4049.84 | 959.4 | 4428 | 4428 | 24.6 | 9827.7 | 319.65 | 29.6 | -48.42 | 20.95 | 23.9 | 0 | 0 | 0.2 | 0.2 | 1 | 0.2 | 0 | 6832.06 | 0 | 3978.37 | 0 | 10237.34 | 0 | 3895.47 | 0 | 1015.18 | 0 | 443.91 | 0 | 1000.23 | 0 | 434.67 | 1155.85
3424 | 16.8 | 1411.34 | 660 | 131.35 | 2202.69 | 740.21 | 177.65 | 11280.86 | 3120.55 | 14223.76 | 190.84 | 6104.78 | 1006.45 | 959.4 | 4428 | 4428 | 24.6 | 9827.7 | 311.94 | 21.89 | -51.42 | 17.95 | 21.89 | 0 | 0 | 0.2 | 0.2 | 1 | 0.2 | 0 | 1748.07 | 0 | 996.7 | 0 | 2360.98 | 0 | 999.03 | 0 | 259.75 | 0 | 111.21 | 0 | 230.68 | 0 | 111.47 | 293.34
3425 | 17.9 | 1411.34 | 660 | 131.35 | 2202.69 | 740.21 | 177.65 | 11280.86 | 3120.55 | 14223.76 | 190.84 | 34754.27 | 2810.07 | 959.4 | 4428 | 4428 | 24.6 | 9827.7 | 321.69 | 31.64 | -48.22 | 21.15 | 23.9 | 0 | 0 | 0.2 | 0.2 | 1 | 0.2 | 0 | 9527.63 | 0 | 5432.42 | 0 | 14075.26 | 0 | 5718.96 | 0 | 707.86 | 0 | 303.08 | 0 | 687.6 | 0 | 319.07 | 792.46
3426 | 18.2 | 1411.34 | 660 | 131.35 | 2202.69 | 740.21 | 444.13 | 11547.34 | 3387.03 | 14490.24 | 190.84 | 14702.21 | 2357.05 | 2398.5 | 11070 | 11070 | 61.5 | 24569.25 | 300.47 | 29.49 | -47.12 | 20.99 | 23.9 | 0 | 0 | 0.5 | 0.5 | 1 | 0.5 | 0 | 3891.2 | 0 | 2218.67 | 0 | 6066.47 | 0 | 2525.88 | 0 | 578.2 | 0 | 247.56 | 0 | 592.72 | 0 | 281.84 | 656.73
3427 | 15.8 | 1411.34 | 660 | 131.35 | 2202.69 | 740.21 | 444.13 | 11547.34 | 3387.03 | 14490.24 | 190.84 | 1241.01 | 206.23 | 2398.5 | 11070 | 11070 | 61.5 | 24569.25 | 294.03 | 23.06 | -50.55 | 17.56 | 23.06 | 0 | 0 | 0.5 | 0.5 | 1 | 0.5 | 0 | 354.33 | 0 | 202.03 | 0 | 479.09 | 0 | 205.56 | 0 | 52.65 | 0 | 22.54 | 0 | 46.81 | 0 | 22.94 | 61.3
3428 | 14.5 | 1411.34 | 660 | 131.35 | 2202.69 | 740.21 | 444.13 | 11547.34 | 3387.03 | 14490.24 | 190.84 | 1422.41 | 118 | 2398.5 | 11070 | 11070 | 61.5 | 24569.25 | 292.84 | 21.86 | -51.83 | 16.28 | 21.86 | 0 | 0 | 0.5 | 0.5 | 1 | 0.5 | 0 | 402 | 0 | 229.21 | 0 | 550.29 | 0 | 240.9 | 0 | 29.87 | 0 | 12.79 | 0 | 26.88 | 0 | 13.44 | 35.03
3429 | 13.9 | 1411.34 | 660 | 131.35 | 2202.69 | 740.21 | 444.13 | 11547.34 | 3387.03 | 14490.24 | 190.84 | 0 | 0 | 2398.5 | 11070 | 11070 | 61.5 | 24569.25 | 291.83 | 20.86 | -52.53 | 15.59 | 20.86 | 0 | 0 | 0.5 | 0.5 | 1 | 0.5 | 0 | 0 | 0 | 0 | 0 | 0 | 0 | 0 | 0 | 0 | 0 | 0 | 0 | 0 | 0 | 0 | 0
3430 | 13.4 | 1411.34 | 660 | 131.35 | 2202.69 | 740.21 | 444.13 | 11547.34 | 3387.03 | 14490.24 | 190.84 | 0 | 0 | 2398.5 | 11070 | 11070 | 61.5 | 24569.25 | 291.34 | 20.37 | -53.02 | 15.09 | 20.37 | 0 | 0 | 0.5 | 0.5 | 1 | 0.5 | 0 | 0 | 0 | 0 | 0 | 0 | 0 | 0 | 0 | 0 | 0 | 0 | 0 | 0 | 0 | 0 | 0
3431 | 13.4 | 1411.34 | 660 | 131.35 | 2202.69 | 740.21 | 444.13 | 11547.34 | 3387.03 | 14490.24 | 190.84 | 0 | 0 | 2398.5 | 11070 | 11070 | 61.5 | 24569.25 | 291.33 | 20.35 | -53.02 | 15.09 | 20.35 | 0 | 0 | 0.5 | 0.5 | 1 | 0.5 | 0 | 0 | 0 | 0 | 0 | 0 | 0 | 0 | 0 | 0 | 0 | 0 | 0 | 0 | 0 | 0 | 0
3432 | 13.4 | 1411.34 | 660 | 131.35 | 2202.69 | 740.21 | 444.13 | 11547.34 | 3387.03 | 14490.24 | 190.84 | 0 | 0 | 2398.5 | 11070 | 11070 | 61.5 | 24569.25 | 291.33 | 20.35 | -53.02 | 15.09 | 20.35 | 0 | 0 | 0.5 | 0.5 | 1 | 0.5 | 0 | 0 | 0 | 0 | 0 | 0 | 0 | 0 | 0 | 0 | 0 | 0 | 0 | 0 | 0 | 0 | 0
3433 | 13.5 | 1411.34 | 660 | 131.35 | 2202.69 | 740.21 | 444.13 | 11547.34 | 3387.03 | 14490.24 | 190.84 | 0 | 0 | 2398.5 | 2214 | 2214 | 61.5 | 6857.25 | 286.62 | 15.64 | -54.13 | 13.99 | 20 | 16.07 | 0 | 0.5 | 0.1 | 0.5 | 0.5 | 0 | 0 | 0 | 0 | 0 | 0 | 0 | 0 | 0 | 0 | 0 | 0 | 0 | 0 | 0 | 0 | 0
3434 | 13.5 | 1411.34 | 660 | 131.35 | 2202.69 | 740.21 | 444.13 | 11547.34 | 3387.03 | 14490.24 | 190.84 | 0 | 0 | 2398.5 | 2214 | 2214 | 61.5 | 6857.25 | 286.61 | 15.63 | -54.13 | 13.99 | 20 | 16.11 | 0 | 0.5 | 0.1 | 0.5 | 0.5 | 0 | 0 | 0 | 0 | 0 | 0 | 0 | 0 | 0 | 0 | 0 | 0 | 0 | 0 | 0 | 0 | 0
3435 | 13.5 | 1411.34 | 660 | 131.35 | 2202.69 | 740.21 | 444.13 | 11547.34 | 3387.03 | 14490.24 | 190.84 | 0 | 0 | 2398.5 | 2214 | 2214 | 61.5 | 6857.25 | 286.61 | 15.63 | -54.13 | 13.99 | 20 | 16.11 | 0 | 0.5 | 0.1 | 0.5 | 0.5 | 0 | 0 | 0 | 0 | 0 | 0 | 0 | 0 | 0 | 0 | 0 | 0 | 0 | 0 | 0 | 0 | 0
3436 | 13.6 | 1411.34 | 660 | 131.35 | 2202.69 | 740.21 | 444.13 | 11547.34 | 3387.03 | 14490.24 | 190.84 | 0 | 0 | 2398.5 | 2214 | 2214 | 61.5 | 6857.25 | 286.7 | 15.73 | -54.03 | 14.09 | 20 | 15.77 | 0 | 0.5 | 0.1 | 0.5 | 0.5 | 0 | 0 | 0 | 0 | 0 | 0 | 0 | 0 | 0 | 0 | 0 | 0 | 0 | 0 | 0 | 0 | 0
3437 | 13.4 | 1411.34 | 660 | 131.35 | 2202.69 | 740.21 | 444.13 | 11547.34 | 3387.03 | 14490.24 | 190.84 | 0 | 0 | 2398.5 | 2214 | 2214 | 61.5 | 6857.25 | 286.52 | 15.54 | -54.23 | 13.89 | 20 | 16.45 | 0 | 0.5 | 0.1 | 0.5 | 0.5 | 0 | 0 | 0 | 0 | 0 | 0 | 0 | 0 | 0 | 0 | 0 | 0 | 0 | 0 | 0 | 0 | 0
3438 | 13.2 | 1411.34 | 660 | 131.35 | 2202.69 | 740.21 | 444.13 | 11547.34 | 3387.03 | 14490.24 | 190.84 | 1082.62 | 89.85 | 2398.5 | 2214 | 2214 | 61.5 | 6857.25 | 286.65 | 15.68 | -54.34 | 13.77 | 20 | 15.96 | 0 | 0.5 | 0.1 | 0.5 | 0.5 | 0 | 324.39 | 0 | 176.81 | 0 | 407.26 | 0 | 174.16 | 0 | 24.1 | 0 | 9.86 | 0 | 19.9 | 0 | 9.72 | 26.27
3439 | 11.8 | 1411.34 | 660 | 131.35 | 2202.69 | 740.21 | 444.13 | 11547.34 | 3387.03 | 14490.24 | 190.84 | 3412.4 | 283.17 | 2398.5 | 2214 | 2214 | 61.5 | 6857.25 | 286.05 | 15.08 | -55.55 | 12.56 | 20 | 18.18 | 0 | 0.5 | 0.1 | 0.5 | 0.5 | 0 | 1003.74 | 0 | 562.14 | 0 | 1293.41 | 0 | 553.1 | 0 | 74.57 | 0 | 31.36 | 0 | 63.19 | 0 | 30.86 | 83.19
3440 | 11.8 | 1411.34 | 660 | 131.35 | 2202.69 | 740.21 | 177.65 | 11280.86 | 3120.55 | 14223.76 | 190.84 | 11841.63 | 974.36 | 959.4 | 4428 | 4428 | 24.6 | 9827.7 | 308.92 | 18.87 | -55.96 | 13.41 | 20 | 3.9 | 0 | 0.2 | 0.2 | 1 | 0.2 | 0 | 3487.62 | 0 | 1968.71 | 0 | 4472.66 | 0 | 1912.65 | 0 | 259.11 | 0 | 109.84 | 0 | 218.5 | 0 | 106.71 | 280.21
3441 | 13.3 | 1411.34 | 660 | 131.35 | 2202.69 | 740.21 | 177.65 | 11280.86 | 3120.55 | 14223.76 | 190.84 | 48857.6 | 3999.24 | 959.4 | 4428 | 4428 | 24.6 | 9827.7 | 321.89 | 31.84 | -51.7 | 17.67 | 23.9 | 0 | 0 | 0.2 | 0.2 | 1 | 0.2 | 0 | 17688.89 | 0 | 10534.6 | 0 | 14453.39 | 0 | 6180.72 | 0 | 1314.21 | 0 | 587.74 | 0 | 706.08 | 0 | 344.83 | 1046.4
3442 | 14.5 | 1411.34 | 660 | 131.35 | 2202.69 | 740.21 | 177.65 | 11280.86 | 3120.55 | 14223.76 | 190.84 | 47667.7 | 8043.53 | 959.4 | 4428 | 4428 | 24.6 | 9827.7 | 323.96 | 33.91 | -50.32 | 19.05 | 23.9 | 0 | 0 | 0.2 | 0.2 | 1 | 0.2 | 0 | 18195.1 | 0 | 15294.19 | 0 | 9931.43 | 0 | 4246.99 | 0 | 2703.63 | 0 | 1706.56 | 0 | 970.34 | 0 | 473.89 | 2189.11
3443 | 16 | 1411.34 | 660 | 131.35 | 2202.69 | 740.21 | 177.65 | 11280.86 | 3120.55 | 14223.76 | 190.84 | 47498.39 | 8549.46 | 959.4 | 4428 | 4428 | 24.6 | 9827.7 | 325.41 | 35.36 | -48.82 | 20.56 | 23.9 | 0 | 0 | 0.2 | 0.2 | 1 | 0.2 | 0 | 13956.33 | 0 | 19229.98 | 0 | 10025.05 | 0 | 4287.03 | 0 | 2073.79 | 0 | 2145.72 | 0 | 979.49 | 0 | 478.36 | 2872.11
3444 | 16 | 1411.34 | 660 | 131.35 | 2202.69 | 740.21 | 177.65 | 11280.86 | 3120.55 | 14223.76 | 190.84 | 43513.59 | 8002.93 | 959.4 | 4428 | 4428 | 24.6 | 9827.7 | 324.1 | 34.05 | -49.13 | 20.24 | 23.9 | 0 | 0 | 0.2 | 0.2 | 1 | 0.2 | 0 | 7981.9 | 0 | 17556.98 | 0 | 13423.62 | 0 | 4551.08 | 0 | 1186.04 | 0 | 1959.05 | 0 | 1311.54 | 0 | 507.82 | 3038.49
3445 | 16.5 | 1411.34 | 660 | 131.35 | 2202.69 | 740.21 | 177.65 | 11280.86 | 3120.55 | 14223.76 | 190.84 | 46939.94 | 7881.81 | 959.4 | 4428 | 4428 | 24.6 | 9827.7 | 325.51 | 35.46 | -48.41 | 20.97 | 23.9 | 0 | 0 | 0.2 | 0.2 | 1 | 0.2 | 0 | 8708.85 | 0 | 12229.06 | 0 | 21036.47 | 0 | 4965.57 | 0 | 1294.06 | 0 | 1364.55 | 0 | 2055.34 | 0 | 554.07 | 2613.8
3446 | 16.4 | 1411.34 | 660 | 131.35 | 2202.69 | 740.21 | 177.65 | 11280.86 | 3120.55 | 14223.76 | 190.84 | 44962.18 | 7250.93 | 959.4 | 4428 | 4428 | 24.6 | 9827.7 | 324.66 | 34.61 | -48.69 | 20.69 | 23.9 | 0 | 0 | 0.2 | 0.2 | 1 | 0.2 | 0 | 8985.31 | 0 | 8230.86 | 0 | 22622.8 | 0 | 5123.2 | 0 | 1335.14 | 0 | 918.42 | 0 | 2210.33 | 0 | 571.66 | 2215.38
3447 | 17.5 | 1411.34 | 660 | 131.35 | 2202.69 | 740.21 | 177.65 | 11280.86 | 3120.55 | 14223.76 | 190.84 | 53628.77 | 8415.49 | 959.4 | 4428 | 4428 | 24.6 | 9827.7 | 328.51 | 38.46 | -46.92 | 22.45 | 23.9 | 0 | 0 | 0.2 | 0.2 | 1 | 0.2 | 0 | 7854.75 | 0 | 6265.8 | 0 | 35029.63 | 0 | 4478.59 | 0 | 1167.15 | 0 | 699.15 | 0 | 3422.53 | 0 | 499.73 | 2626.93
3448 | 17.1 | 1411.34 | 660 | 131.35 | 2202.69 | 740.21 | 177.65 | 11280.86 | 3120.55 | 14223.76 | 190.84 | 29367.13 | 4609.36 | 959.4 | 4428 | 4428 | 24.6 | 9827.7 | 320.01 | 29.96 | -49.26 | 20.11 | 23.9 | 0 | 0 | 0.2 | 0.2 | 1 | 0.2 | 0 | 6696.8 | 0 | 3818.35 | 0 | 14593.14 | 0 | 4258.83 | 0 | 995.09 | 0 | 426.06 | 0 | 1425.81 | 0 | 475.21 | 1287.2
3449 | 16.1 | 1411.34 | 660 | 131.35 | 2202.69 | 740.21 | 177.65 | 11280.86 | 3120.55 | 14223.76 | 190.84 | 11409.3 | 1864.94 | 959.4 | 4428 | 4428 | 24.6 | 9827.7 | 313.1 | 23.05 | -51.69 | 17.69 | 23.05 | 0 | 0 | 0.2 | 0.2 | 1 | 0.2 | 0 | 3232.09 | 0 | 1842.86 | 0 | 4459.88 | 0 | 1874.47 | 0 | 480.26 | 0 | 205.63 | 0 | 435.75 | 0 | 209.16 | 534.14
3450 | 15.1 | 1411.34 | 660 | 131.35 | 2202.69 | 740.21 | 444.13 | 11547.34 | 3387.03 | 14490.24 | 190.84 | 11729.27 | 964.39 | 2398.5 | 11070 | 11070 | 61.5 | 24569.25 | 296.41 | 25.43 | -50.48 | 17.64 | 23.9 | 0 | 0 | 0.5 | 0.5 | 1 | 0.5 | 0 | 3323.3 | 0 | 1894.87 | 0 | 4568.08 | 0 | 1943.01 | 0 | 246.91 | 0 | 105.72 | 0 | 223.16 | 0 | 108.4 | 280.21
3451 | 13 | 1411.34 | 660 | 131.35 | 2202.69 | 740.21 | 444.13 | 11547.34 | 3387.03 | 14490.24 | 190.84 | 2989.12 | 493.14 | 2398.5 | 11070 | 11070 | 61.5 | 24569.25 | 292.01 | 21.04 | -53.18 | 14.94 | 21.04 | 0 | 0 | 0.5 | 0.5 | 1 | 0.5 | 0 | 844.51 | 0 | 481.52 | 0 | 1162.27 | 0 | 500.83 | 0 | 125.49 | 0 | 53.73 | 0 | 113.56 | 0 | 55.88 | 144.48
3452 | 12.2 | 1411.34 | 660 | 131.35 | 2202.69 | 740.21 | 444.13 | 11547.34 | 3387.03 | 14490.24 | 190.84 | 4675.19 | 381.16 | 2398.5 | 11070 | 11070 | 61.5 | 24569.25 | 291.62 | 20.64 | -53.86 | 14.25 | 20.64 | 0 | 0 | 0.5 | 0.5 | 1 | 0.5 | 0 | 1275.65 | 0 | 727.34 | 0 | 1834.76 | 0 | 837.45 | 0 | 94.77 | 0 | 40.58 | 0 | 89.63 | 0 | 46.72 | 109.46
3453 | 11.8 | 1411.34 | 660 | 131.35 | 2202.69 | 740.21 | 444.13 | 11547.34 | 3387.03 | 14490.24 | 190.84 | 542.41 | 43.59 | 2398.5 | 11070 | 11070 | 61.5 | 24569.25 | 290.03 | 19.05 | -54.56 | 13.56 | 20 | 3.5 | 0 | 0.5 | 0.5 | 1 | 0.5 | 0 | 90.2 | 0 | 51.43 | 0 | 212.76 | 0 | 188.02 | 0 | 6.7 | 0 | 2.87 | 0 | 10.39 | 0 | 10.49 | 13.13
3454 | 12 | 1411.34 | 660 | 131.35 | 2202.69 | 740.21 | 444.13 | 11547.34 | 3387.03 | 14490.24 | 190.84 | 0 | 0 | 2398.5 | 11070 | 11070 | 61.5 | 24569.25 | 290.03 | 19.06 | -54.4 | 13.71 | 20 | 3.48 | 0 | 0.5 | 0.5 | 1 | 0.5 | 0 | 0 | 0 | 0 | 0 | 0 | 0 | 0 | 0 | 0 | 0 | 0 | 0 | 0 | 0 | 0 | 0
3455 | 12.3 | 1411.34 | 660 | 131.35 | 2202.69 | 740.21 | 444.13 | 11547.34 | 3387.03 | 14490.24 | 190.84 | 0 | 0 | 2398.5 | 11070 | 11070 | 61.5 | 24569.25 | 290.31 | 19.33 | -54.11 | 14.01 | 20 | 2.47 | 0 | 0.5 | 0.5 | 1 | 0.5 | 0 | 0 | 0 | 0 | 0 | 0 | 0 | 0 | 0 | 0 | 0 | 0 | 0 | 0 | 0 | 0 | 0
3456 | 12.3 | 1411.34 | 660 | 131.35 | 2202.69 | 740.21 | 444.13 | 11547.34 | 3387.03 | 14490.24 | 190.84 | 0 | 0 | 2398.5 | 11070 | 11070 | 61.5 | 24569.25 | 290.31 | 19.33 | -54.11 | 14.01 | 20 | 2.47 | 0 | 0.5 | 0.5 | 1 | 0.5 | 0 | 0 | 0 | 0 | 0 | 0 | 0 | 0 | 0 | 0 | 0 | 0 | 0 | 0 | 0 | 0 | 0
3457 | 12.2 | 1411.34 | 660 | 131.35 | 2202.69 | 740.21 | 444.13 | 11547.34 | 3387.03 | 14490.24 | 190.84 | 0 | 0 | 2398.5 | 2214 | 2214 | 61.5 | 6857.25 | 285.42 | 14.44 | -55.41 | 12.7 | 20 | 20.52 | 0 | 0.5 | 0.1 | 0.5 | 0.5 | 0 | 0 | 0 | 0 | 0 | 0 | 0 | 0 | 0 | 0 | 0 | 0 | 0 | 0 | 0 | 0 | 0
3458 | 13.1 | 1411.34 | 660 | 131.35 | 2202.69 | 740.21 | 444.13 | 11547.34 | 3387.03 | 14490.24 | 190.84 | 0 | 0 | 2398.5 | 2214 | 2214 | 61.5 | 6857.25 | 286.24 | 15.27 | -54.52 | 13.59 | 20 | 17.47 | 0 | 0.5 | 0.1 | 0.5 | 0.5 | 0 | 0 | 0 | 0 | 0 | 0 | 0 | 0 | 0 | 0 | 0 | 0 | 0 | 0 | 0 | 0 | 0
3459 | 13.7 | 1411.34 | 660 | 131.35 | 2202.69 | 740.21 | 444.13 | 11547.34 | 3387.03 | 14490.24 | 190.84 | 0 | 0 | 2398.5 | 2214 | 2214 | 61.5 | 6857.25 | 286.79 | 15.82 | -53.93 | 14.18 | 20 | 15.44 | 0 | 0.5 | 0.1 | 0.5 | 0.5 | 0 | 0 | 0 | 0 | 0 | 0 | 0 | 0 | 0 | 0 | 0 | 0 | 0 | 0 | 0 | 0 | 0
3460 | 14 | 1411.34 | 660 | 131.35 | 2202.69 | 740.21 | 444.13 | 11547.34 | 3387.03 | 14490.24 | 190.84 | 0 | 0 | 2398.5 | 2214 | 2214 | 61.5 | 6857.25 | 287.07 | 16.09 | -53.63 | 14.48 | 20 | 14.42 | 0 | 0.5 | 0.1 | 0.5 | 0.5 | 0 | 0 | 0 | 0 | 0 | 0 | 0 | 0 | 0 | 0 | 0 | 0 | 0 | 0 | 0 | 0 | 0
3461 | 13.9 | 1411.34 | 660 | 131.35 | 2202.69 | 740.21 | 444.13 | 11547.34 | 3387.03 | 14490.24 | 190.84 | 0 | 0 | 2398.5 | 2214 | 2214 | 61.5 | 6857.25 | 286.98 | 16 | -53.73 | 14.38 | 20 | 14.76 | 0 | 0.5 | 0.1 | 0.5 | 0.5 | 0 | 0 | 0 | 0 | 0 | 0 | 0 | 0 | 0 | 0 | 0 | 0 | 0 | 0 | 0 | 0 | 0
3462 | 13.9 | 1411.34 | 660 | 131.35 | 2202.69 | 740.21 | 444.13 | 11547.34 | 3387.03 | 14490.24 | 190.84 | 528.24 | 44.08 | 2398.5 | 2214 | 2214 | 61.5 | 6857.25 | 287.13 | 16.16 | -53.69 | 14.42 | 20 | 14.19 | 0 | 0.5 | 0.1 | 0.5 | 0.5 | 0 | 155.12 | 0 | 86.49 | 0 | 200.78 | 0 | 85.86 | 0 | 11.52 | 0 | 4.83 | 0 | 9.81 | 0 | 4.79 | 13.13
3463 | 14.1 | 1411.34 | 660 | 131.35 | 2202.69 | 740.21 | 444.13 | 11547.34 | 3387.03 | 14490.24 | 190.84 | 2489.64 | 207.1 | 2398.5 | 2214 | 2214 | 61.5 | 6857.25 | 287.89 | 16.92 | -53.35 | 14.76 | 20 | 11.38 | 0 | 0.5 | 0.1 | 0.5 | 0.5 | 0 | 728.14 | 0 | 409.71 | 0 | 946.88 | 0 | 404.91 | 0 | 54.1 | 0 | 22.86 | 0 | 46.26 | 0 | 22.59 | 61.3
3464 | 14.1 | 1411.34 | 660 | 131.35 | 2202.69 | 740.21 | 177.65 | 11280.86 | 3120.55 | 14223.76 | 190.84 | 5010.23 | 415.83 | 959.4 | 4428 | 4428 | 24.6 | 9827.7 | 308.86 | 18.81 | -54.2 | 15.17 | 20 | 4.11 | 0 | 0.2 | 0.2 | 1 | 0.2 | 0 | 1457.27 | 0 | 827.08 | 0 | 1909.37 | 0 | 816.51 | 0 | 108.27 | 0 | 46.14 | 0 | 93.28 | 0 | 45.55 | 122.59
3465 | 14 | 1411.34 | 660 | 131.35 | 2202.69 | 740.21 | 177.65 | 11280.86 | 3120.55 | 14223.76 | 190.84 | 28847.66 | 2359.19 | 959.4 | 4428 | 4428 | 24.6 | 9827.7 | 316.24 | 26.19 | -52.51 | 16.86 | 23.9 | 0 | 0 | 0.2 | 0.2 | 1 | 0.2 | 0 | 8910.59 | 0 | 5151.48 | 0 | 10356.73 | 0 | 4428.87 | 0 | 662.02 | 0 | 287.41 | 0 | 505.95 | 0 | 247.09 | 656.73
3466 | 12.6 | 1411.34 | 660 | 131.35 | 2202.69 | 740.21 | 177.65 | 11280.86 | 3120.55 | 14223.76 | 190.84 | 25692.27 | 4237.27 | 959.4 | 4428 | 4428 | 24.6 | 9827.7 | 314.76 | 24.71 | -53.98 | 15.39 | 23.9 | 0 | 0 | 0.2 | 0.2 | 1 | 0.2 | 0 | 8077.3 | 0 | 5339.2 | 0 | 8598.69 | 0 | 3677.07 | 0 | 1200.22 | 0 | 595.76 | 0 | 840.12 | 0 | 410.3 | 1190.88
3467 | 12.9 | 1411.34 | 660 | 131.35 | 2202.69 | 740.21 | 177.65 | 11280.86 | 3120.55 | 14223.76 | 190.84 | 19758.8 | 3236.22 | 959.4 | 4428 | 4428 | 24.6 | 9827.7 | 313.02 | 22.97 | -54.17 | 15.2 | 22.97 | 0 | 0 | 0.2 | 0.2 | 1 | 0.2 | 0 | 5694.73 | 0 | 3461.73 | 0 | 7426.52 | 0 | 3175.82 | 0 | 846.19 | 0 | 386.27 | 0 | 725.6 | 0 | 354.36 | 923.8
3468 | 13.2 | 1411.34 | 660 | 131.35 | 2202.69 | 740.21 | 177.65 | 11280.86 | 3120.55 | 14223.76 | 190.84 | 52160.49 | 4294.77 | 959.4 | 4428 | 4428 | 24.6 | 9827.7 | 322.96 | 32.91 | -51.55 | 17.82 | 23.9 | 0 | 0 | 0.2 | 0.2 | 1 | 0.2 | 0 | 14536.32 | 0 | 9668.41 | 0 | 19667.5 | 0 | 8288.26 | 0 | 1079.98 | 0 | 539.41 | 0 | 960.79 | 0 | 462.41 | 1252.17
3469 | 13.8 | 1411.34 | 660 | 131.35 | 2202.69 | 740.21 | 177.65 | 11280.86 | 3120.55 | 14223.76 | 190.84 | 32596.26 | 5341.76 | 959.4 | 4428 | 4428 | 24.6 | 9827.7 | 318.17 | 28.12 | -52.24 | 17.13 | 23.9 | 0 | 0 | 0.2 | 0.2 | 1 | 0.2 | 0 | 8010.81 | 0 | 6648.41 | 0 | 13369.49 | 0 | 4567.56 | 0 | 1190.33 | 0 | 741.84 | 0 | 1306.25 | 0 | 509.66 | 1593.67
3470 | 13.3 | 1411.34 | 660 | 131.35 | 2202.69 | 740.21 | 177.65 | 11280.86 | 3120.55 | 14223.76 | 190.84 | 30218.39 | 4921.45 | 959.4 | 4428 | 4428 | 24.6 | 9827.7 | 316.91 | 26.86 | -52.93 | 16.44 | 23.9 | 0 | 0 | 0.2 | 0.2 | 1 | 0.2 | 0 | 8085.06 | 0 | 5092.06 | 0 | 12431.36 | 0 | 4609.9 | 0 | 1201.37 | 0 | 568.18 | 0 | 1214.59 | 0 | 514.38 | 1422.92
3471 | 13.8 | 1411.34 | 660 | 131.35 | 2202.69 | 740.21 | 177.65 | 11280.86 | 3120.55 | 14223.76 | 190.84 | 26648.95 | 4325.09 | 959.4 | 4428 | 4428 | 24.6 | 9827.7 | 316.15 | 26.1 | -52.73 | 16.65 | 23.9 | 0 | 0 | 0.2 | 0.2 | 1 | 0.2 | 0 | 7207.67 | 0 | 4218.05 | 0 | 11113.6 | 0 | 4109.64 | 0 | 1071 | 0 | 470.66 | 0 | 1085.84 | 0 | 458.56 | 1239.04
3472 | 14.3 | 1411.34 | 660 | 131.35 | 2202.69 | 740.21 | 177.65 | 11280.86 | 3120.55 | 14223.76 | 190.84 | 35692.71 | 5581.22 | 959.4 | 4428 | 4428 | 24.6 | 9827.7 | 319.59 | 29.54 | -51.52 | 17.85 | 23.9 | 0 | 0 | 0.2 | 0.2 | 1 | 0.2 | 0 | 7551.51 | 0 | 4305.68 | 0 | 18839.46 | 0 | 4996.06 | 0 | 1122.09 | 0 | 480.44 | 0 | 1840.69 | 0 | 557.47 | 1580.54
3473 | 14.7 | 1411.34 | 660 | 131.35 | 2202.69 | 740.21 | 177.65 | 11280.86 | 3120.55 | 14223.76 | 190.84 | 54274.07 | 7726.57 | 959.4 | 4428 | 4428 | 24.6 | 9827.7 | 325.96 | 35.91 | -49.69 | 19.69 | 23.9 | 0 | 0 | 0.2 | 0.2 | 1 | 0.2 | 0 | 6352.07 | 0 | 3621.8 | 0 | 35059.48 | 0 | 9240.73 | 0 | 943.86 | 0 | 404.13 | 0 | 3425.44 | 0 | 1031.1 | 1922.04
3474 | 14.8 | 1411.34 | 660 | 131.35 | 2202.69 | 740.21 | 444.13 | 11547.34 | 3387.03 | 14490.24 | 190.84 | 42072.74 | 5837.49 | 2398.5 | 11070 | 11070 | 61.5 | 24569.25 | 305.7 | 34.73 | -48.38 | 19.74 | 23.9 | 0 | 0 | 0.5 | 0.5 | 1 | 0.5 | 0 | 5306.91 | 0 | 3025.87 | 0 | 24547.61 | 0 | 9192.35 | 0 | 788.56 | 0 | 337.63 | 0 | 2398.39 | 0 | 1025.7 | 1287.2
3475 | 14.2 | 1411.34 | 660 | 131.35 | 2202.69 | 740.21 | 444.13 | 11547.34 | 3387.03 | 14490.24 | 190.84 | 35810.18 | 4733.07 | 2398.5 | 11070 | 11070 | 61.5 | 24569.25 | 303.16 | 32.18 | -49.47 | 18.65 | 23.9 | 0 | 0 | 0.5 | 0.5 | 1 | 0.5 | 0 | 3715.24 | 0 | 2118.34 | 0 | 19875.97 | 0 | 10100.63 | 0 | 552.05 | 0 | 236.37 | 0 | 1941.96 | 0 | 1127.05 | 875.64
3476 | 12.6 | 1411.34 | 660 | 131.35 | 2202.69 | 740.21 | 444.13 | 11547.34 | 3387.03 | 14490.24 | 190.84 | 28679.61 | 3519.9 | 2398.5 | 11070 | 11070 | 61.5 | 24569.25 | 299.43 | 28.45 | -51.62 | 16.5 | 23.9 | 0 | 0 | 0.5 | 0.5 | 1 | 0.5 | 0 | 1932.85 | 0 | 1102.06 | 0 | 14607.13 | 0 | 11037.57 | 0 | 287.2 | 0 | 122.97 | 0 | 1427.17 | 0 | 1231.6 | 450.96
3477 | 11.5 | 1411.34 | 660 | 131.35 | 2202.69 | 740.21 | 444.13 | 11547.34 | 3387.03 | 14490.24 | 190.84 | 836.21 | 192.7 | 2398.5 | 11070 | 11070 | 61.5 | 24569.25 | 289.97 | 19 | -54.83 | 13.29 | 20 | 3.71 | 0 | 0.5 | 0.5 | 1 | 0.5 | 0 | 204.3 | 0 | 116.48 | 0 | 323.31 | 0 | 192.12 | 0 | 30.36 | 0 | 13 | 0 | 31.59 | 0 | 21.44 | 96.32
3478 | 11.5 | 1411.34 | 660 | 131.35 | 2202.69 | 740.21 | 444.13 | 11547.34 | 3387.03 | 14490.24 | 190.84 | 0 | 0 | 2398.5 | 11070 | 11070 | 61.5 | 24569.25 | 289.57 | 18.6 | -54.9 | 13.22 | 20 | 5.17 | 0 | 0.5 | 0.5 | 1 | 0.5 | 0 | 0 | 0 | 0 | 0 | 0 | 0 | 0 | 0 | 0 | 0 | 0 | 0 | 0 | 0 | 0 | 0
3479 | 10.8 | 1411.34 | 660 | 131.35 | 2202.69 | 740.21 | 444.13 | 11547.34 | 3387.03 | 14490.24 | 190.84 | 0 | 0 | 2398.5 | 11070 | 11070 | 61.5 | 24569.25 | 288.93 | 17.96 | -55.59 | 12.53 | 20 | 7.55 | 0 | 0.5 | 0.5 | 1 | 0.5 | 0 | 0 | 0 | 0 | 0 | 0 | 0 | 0 | 0 | 0 | 0 | 0 | 0 | 0 | 0 | 0 | 0
3480 | 10.8 | 1411.34 | 660 | 131.35 | 2202.69 | 740.21 | 444.13 | 11547.34 | 3387.03 | 14490.24 | 190.84 | 0 | 0 | 2398.5 | 11070 | 11070 | 61.5 | 24569.25 | 288.93 | 17.96 | -55.59 | 12.53 | 20 | 7.55 | 0 | 0.5 | 0.5 | 1 | 0.5 | 0 | 0 | 0 | 0 | 0 | 0 | 0 | 0 | 0 | 0 | 0 | 0 | 0 | 0 | 0 | 0 | 0
3481 | 10.4 | 1411.34 | 660 | 131.35 | 2202.69 | 740.21 | 444.13 | 11547.34 | 3387.03 | 14490.24 | 190.84 | 0 | 0 | 2398.5 | 2214 | 2214 | 61.5 | 6857.25 | 283.77 | 12.79 | -57.19 | 10.93 | 20 | 26.61 | 0 | 0.5 | 0.1 | 0.5 | 0.5 | 0 | 0 | 0 | 0 | 0 | 0 | 0 | 0 | 0 | 0 | 0 | 0 | 0 | 0 | 0 | 0 | 0
3482 | 9.8 | 1411.34 | 660 | 131.35 | 2202.69 | 740.21 | 444.13 | 11547.34 | 3387.03 | 14490.24 | 190.84 | 0 | 0 | 2398.5 | 2214 | 2214 | 61.5 | 6857.25 | 283.21 | 12.24 | -57.78 | 10.33 | 20 | 28.64 | 0 | 0.5 | 0.1 | 0.5 | 0.5 | 0 | 0 | 0 | 0 | 0 | 0 | 0 | 0 | 0 | 0 | 0 | 0 | 0 | 0 | 0 | 0 | 0
3483 | 9.1 | 1411.34 | 660 | 131.35 | 2202.69 | 740.21 | 444.13 | 11547.34 | 3387.03 | 14490.24 | 190.84 | 0 | 0 | 2398.5 | 2214 | 2214 | 61.5 | 6857.25 | 282.57 | 11.6 | -58.47 | 9.64 | 20 | 31.02 | 0 | 0.5 | 0.1 | 0.5 | 0.5 | 0 | 0 | 0 | 0 | 0 | 0 | 0 | 0 | 0 | 0 | 0 | 0 | 0 | 0 | 0 | 0 | 0
3484 | 8.5 | 1411.34 | 660 | 131.35 | 2202.69 | 740.21 | 444.13 | 11547.34 | 3387.03 | 14490.24 | 190.84 | 0 | 0 | 2398.5 | 2214 | 2214 | 61.5 | 6857.25 | 282.02 | 11.04 | -59.06 | 9.05 | 20 | 33.05 | 0 | 0.5 | 0.1 | 0.5 | 0.5 | 0 | 0 | 0 | 0 | 0 | 0 | 0 | 0 | 0 | 0 | 0 | 0 | 0 | 0 | 0 | 0 | 0
3485 | 8.5 | 1411.34 | 660 | 131.35 | 2202.69 | 740.21 | 444.13 | 11547.34 | 3387.03 | 14490.24 | 190.84 | 0 | 0 | 2398.5 | 2214 | 2214 | 61.5 | 6857.25 | 282.02 | 11.04 | -59.06 | 9.05 | 20 | 33.05 | 0 | 0.5 | 0.1 | 0.5 | 0.5 | 0 | 0 | 0 | 0 | 0 | 0 | 0 | 0 | 0 | 0 | 0 | 0 | 0 | 0 | 0 | 0 | 0
3486 | 9.2 | 1411.34 | 660 | 131.35 | 2202.69 | 740.21 | 444.13 | 11547.34 | 3387.03 | 14490.24 | 190.84 | 18943.55 | 1449.56 | 2398.5 | 2214 | 2214 | 61.5 | 6857.25 | 288.19 | 17.21 | -56.98 | 11.13 | 20 | 10.28 | 0 | 0.5 | 0.1 | 0.5 | 0.5 | 0 | 13476.28 | 0 | 2523.14 | 0 | 2062.25 | 0 | 881.88 | 0 | 1001.23 | 0 | 140.77 | 0 | 100.74 | 0 | 49.2 | 157.62
3487 | 10.5 | 1411.34 | 660 | 131.35 | 2202.69 | 740.21 | 444.13 | 11547.34 | 3387.03 | 14490.24 | 190.84 | 27751.55 | 2195.03 | 2398.5 | 2214 | 2214 | 61.5 | 6857.25 | 291.97 | 21 | -55.05 | 13.07 | 21 | 0 | 0 | 0.5 | 0.1 | 0.5 | 0.5 | 0 | 14212.23 | 0 | 5117.58 | 0 | 5899.1 | 0 | 2522.64 | 0 | 1055.91 | 0 | 285.52 | 0 | 288.18 | 0 | 140.74 | 424.69
3488 | 11.4 | 1411.34 | 660 | 131.35 | 2202.69 | 740.21 | 444.13 | 11547.34 | 3387.03 | 14490.24 | 190.84 | 39662.65 | 3203.17 | 2398.5 | 11070 | 11070 | 61.5 | 24569.25 | 301.13 | 30.15 | -52.07 | 16.04 | 23.9 | 0 | 0 | 0.5 | 0.5 | 1 | 0.5 | 0 | 16710.3 | 0 | 8155.81 | 0 | 10364.4 | 0 | 4432.14 | 0 | 1241.5 | 0 | 455.02 | 0 | 506.32 | 0 | 247.27 | 753.05
3489 | 11.9 | 1411.34 | 660 | 131.35 | 2202.69 | 740.21 | 444.13 | 11547.34 | 3387.03 | 14490.24 | 190.84 | 23673.19 | 3875.93 | 2398.5 | 11070 | 11070 | 61.5 | 24569.25 | 297.53 | 26.55 | -52.62 | 15.49 | 23.9 | 0 | 0 | 0.5 | 0.5 | 1 | 0.5 | 0 | 8468.15 | 0 | 5010.62 | 0 | 7140.79 | 0 | 3053.63 | 0 | 1258.29 | 0 | 559.1 | 0 | 697.68 | 0 | 340.73 | 1020.13
3490 | 13.2 | 1411.34 | 660 | 131.35 | 2202.69 | 740.21 | 444.13 | 11547.34 | 3387.03 | 14490.24 | 190.84 | 41059.67 | 6850.31 | 2398.5 | 11070 | 11070 | 61.5 | 24569.25 | 304.24 | 33.26 | -49.95 | 18.16 | 23.9 | 0 | 0 | 0.5 | 0.5 | 1 | 0.5 | 0 | 14847.58 | 0 | 11661.16 | 0 | 10192.36 | 0 | 4358.57 | 0 | 2206.22 | 0 | 1301.18 | 0 | 995.83 | 0 | 486.34 | 1860.74
3491 | 15.2 | 1411.34 | 660 | 131.35 | 2202.69 | 740.21 | 444.13 | 11547.34 | 3387.03 | 14490.24 | 190.84 | 49593.16 | 9235.63 | 2398.5 | 11070 | 11070 | 61.5 | 24569.25 | 309.03 | 38.05 | -47.24 | 20.88 | 23.9 | 0 | 0 | 0.5 | 0.5 | 1 | 0.5 | 0 | 14757.87 | 0 | 21676.68 | 0 | 9217.1 | 0 | 3941.52 | 0 | 2192.89 | 0 | 2418.73 | 0 | 900.55 | 0 | 439.8 | 3283.67
3492 | 15.6 | 1411.34 | 660 | 131.35 | 2202.69 | 740.21 | 444.13 | 11547.34 | 3387.03 | 14490.24 | 190.84 | 42101 | 7563.71 | 2398.5 | 11070 | 11070 | 61.5 | 24569.25 | 306.91 | 35.94 | -47.47 | 20.65 | 23.9 | 0 | 0 | 0.5 | 0.5 | 1 | 0.5 | 0 | 8553.72 | 0 | 15198.35 | 0 | 13471.8 | 0 | 4877.12 | 0 | 1271.01 | 0 | 1695.86 | 0 | 1316.25 | 0 | 544.2 | 2736.39
3493 | 15.5 | 1411.34 | 660 | 131.35 | 2202.69 | 740.21 | 444.13 | 11547.34 | 3387.03 | 14490.24 | 190.84 | 42484.83 | 7048.22 | 2398.5 | 11070 | 11070 | 61.5 | 24569.25 | 306.79 | 35.81 | -47.57 | 20.54 | 23.9 | 0 | 0 | 0.5 | 0.5 | 1 | 0.5 | 0 | 9101.25 | 0 | 9943.66 | 0 | 18250.62 | 0 | 5189.31 | 0 | 1352.36 | 0 | 1109.53 | 0 | 1783.15 | 0 | 579.03 | 2224.14
3494 | 16.6 | 1411.34 | 660 | 131.35 | 2202.69 | 740.21 | 444.13 | 11547.34 | 3387.03 | 14490.24 | 190.84 | 43670.82 | 7042.1 | 2398.5 | 11070 | 11070 | 61.5 | 24569.25 | 308.12 | 37.14 | -46.41 | 21.71 | 23.9 | 0 | 0 | 0.5 | 0.5 | 1 | 0.5 | 0 | 8910.5 | 0 | 7955.24 | 0 | 21724.53 | 0 | 5080.55 | 0 | 1324.02 | 0 | 887.66 | 0 | 2122.57 | 0 | 566.9 | 2140.95
3495 | 16.7 | 1411.34 | 660 | 131.35 | 2202.69 | 740.21 | 444.13 | 11547.34 | 3387.03 | 14490.24 | 190.84 | 38082.1 | 6089.01 | 2398.5 | 11070 | 11070 | 61.5 | 24569.25 | 306.43 | 35.46 | -46.75 | 21.36 | 23.9 | 0 | 0 | 0.5 | 0.5 | 1 | 0.5 | 0 | 8402.42 | 0 | 5384.32 | 0 | 19504.51 | 0 | 4790.85 | 0 | 1248.53 | 0 | 600.79 | 0 | 1905.66 | 0 | 534.57 | 1799.45
3496 | 17 | 1411.34 | 660 | 131.35 | 2202.69 | 740.21 | 444.13 | 11547.34 | 3387.03 | 14490.24 | 190.84 | 29598.1 | 4648.68 | 2398.5 | 11070 | 11070 | 61.5 | 24569.25 | 304.02 | 33.04 | -47.13 | 20.98 | 23.9 | 0 | 0 | 0.5 | 0.5 | 1 | 0.5 | 0 | 6748.35 | 0 | 3847.74 | 0 | 14700.28 | 0 | 4301.72 | 0 | 1002.75 | 0 | 429.34 | 0 | 1436.27 | 0 | 480 | 1300.33
3497 | 17.1 | 1411.34 | 660 | 131.35 | 2202.69 | 740.21 | 444.13 | 11547.34 | 3387.03 | 14490.24 | 190.84 | 20512.21 | 3291.36 | 2398.5 | 11070 | 11070 | 61.5 | 24569.25 | 301.28 | 30.31 | -47.75 | 20.37 | 23.9 | 0 | 0 | 0.5 | 0.5 | 1 | 0.5 | 0 | 5381.35 | 0 | 3068.31 | 0 | 8675.48 | 0 | 3387.06 | 0 | 799.62 | 0 | 342.37 | 0 | 847.63 | 0 | 377.94 | 923.8
3498 | 16.6 | 1411.34 | 660 | 131.35 | 2202.69 | 740.21 | 444.13 | 11547.34 | 3387.03 | 14490.24 | 190.84 | 15349.43 | 2456.13 | 2398.5 | 11070 | 11070 | 61.5 | 24569.25 | 299.2 | 28.22 | -48.65 | 19.47 | 23.9 | 0 | 0 | 0.5 | 0.5 | 1 | 0.5 | 0 | 4023.98 | 0 | 2294.38 | 0 | 6377.85 | 0 | 2653.22 | 0 | 597.93 | 0 | 256.01 | 0 | 623.14 | 0 | 296.05 | 683
3499 | 16.4 | 1411.34 | 660 | 131.35 | 2202.69 | 740.21 | 444.13 | 11547.34 | 3387.03 | 14490.24 | 190.84 | 10906.33 | 1730.12 | 2398.5 | 11070 | 11070 | 61.5 | 24569.25 | 297.61 | 26.64 | -49.2 | 18.92 | 23.9 | 0 | 0 | 0.5 | 0.5 | 1 | 0.5 | 0 | 2783.19 | 0 | 1586.91 | 0 | 4516.66 | 0 | 2019.57 | 0 | 413.56 | 0 | 177.07 | 0 | 441.29 | 0 | 225.35 | 472.85
3500 | 15.4 | 1411.34 | 660 | 131.35 | 2202.69 | 740.21 | 444.13 | 11547.34 | 3387.03 | 14490.24 | 190.84 | 984.75 | 163 | 2398.5 | 11070 | 11070 | 61.5 | 24569.25 | 293.58 | 22.61 | -50.97 | 17.15 | 22.61 | 0 | 0 | 0.5 | 0.5 | 1 | 0.5 | 0 | 277.16 | 0 | 158.03 | 0 | 381.56 | 0 | 167.99 | 0 | 41.18 | 0 | 17.63 | 0 | 37.28 | 0 | 18.75 | 48.16
3501 | 13 | 1411.34 | 660 | 131.35 | 2202.69 | 740.21 | 444.13 | 11547.34 | 3387.03 | 14490.24 | 190.84 | 0 | 0 | 2398.5 | 11070 | 11070 | 61.5 | 24569.25 | 291.03 | 20.05 | -53.42 | 14.7 | 20.05 | 0 | 0 | 0.5 | 0.5 | 1 | 0.5 | 0 | 0 | 0 | 0 | 0 | 0 | 0 | 0 | 0 | 0 | 0 | 0 | 0 | 0 | 0 | 0 | 0
3502 | 13.4 | 1411.34 | 660 | 131.35 | 2202.69 | 740.21 | 444.13 | 11547.34 | 3387.03 | 14490.24 | 190.84 | 0 | 0 | 2398.5 | 11070 | 11070 | 61.5 | 24569.25 | 291.32 | 20.34 | -53.02 | 15.09 | 20.34 | 0 | 0 | 0.5 | 0.5 | 1 | 0.5 | 0 | 0 | 0 | 0 | 0 | 0 | 0 | 0 | 0 | 0 | 0 | 0 | 0 | 0 | 0 | 0 | 0
3503 | 13.8 | 1411.34 | 660 | 131.35 | 2202.69 | 740.21 | 444.13 | 11547.34 | 3387.03 | 14490.24 | 190.84 | 0 | 0 | 2398.5 | 11070 | 11070 | 61.5 | 24569.25 | 291.7 | 20.72 | -52.63 | 15.49 | 20.72 | 0 | 0 | 0.5 | 0.5 | 1 | 0.5 | 0 | 0 | 0 | 0 | 0 | 0 | 0 | 0 | 0 | 0 | 0 | 0 | 0 | 0 | 0 | 0 | 0
3504 | 15 | 1411.34 | 660 | 131.35 | 2202.69 | 740.21 | 444.13 | 11547.34 | 3387.03 | 14490.24 | 190.84 | 0 | 0 | 2398.5 | 11070 | 11070 | 61.5 | 24569.25 | 292.81 | 21.83 | -51.44 | 16.67 | 21.83 | 0 | 0 | 0.5 | 0.5 | 1 | 0.5 | 0 | 0 | 0 | 0 | 0 | 0 | 0 | 0 | 0 | 0 | 0 | 0 | 0 | 0 | 0 | 0 | 0
3505 | 16 | 1411.34 | 660 | 131.35 | 2202.69 | 740.21 | 444.13 | 11547.34 | 3387.03 | 14490.24 | 190.84 | 0 | 0 | 2398.5 | 2214 | 2214 | 61.5 | 6857.25 | 288.96 | 17.98 | -51.66 | 16.45 | 20 | 7.44 | 0 | 0.5 | 0.1 | 0.5 | 0.5 | 0 | 0 | 0 | 0 | 0 | 0 | 0 | 0 | 0 | 0 | 0 | 0 | 0 | 0 | 0 | 0 | 0
3506 | 16.7 | 1411.34 | 660 | 131.35 | 2202.69 | 740.21 | 444.13 | 11547.34 | 3387.03 | 14490.24 | 190.84 | 0 | 0 | 2398.5 | 2214 | 2214 | 61.5 | 6857.25 | 289.55 | 18.57 | -50.97 | 17.14 | 20 | 5.27 | 0 | 0.5 | 0.1 | 0.5 | 0.5 | 0 | 0 | 0 | 0 | 0 | 0 | 0 | 0 | 0 | 0 | 0 | 0 | 0 | 0 | 0 | 0 | 0
3507 | 13.3 | 1411.34 | 660 | 131.35 | 2202.69 | 740.21 | 444.13 | 11547.34 | 3387.03 | 14490.24 | 190.84 | 0 | 0 | 2398.5 | 2214 | 2214 | 61.5 | 6857.25 | 286.43 | 15.45 | -54.33 | 13.79 | 20 | 16.79 | 0 | 0.5 | 0.1 | 0.5 | 0.5 | 0 | 0 | 0 | 0 | 0 | 0 | 0 | 0 | 0 | 0 | 0 | 0 | 0 | 0 | 0 | 0 | 0
3508 | 11.6 | 1411.34 | 660 | 131.35 | 2202.69 | 740.21 | 444.13 | 11547.34 | 3387.03 | 14490.24 | 190.84 | 0 | 0 | 2398.5 | 2214 | 2214 | 61.5 | 6857.25 | 284.87 | 13.89 | -56 | 12.11 | 20 | 22.55 | 0 | 0.5 | 0.1 | 0.5 | 0.5 | 0 | 0 | 0 | 0 | 0 | 0 | 0 | 0 | 0 | 0 | 0 | 0 | 0 | 0 | 0 | 0 | 0
3509 | 11.3 | 1411.34 | 660 | 131.35 | 2202.69 | 740.21 | 444.13 | 11547.34 | 3387.03 | 14490.24 | 190.84 | 0 | 0 | 2398.5 | 2214 | 2214 | 61.5 | 6857.25 | 284.59 | 13.61 | -56.3 | 11.82 | 20 | 23.56 | 0 | 0.5 | 0.1 | 0.5 | 0.5 | 0 | 0 | 0 | 0 | 0 | 0 | 0 | 0 | 0 | 0 | 0 | 0 | 0 | 0 | 0 | 0 | 0
3510 | 10.6 | 1411.34 | 660 | 131.35 | 2202.69 | 740.21 | 444.13 | 11547.34 | 3387.03 | 14490.24 | 190.84 | 4565.51 | 366.02 | 2398.5 | 2214 | 2214 | 61.5 | 6857.25 | 285.28 | 14.31 | -56.65 | 11.46 | 20 | 21 | 0 | 0.5 | 0.1 | 0.5 | 0.5 | 0 | 2008.18 | 0 | 697.63 | 0 | 1302.64 | 0 | 557.05 | 0 | 149.2 | 0 | 38.92 | 0 | 63.64 | 0 | 31.08 | 83.19
3511 | 10.7 | 1411.34 | 660 | 131.35 | 2202.69 | 740.21 | 444.13 | 11547.34 | 3387.03 | 14490.24 | 190.84 | 17942.95 | 1438.49 | 2398.5 | 2214 | 2214 | 61.5 | 6857.25 | 289.29 | 18.32 | -55.57 | 12.54 | 20 | 6.21 | 0 | 0.5 | 0.1 | 0.5 | 0.5 | 0 | 7740.43 | 0 | 3172.42 | 0 | 4924.31 | 0 | 2105.79 | 0 | 575.08 | 0 | 176.99 | 0 | 240.56 | 0 | 117.48 | 328.37
3512 | 10.9 | 1411.34 | 660 | 131.35 | 2202.69 | 740.21 | 444.13 | 11547.34 | 3387.03 | 14490.24 | 190.84 | 21462.12 | 1750.03 | 2398.5 | 11070 | 11070 | 61.5 | 24569.25 | 295.31 | 24.34 | -53.91 | 14.21 | 23.9 | 0 | 0 | 0.5 | 0.5 | 1 | 0.5 | 0 | 7088.35 | 0 | 3802.68 | 0 | 7404.64 | 0 | 3166.46 | 0 | 526.63 | 0 | 212.16 | 0 | 361.73 | 0 | 176.66 | 472.85
3513 | 10.7 | 1411.34 | 660 | 131.35 | 2202.69 | 740.21 | 444.13 | 11547.34 | 3387.03 | 14490.24 | 190.84 | 5548.35 | 916.45 | 2398.5 | 11070 | 11070 | 61.5 | 24569.25 | 290.71 | 19.73 | -55.25 | 12.87 | 20 | 0.98 | 0 | 0.5 | 0.5 | 1 | 0.5 | 0 | 1610.91 | 0 | 919.92 | 0 | 2113.66 | 0 | 903.87 | 0 | 239.37 | 0 | 102.65 | 0 | 206.51 | 0 | 100.86 | 267.07
3514 | 12.6 | 1411.34 | 660 | 131.35 | 2202.69 | 740.21 | 444.13 | 11547.34 | 3387.03 | 14490.24 | 190.84 | 55404.52 | 4580.46 | 2398.5 | 11070 | 11070 | 61.5 | 24569.25 | 306.84 | 35.86 | -49.72 | 18.39 | 23.9 | 0 | 0 | 0.5 | 0.5 | 1 | 0.5 | 0 | 17702.26 | 0 | 11906.24 | 0 | 18069.1 | 0 | 7726.92 | 0 | 1315.2 | 0 | 664.26 | 0 | 882.71 | 0 | 431.09 | 1287.2
3515 | 12 | 1411.34 | 660 | 131.35 | 2202.69 | 740.21 | 444.13 | 11547.34 | 3387.03 | 14490.24 | 190.84 | 31651.85 | 5288.61 | 2398.5 | 11070 | 11070 | 61.5 | 24569.25 | 300.16 | 29.19 | -51.89 | 16.23 | 23.9 | 0 | 0 | 0.5 | 0.5 | 1 | 0.5 | 0 | 9215.84 | 0 | 7737.63 | 0 | 10295.64 | 0 | 4402.74 | 0 | 1369.39 | 0 | 863.38 | 0 | 1005.92 | 0 | 491.27 | 1558.65
3516 | 13.7 | 1411.34 | 660 | 131.35 | 2202.69 | 740.21 | 444.13 | 11547.34 | 3387.03 | 14490.24 | 190.84 | 39983.79 | 6970.93 | 2398.5 | 11070 | 11070 | 61.5 | 24569.25 | 304.44 | 33.46 | -49.53 | 18.59 | 23.9 | 0 | 0 | 0.5 | 0.5 | 1 | 0.5 | 0 | 9101.68 | 0 | 12200.38 | 0 | 13492.17 | 0 | 5189.56 | 0 | 1352.43 | 0 | 1361.34 | 0 | 1318.24 | 0 | 579.06 | 2359.86
3517 | 13.5 | 1411.34 | 660 | 131.35 | 2202.69 | 740.21 | 444.13 | 11547.34 | 3387.03 | 14490.24 | 190.84 | 48217.48 | 8170.84 | 2398.5 | 11070 | 11070 | 61.5 | 24569.25 | 306.81 | 35.83 | -49.08 | 19.03 | 23.9 | 0 | 0 | 0.5 | 0.5 | 1 | 0.5 | 0 | 8666.5 | 0 | 12883.66 | 0 | 21725.9 | 0 | 4941.43 | 0 | 1287.77 | 0 | 1437.59 | 0 | 2122.7 | 0 | 551.37 | 2771.41
3518 | 12.8 | 1411.34 | 660 | 131.35 | 2202.69 | 740.21 | 444.13 | 11547.34 | 3387.03 | 14490.24 | 190.84 | 45425.22 | 7349.28 | 2398.5 | 11070 | 11070 | 61.5 | 24569.25 | 305.19 | 34.21 | -50.02 | 18.1 | 23.9 | 0 | 0 | 0.5 | 0.5 | 1 | 0.5 | 0 | 9047.83 | 0 | 8322.99 | 0 | 22895.55 | 0 | 5158.85 | 0 | 1344.43 | 0 | 928.7 | 0 | 2236.98 | 0 | 575.64 | 2263.54
3519 | 12.8 | 1411.34 | 660 | 131.35 | 2202.69 | 740.21 | 444.13 | 11547.34 | 3387.03 | 14490.24 | 190.84 | 61824.37 | 9893.19 | 2398.5 | 11070 | 11070 | 61.5 | 24569.25 | 310.32 | 39.34 | -48.73 | 19.39 | 23.9 | 0 | 0 | 0.5 | 0.5 | 1 | 0.5 | 0 | 6892.29 | 0 | 6438.39 | 0 | 44563.87 | 0 | 3929.81 | 0 | 1024.13 | 0 | 718.41 | 0 | 4354.06 | 0 | 438.5 | 3358.1
3520 | 15.4 | 1411.34 | 660 | 131.35 | 2202.69 | 740.21 | 444.13 | 11547.34 | 3387.03 | 14490.24 | 190.84 | 64719.07 | 9672.44 | 2398.5 | 11070 | 11070 | 61.5 | 24569.25 | 313.43 | 42.45 | -45.98 | 22.14 | 23.9 | 0 | 0 | 0.5 | 0.5 | 1 | 0.5 | 0 | 6358.75 | 0 | 3625.6 | 0 | 47934.45 | 0 | 6800.27 | 0 | 944.85 | 0 | 404.55 | 0 | 4683.38 | 0 | 758.79 | 2880.87
3521 | 14.9 | 1411.34 | 660 | 131.35 | 2202.69 | 740.21 | 444.13 | 11547.34 | 3387.03 | 14490.24 | 190.84 | 57414.05 | 8144.18 | 2398.5 | 11070 | 11070 | 61.5 | 24569.25 | 310.58 | 39.6 | -47.07 | 21.04 | 23.9 | 0 | 0 | 0.5 | 0.5 | 1 | 0.5 | 0 | 6232.34 | 0 | 3553.53 | 0 | 37781.54 | 0 | 9846.65 | 0 | 926.07 | 0 | 396.51 | 0 | 3691.4 | 0 | 1098.71 | 2031.5
3522 | 13.3 | 1411.34 | 660 | 131.35 | 2202.69 | 740.21 | 444.13 | 11547.34 | 3387.03 | 14490.24 | 190.84 | 33492.89 | 4809 | 2398.5 | 11070 | 11070 | 61.5 | 24569.25 | 301.72 | 30.75 | -50.51 | 17.6 | 23.9 | 0 | 0 | 0.5 | 0.5 | 1 | 0.5 | 0 | 5272.63 | 0 | 3006.32 | 0 | 18224.65 | 0 | 6989.29 | 0 | 783.47 | 0 | 335.45 | 0 | 1780.62 | 0 | 779.88 | 1129.58
3523 | 11.5 | 1411.34 | 660 | 131.35 | 2202.69 | 740.21 | 444.13 | 11547.34 | 3387.03 | 14490.24 | 190.84 | 12162.94 | 1907.11 | 2398.5 | 11070 | 11070 | 61.5 | 24569.25 | 293.51 | 22.53 | -53.94 | 14.18 | 22.53 | 0 | 0 | 0.5 | 0.5 | 1 | 0.5 | 0 | 2957.66 | 0 | 1686.39 | 0 | 5170.99 | 0 | 2347.9 | 0 | 439.48 | 0 | 188.17 | 0 | 505.23 | 0 | 261.98 | 512.25
3524 | 11.5 | 1411.34 | 660 | 131.35 | 2202.69 | 740.21 | 444.13 | 11547.34 | 3387.03 | 14490.24 | 190.84 | 57280.41 | 3532.25 | 2398.5 | 11070 | 11070 | 61.5 | 24569.25 | 306.13 | 35.15 | -50.75 | 17.36 | 23.9 | 0 | 0 | 0.5 | 0.5 | 1 | 0.5 | 0 | 3986.47 | 0 | 2272.99 | 0 | 29015.72 | 0 | 22005.23 | 0 | 296.18 | 0 | 126.81 | 0 | 1417.47 | 0 | 1227.7 | 464.09
3525 | 11.6 | 1411.34 | 660 | 131.35 | 2202.69 | 740.21 | 444.13 | 11547.34 | 3387.03 | 14490.24 | 190.84 | 786.77 | 149.77 | 2398.5 | 11070 | 11070 | 61.5 | 24569.25 | 290.04 | 19.06 | -54.73 | 13.38 | 20 | 3.46 | 0 | 0.5 | 0.5 | 1 | 0.5 | 0 | 133.58 | 0 | 76.16 | 0 | 307.14 | 0 | 269.9 | 0 | 19.85 | 0 | 8.5 | 0 | 30.01 | 0 | 30.12 | 61.3
3526 | 11 | 1411.34 | 660 | 131.35 | 2202.69 | 740.21 | 444.13 | 11547.34 | 3387.03 | 14490.24 | 190.84 | 0 | 0 | 2398.5 | 11070 | 11070 | 61.5 | 24569.25 | 289.12 | 18.14 | -55.39 | 12.73 | 20 | 6.87 | 0 | 0.5 | 0.5 | 1 | 0.5 | 0 | 0 | 0 | 0 | 0 | 0 | 0 | 0 | 0 | 0 | 0 | 0 | 0 | 0 | 0 | 0 | 0
3527 | 11.4 | 1411.34 | 660 | 131.35 | 2202.69 | 740.21 | 444.13 | 11547.34 | 3387.03 | 14490.24 | 190.84 | 0 | 0 | 2398.5 | 11070 | 11070 | 61.5 | 24569.25 | 289.48 | 18.51 | -54.99 | 13.12 | 20 | 5.51 | 0 | 0.5 | 0.5 | 1 | 0.5 | 0 | 0 | 0 | 0 | 0 | 0 | 0 | 0 | 0 | 0 | 0 | 0 | 0 | 0 | 0 | 0 | 0
3528 | 11.5 | 1411.34 | 660 | 131.35 | 2202.69 | 740.21 | 444.13 | 11547.34 | 3387.03 | 14490.24 | 190.84 | 0 | 0 | 2398.5 | 11070 | 11070 | 61.5 | 24569.25 | 289.57 | 18.6 | -54.9 | 13.22 | 20 | 5.17 | 0 | 0.5 | 0.5 | 1 | 0.5 | 0 | 0 | 0 | 0 | 0 | 0 | 0 | 0 | 0 | 0 | 0 | 0 | 0 | 0 | 0 | 0 | 0
3529 | 11.2 | 1411.34 | 660 | 131.35 | 2202.69 | 740.21 | 444.13 | 11547.34 | 3387.03 | 14490.24 | 190.84 | 0 | 0 | 2398.5 | 2214 | 2214 | 61.5 | 6857.25 | 284.5 | 13.52 | -56.4 | 11.72 | 20 | 23.9 | 0 | 0.5 | 0.1 | 0.5 | 0.5 | 0 | 0 | 0 | 0 | 0 | 0 | 0 | 0 | 0 | 0 | 0 | 0 | 0 | 0 | 0 | 0 | 0
3530 | 10.8 | 1411.34 | 660 | 131.35 | 2202.69 | 740.21 | 444.13 | 11547.34 | 3387.03 | 14490.24 | 190.84 | 0 | 0 | 2398.5 | 2214 | 2214 | 61.5 | 6857.25 | 284.13 | 13.16 | -56.79 | 11.32 | 20 | 25.26 | 0 | 0.5 | 0.1 | 0.5 | 0.5 | 0 | 0 | 0 | 0 | 0 | 0 | 0 | 0 | 0 | 0 | 0 | 0 | 0 | 0 | 0 | 0 | 0
3531 | 9.9 | 1411.34 | 660 | 131.35 | 2202.69 | 740.21 | 444.13 | 11547.34 | 3387.03 | 14490.24 | 190.84 | 0 | 0 | 2398.5 | 2214 | 2214 | 61.5 | 6857.25 | 283.31 | 12.33 | -57.68 | 10.43 | 20 | 28.31 | 0 | 0.5 | 0.1 | 0.5 | 0.5 | 0 | 0 | 0 | 0 | 0 | 0 | 0 | 0 | 0 | 0 | 0 | 0 | 0 | 0 | 0 | 0 | 0
3532 | 9.6 | 1411.34 | 660 | 131.35 | 2202.69 | 740.21 | 444.13 | 11547.34 | 3387.03 | 14490.24 | 190.84 | 0 | 0 | 2398.5 | 2214 | 2214 | 61.5 | 6857.25 | 283.03 | 12.05 | -57.98 | 10.14 | 20 | 29.32 | 0 | 0.5 | 0.1 | 0.5 | 0.5 | 0 | 0 | 0 | 0 | 0 | 0 | 0 | 0 | 0 | 0 | 0 | 0 | 0 | 0 | 0 | 0 | 0
3533 | 9.7 | 1411.34 | 660 | 131.35 | 2202.69 | 740.21 | 444.13 | 11547.34 | 3387.03 | 14490.24 | 190.84 | 0 | 0 | 2398.5 | 2214 | 2214 | 61.5 | 6857.25 | 283.12 | 12.15 | -57.88 | 10.24 | 20 | 28.98 | 0 | 0.5 | 0.1 | 0.5 | 0.5 | 0 | 0 | 0 | 0 | 0 | 0 | 0 | 0 | 0 | 0 | 0 | 0 | 0 | 0 | 0 | 0 | 0
3534 | 9.8 | 1411.34 | 660 | 131.35 | 2202.69 | 740.21 | 444.13 | 11547.34 | 3387.03 | 14490.24 | 190.84 | 0 | 0 | 2398.5 | 2214 | 2214 | 61.5 | 6857.25 | 283.21 | 12.24 | -57.78 | 10.33 | 20 | 28.64 | 0 | 0.5 | 0.1 | 0.5 | 0.5 | 0 | 0 | 0 | 0 | 0 | 0 | 0 | 0 | 0 | 0 | 0 | 0 | 0 | 0 | 0 | 0 | 0
3535 | 9.9 | 1411.34 | 660 | 131.35 | 2202.69 | 740.21 | 444.13 | 11547.34 | 3387.03 | 14490.24 | 190.84 | 1943.9 | 161.95 | 2398.5 | 2214 | 2214 | 61.5 | 6857.25 | 283.88 | 12.9 | -57.54 | 10.58 | 20 | 26.2 | 0 | 0.5 | 0.1 | 0.5 | 0.5 | 0 | 566.35 | 0 | 319.66 | 0 | 741.01 | 0 | 316.88 | 0 | 42.08 | 0 | 17.83 | 0 | 36.2 | 0 | 17.68 | 48.16
3536 | 10.3 | 1411.34 | 660 | 131.35 | 2202.69 | 740.21 | 177.65 | 11280.86 | 3120.55 | 14223.76 | 190.84 | 3370.43 | 280.37 | 959.4 | 4428 | 4428 | 24.6 | 9827.7 | 304.9 | 14.85 | -58.08 | 11.3 | 20 | 17.75 | 0 | 0.2 | 0.2 | 1 | 0.2 | 0 | 977 | 0 | 555.27 | 0 | 1287.56 | 0 | 550.6 | 0 | 72.59 | 0 | 30.98 | 0 | 62.9 | 0 | 30.72 | 83.19
3537 | 11 | 1411.34 | 660 | 131.35 | 2202.69 | 740.21 | 177.65 | 11280.86 | 3120.55 | 14223.76 | 190.84 | 7555.04 | 625.86 | 959.4 | 4428 | 4428 | 24.6 | 9827.7 | 306.85 | 16.8 | -57.07 | 12.3 | 20 | 11.03 | 0 | 0.2 | 0.2 | 1 | 0.2 | 0 | 2187.85 | 0 | 1248.72 | 0 | 2884.83 | 0 | 1233.64 | 0 | 162.55 | 0 | 69.67 | 0 | 140.93 | 0 | 68.83 | 183.89
3538 | 12.2 | 1411.34 | 660 | 131.35 | 2202.69 | 740.21 | 177.65 | 11280.86 | 3120.55 | 14223.76 | 190.84 | 25441.6 | 2084.11 | 959.4 | 4428 | 4428 | 24.6 | 9827.7 | 313.55 | 23.5 | -54.55 | 14.83 | 23.5 | 0 | 0 | 0.2 | 0.2 | 1 | 0.2 | 0 | 7372.14 | 0 | 4252.13 | 0 | 9678.5 | 0 | 4138.83 | 0 | 547.72 | 0 | 237.23 | 0 | 472.81 | 0 | 230.91 | 595.44
3539 | 12.4 | 1411.34 | 660 | 131.35 | 2202.69 | 740.21 | 177.65 | 11280.86 | 3120.55 | 14223.76 | 190.84 | 64024.6 | 5353.92 | 959.4 | 4428 | 4428 | 24.6 | 9827.7 | 326.01 | 35.96 | -51.44 | 17.93 | 23.9 | 0 | 0 | 0.2 | 0.2 | 1 | 0.2 | 0 | 18671.17 | 0 | 15702.33 | 0 | 20769.43 | 0 | 8881.66 | 0 | 1387.19 | 0 | 876.05 | 0 | 1014.63 | 0 | 495.52 | 1580.54
3540 | 10.4 | 1411.34 | 660 | 131.35 | 2202.69 | 740.21 | 177.65 | 11280.86 | 3120.55 | 14223.76 | 190.84 | 11001.09 | 1806.92 | 959.4 | 4428 | 4428 | 24.6 | 9827.7 | 307.8 | 17.75 | -57.34 | 12.03 | 20 | 7.74 | 0 | 0.2 | 0.2 | 1 | 0.2 | 0 | 3158.51 | 0 | 1825.71 | 0 | 4215.97 | 0 | 1800.9 | 0 | 469.33 | 0 | 203.72 | 0 | 411.92 | 0 | 200.95 | 521.01
3541 | 9.6 | 1411.34 | 660 | 131.35 | 2202.69 | 740.21 | 177.65 | 11280.86 | 3120.55 | 14223.76 | 190.84 | 23781.14 | 1949.89 | 959.4 | 4428 | 4428 | 24.6 | 9827.7 | 310.67 | 20.62 | -57.24 | 12.14 | 20.62 | 0 | 0 | 0.2 | 0.2 | 1 | 0.2 | 0 | 6818.16 | 0 | 3930.2 | 0 | 9145.24 | 0 | 3887.55 | 0 | 506.56 | 0 | 219.27 | 0 | 446.76 | 0 | 216.89 | 560.41
3542 | 9.1 | 1411.34 | 660 | 131.35 | 2202.69 | 740.21 | 177.65 | 11280.86 | 3120.55 | 14223.76 | 190.84 | 27488.95 | 2249.14 | 959.4 | 4428 | 4428 | 24.6 | 9827.7 | 311.41 | 21.36 | -57.45 | 11.92 | 21.36 | 0 | 0 | 0.2 | 0.2 | 1 | 0.2 | 0 | 7866.36 | 0 | 4522.23 | 0 | 10615.17 | 0 | 4485.2 | 0 | 584.44 | 0 | 252.3 | 0 | 518.57 | 0 | 250.23 | 643.6
3543 | 8.4 | 1411.34 | 660 | 131.35 | 2202.69 | 740.21 | 177.65 | 11280.86 | 3120.55 | 14223.76 | 190.84 | 27496.95 | 2249.05 | 959.4 | 4428 | 4428 | 24.6 | 9827.7 | 310.81 | 20.76 | -58.14 | 11.23 | 20.76 | 0 | 0 | 0.2 | 0.2 | 1 | 0.2 | 0 | 7857.03 | 0 | 4493.31 | 0 | 10666.73 | 0 | 4479.88 | 0 | 583.74 | 0 | 250.69 | 0 | 521.09 | 0 | 249.94 | 643.6
3544 | 8.4 | 1411.34 | 660 | 131.35 | 2202.69 | 740.21 | 177.65 | 11280.86 | 3120.55 | 14223.76 | 190.84 | 26577.23 | 2172.71 | 959.4 | 4428 | 4428 | 24.6 | 9827.7 | 310.49 | 20.44 | -58.21 | 11.16 | 20.44 | 0 | 0 | 0.2 | 0.2 | 1 | 0.2 | 0 | 7570 | 0 | 4316.23 | 0 | 10353.62 | 0 | 4337.38 | 0 | 562.42 | 0 | 240.81 | 0 | 505.79 | 0 | 241.99 | 621.71
3545 | 8.8 | 1411.34 | 660 | 131.35 | 2202.69 | 740.21 | 177.65 | 11280.86 | 3120.55 | 14223.76 | 190.84 | 18513.16 | 1518.02 | 959.4 | 4428 | 4428 | 24.6 | 9827.7 | 308.31 | 18.26 | -58.42 | 10.95 | 20 | 5.99 | 0 | 0.2 | 0.2 | 1 | 0.2 | 0 | 5261.52 | 0 | 2999.99 | 0 | 7209.92 | 0 | 3041.73 | 0 | 390.91 | 0 | 167.37 | 0 | 352.22 | 0 | 169.7 | 437.82
3546 | 8.8 | 1411.34 | 660 | 131.35 | 2202.69 | 740.21 | 444.13 | 11547.34 | 3387.03 | 14490.24 | 190.84 | 7584.3 | 626.63 | 2398.5 | 11070 | 11070 | 61.5 | 24569.25 | 289.32 | 18.34 | -57 | 11.11 | 20 | 6.11 | 0 | 0.5 | 0.5 | 1 | 0.5 | 0 | 2161.41 | 0 | 1232.38 | 0 | 2938.07 | 0 | 1252.45 | 0 | 160.58 | 0 | 68.76 | 0 | 143.53 | 0 | 69.88 | 183.89
3547 | 9.4 | 1411.34 | 660 | 131.35 | 2202.69 | 740.21 | 444.13 | 11547.34 | 3387.03 | 14490.24 | 190.84 | 10774.39 | 881.45 | 2398.5 | 11070 | 11070 | 61.5 | 24569.25 | 290.81 | 19.83 | -56.17 | 11.94 | 20 | 0.63 | 0 | 0.5 | 0.5 | 1 | 0.5 | 0 | 3009.33 | 0 | 1715.85 | 0 | 4220.72 | 0 | 1828.49 | 0 | 223.58 | 0 | 95.73 | 0 | 206.19 | 0 | 102.01 | 253.94
3548 | 9.5 | 1411.34 | 660 | 131.35 | 2202.69 | 740.21 | 444.13 | 11547.34 | 3387.03 | 14490.24 | 190.84 | 8577.09 | 689.77 | 2398.5 | 11070 | 11070 | 61.5 | 24569.25 | 290.25 | 19.27 | -56.24 | 11.88 | 20 | 2.68 | 0 | 0.5 | 0.5 | 1 | 0.5 | 0 | 2279.55 | 0 | 1299.74 | 0 | 3398.21 | 0 | 1599.59 | 0 | 169.36 | 0 | 72.51 | 0 | 166.01 | 0 | 89.24 | 192.64
3549 | 7.8 | 1411.34 | 660 | 131.35 | 2202.69 | 740.21 | 444.13 | 11547.34 | 3387.03 | 14490.24 | 190.84 | 1209.11 | 80.64 | 2398.5 | 11070 | 11070 | 61.5 | 24569.25 | 286.53 | 15.55 | -58.46 | 9.65 | 20 | 16.42 | 0 | 0.5 | 0.5 | 1 | 0.5 | 0 | 179.82 | 0 | 102.53 | 0 | 472.72 | 0 | 454.05 | 0 | 13.36 | 0 | 5.72 | 0 | 23.09 | 0 | 25.33 | 13.13
3550 | 7.4 | 1411.34 | 660 | 131.35 | 2202.69 | 740.21 | 444.13 | 11547.34 | 3387.03 | 14490.24 | 190.84 | 0 | 0 | 2398.5 | 11070 | 11070 | 61.5 | 24569.25 | 285.81 | 14.83 | -58.94 | 9.17 | 20 | 19.06 | 0 | 0.5 | 0.5 | 1 | 0.5 | 0 | 0 | 0 | 0 | 0 | 0 | 0 | 0 | 0 | 0 | 0 | 0 | 0 | 0 | 0 | 0 | 0
3551 | 7 | 1411.34 | 660 | 131.35 | 2202.69 | 740.21 | 444.13 | 11547.34 | 3387.03 | 14490.24 | 190.84 | 0 | 0 | 2398.5 | 11070 | 11070 | 61.5 | 24569.25 | 285.44 | 14.47 | -59.34 | 8.78 | 20 | 20.42 | 0 | 0.5 | 0.5 | 1 | 0.5 | 0 | 0 | 0 | 0 | 0 | 0 | 0 | 0 | 0 | 0 | 0 | 0 | 0 | 0 | 0 | 0 | 0
3552 | 8.4 | 1411.34 | 660 | 131.35 | 2202.69 | 740.21 | 444.13 | 11547.34 | 3387.03 | 14490.24 | 190.84 | 0 | 0 | 2398.5 | 11070 | 11070 | 61.5 | 24569.25 | 286.73 | 15.75 | -57.96 | 10.16 | 20 | 15.67 | 0 | 0.5 | 0.5 | 1 | 0.5 | 0 | 0 | 0 | 0 | 0 | 0 | 0 | 0 | 0 | 0 | 0 | 0 | 0 | 0 | 0 | 0 | 0
3553 | 7.4 | 1411.34 | 660 | 131.35 | 2202.69 | 740.21 | 444.13 | 11547.34 | 3387.03 | 14490.24 | 190.84 | 0 | 0 | 2398.5 | 2214 | 2214 | 61.5 | 6857.25 | 281.01 | 10.04 | -60.15 | 7.97 | 20 | 36.77 | 0 | 0.5 | 0.1 | 0.5 | 0.5 | 0 | 0 | 0 | 0 | 0 | 0 | 0 | 0 | 0 | 0 | 0 | 0 | 0 | 0 | 0 | 0 | 0
3554 | 7 | 1411.34 | 660 | 131.35 | 2202.69 | 740.21 | 444.13 | 11547.34 | 3387.03 | 14490.24 | 190.84 | 0 | 0 | 2398.5 | 2214 | 2214 | 61.5 | 6857.25 | 280.64 | 9.67 | -60.54 | 7.57 | 20 | 38.13 | 0 | 0.5 | 0.1 | 0.5 | 0.5 | 0 | 0 | 0 | 0 | 0 | 0 | 0 | 0 | 0 | 0 | 0 | 0 | 0 | 0 | 0 | 0 | 0
3555 | 6.8 | 1411.34 | 660 | 131.35 | 2202.69 | 740.21 | 444.13 | 11547.34 | 3387.03 | 14490.24 | 190.84 | 0 | 0 | 2398.5 | 2214 | 2214 | 61.5 | 6857.25 | 280.46 | 9.48 | -60.74 | 7.37 | 20 | 38.81 | 0 | 0.5 | 0.1 | 0.5 | 0.5 | 0 | 0 | 0 | 0 | 0 | 0 | 0 | 0 | 0 | 0 | 0 | 0 | 0 | 0 | 0 | 0 | 0
3556 | 7.6 | 1411.34 | 660 | 131.35 | 2202.69 | 740.21 | 444.13 | 11547.34 | 3387.03 | 14490.24 | 190.84 | 0 | 0 | 2398.5 | 2214 | 2214 | 61.5 | 6857.25 | 281.2 | 10.22 | -59.95 | 8.16 | 20 | 36.1 | 0 | 0.5 | 0.1 | 0.5 | 0.5 | 0 | 0 | 0 | 0 | 0 | 0 | 0 | 0 | 0 | 0 | 0 | 0 | 0 | 0 | 0 | 0 | 0
3557 | 7.4 | 1411.34 | 660 | 131.35 | 2202.69 | 740.21 | 444.13 | 11547.34 | 3387.03 | 14490.24 | 190.84 | 0 | 0 | 2398.5 | 2214 | 2214 | 61.5 | 6857.25 | 281.01 | 10.04 | -60.15 | 7.97 | 20 | 36.77 | 0 | 0.5 | 0.1 | 0.5 | 0.5 | 0 | 0 | 0 | 0 | 0 | 0 | 0 | 0 | 0 | 0 | 0 | 0 | 0 | 0 | 0 | 0 | 0
3558 | 8.2 | 1411.34 | 660 | 131.35 | 2202.69 | 740.21 | 444.13 | 11547.34 | 3387.03 | 14490.24 | 190.84 | 12520.29 | 970.11 | 2398.5 | 2214 | 2214 | 61.5 | 6857.25 | 285.4 | 14.43 | -58.44 | 9.67 | 20 | 20.57 | 0 | 0.5 | 0.1 | 0.5 | 0.5 | 0 | 8063.95 | 0 | 1709.36 | 0 | 1924.15 | 0 | 822.83 | 0 | 599.12 | 0 | 95.37 | 0 | 94 | 0 | 45.91 | 135.72
3559 | 9.6 | 1411.34 | 660 | 131.35 | 2202.69 | 740.21 | 444.13 | 11547.34 | 3387.03 | 14490.24 | 190.84 | 37490.11 | 2946.91 | 2398.5 | 2214 | 2214 | 61.5 | 6857.25 | 293.99 | 23.01 | -55.22 | 12.89 | 23.01 | 0 | 0 | 0.5 | 0.1 | 0.5 | 0.5 | 0 | 20100.88 | 0 | 6936.84 | 0 | 7321.49 | 0 | 3130.9 | 0 | 1493.41 | 0 | 387.01 | 0 | 357.67 | 0 | 174.68 | 534.14
3560 | 9.8 | 1411.34 | 660 | 131.35 | 2202.69 | 740.21 | 177.65 | 11280.86 | 3120.55 | 14223.76 | 190.84 | 25771.59 | 2096.03 | 959.4 | 4428 | 4428 | 24.6 | 9827.7 | 311.59 | 21.54 | -56.89 | 12.48 | 21.54 | 0 | 0 | 0.2 | 0.2 | 1 | 0.2 | 0 | 9121.93 | 0 | 4742.96 | 0 | 8340.17 | 0 | 3566.52 | 0 | 677.72 | 0 | 264.61 | 0 | 407.43 | 0 | 198.98 | 547.28
3561 | 9.9 | 1411.34 | 660 | 131.35 | 2202.69 | 740.21 | 177.65 | 11280.86 | 3120.55 | 14223.76 | 190.84 | 21365.42 | 1750.55 | 959.4 | 4428 | 4428 | 24.6 | 9827.7 | 310.25 | 20.2 | -57.12 | 12.25 | 20.2 | 0 | 0 | 0.2 | 0.2 | 1 | 0.2 | 0 | 6245.56 | 0 | 3569.72 | 0 | 8090.42 | 0 | 3459.72 | 0 | 464.02 | 0 | 199.16 | 0 | 395.23 | 0 | 193.02 | 499.12
3562 | 12.3 | 1411.34 | 660 | 131.35 | 2202.69 | 740.21 | 177.65 | 11280.86 | 3120.55 | 14223.76 | 190.84 | 82958 | 6931.48 | 959.4 | 4428 | 4428 | 24.6 | 9827.7 | 331.73 | 41.68 | -50.12 | 19.25 | 23.9 | 0 | 0 | 0.2 | 0.2 | 1 | 0.2 | 0 | 30184.1 | 0 | 23478.32 | 0 | 20520.41 | 0 | 8775.18 | 0 | 2242.54 | 0 | 1309.88 | 0 | 1002.46 | 0 | 489.58 | 1887.01
3563 | 12.2 | 1411.34 | 660 | 131.35 | 2202.69 | 740.21 | 177.65 | 11280.86 | 3120.55 | 14223.76 | 190.84 | 44740.97 | 7863.42 | 959.4 | 4428 | 4428 | 24.6 | 9827.7 | 320.98 | 30.93 | -52.81 | 16.57 | 23.9 | 0 | 0 | 0.2 | 0.2 | 1 | 0.2 | 0 | 13313.35 | 0 | 15771 | 0 | 10966.85 | 0 | 4689.77 | 0 | 1978.25 | 0 | 1759.76 | 0 | 1071.5 | 0 | 523.29 | 2530.61
3564 | 13.6 | 1411.34 | 660 | 131.35 | 2202.69 | 740.21 | 177.65 | 11280.86 | 3120.55 | 14223.76 | 190.84 | 38898.96 | 6742.31 | 959.4 | 4428 | 4428 | 24.6 | 9827.7 | 320.22 | 30.17 | -51.91 | 17.47 | 23.9 | 0 | 0 | 0.2 | 0.2 | 1 | 0.2 | 0 | 9042.81 | 0 | 11500.33 | 0 | 13199.84 | 0 | 5155.99 | 0 | 1343.68 | 0 | 1283.23 | 0 | 1289.67 | 0 | 575.32 | 2250.41
3565 | 13.4 | 1411.34 | 660 | 131.35 | 2202.69 | 740.21 | 177.65 | 11280.86 | 3120.55 | 14223.76 | 190.84 | 45592.98 | 7674.37 | 959.4 | 4428 | 4428 | 24.6 | 9827.7 | 322.25 | 32.2 | -51.58 | 17.8 | 23.9 | 0 | 0 | 0.2 | 0.2 | 1 | 0.2 | 0 | 8734.79 | 0 | 11702.42 | 0 | 20175.41 | 0 | 4980.36 | 0 | 1297.91 | 0 | 1305.78 | 0 | 1971.21 | 0 | 555.72 | 2543.75
3566 | 12.9 | 1411.34 | 660 | 131.35 | 2202.69 | 740.21 | 177.65 | 11280.86 | 3120.55 | 14223.76 | 190.84 | 45959.37 | 7454.1 | 959.4 | 4428 | 4428 | 24.6 | 9827.7 | 321.84 | 31.79 | -52.06 | 17.32 | 23.9 | 0 | 0 | 0.2 | 0.2 | 1 | 0.2 | 0 | 9097.21 | 0 | 8435.93 | 0 | 23239.23 | 0 | 5187 | 0 | 1351.76 | 0 | 941.3 | 0 | 2270.56 | 0 | 578.78 | 2311.7
3567 | 14.3 | 1411.34 | 660 | 131.35 | 2202.69 | 740.21 | 177.65 | 11280.86 | 3120.55 | 14223.76 | 190.84 | 61284.54 | 9757.2 | 959.4 | 4428 | 4428 | 24.6 | 9827.7 | 328.22 | 38.17 | -49.45 | 19.92 | 23.9 | 0 | 0 | 0.2 | 0.2 | 1 | 0.2 | 0 | 6975.1 | 0 | 6398.21 | 0 | 43934.19 | 0 | 3977.03 | 0 | 1036.44 | 0 | 713.93 | 0 | 4292.54 | 0 | 443.77 | 3270.53
3568 | 14.1 | 1411.34 | 660 | 131.35 | 2202.69 | 740.21 | 177.65 | 11280.86 | 3120.55 | 14223.76 | 190.84 | 58323.15 | 8745.98 | 959.4 | 4428 | 4428 | 24.6 | 9827.7 | 326.89 | 36.84 | -49.93 | 19.45 | 23.9 | 0 | 0 | 0.2 | 0.2 | 1 | 0.2 | 0 | 7017.04 | 0 | 4000.94 | 0 | 40731.06 | 0 | 6574.1 | 0 | 1042.67 | 0 | 446.43 | 0 | 3979.58 | 0 | 733.55 | 2543.75
3569 | 13.1 | 1411.34 | 660 | 131.35 | 2202.69 | 740.21 | 177.65 | 11280.86 | 3120.55 | 14223.76 | 190.84 | 41380.11 | 6119.84 | 959.4 | 4428 | 4428 | 24.6 | 9827.7 | 320.31 | 30.26 | -52.27 | 17.1 | 23.9 | 0 | 0 | 0.2 | 0.2 | 1 | 0.2 | 0 | 6782.02 | 0 | 3866.94 | 0 | 23704.29 | 0 | 7026.85 | 0 | 1007.75 | 0 | 431.48 | 0 | 2316 | 0 | 784.07 | 1580.54
3570 | 10.2 | 1411.34 | 660 | 131.35 | 2202.69 | 740.21 | 444.13 | 11547.34 | 3387.03 | 14490.24 | 190.84 | 16239.65 | 2590.52 | 2398.5 | 11070 | 11070 | 61.5 | 24569.25 | 293.6 | 22.63 | -54.9 | 13.22 | 22.63 | 0 | 0 | 0.5 | 0.5 | 1 | 0.5 | 0 | 4192.21 | 0 | 2390.3 | 0 | 6824.35 | 0 | 2832.8 | 0 | 622.93 | 0 | 266.71 | 0 | 666.76 | 0 | 316.09 | 718.03
3571 | 11.7 | 1411.34 | 660 | 131.35 | 2202.69 | 740.21 | 444.13 | 11547.34 | 3387.03 | 14490.24 | 190.84 | 65796.38 | 4414.14 | 2398.5 | 11070 | 11070 | 61.5 | 24569.25 | 308.86 | 37.89 | -49.92 | 18.2 | 23.9 | 0 | 0 | 0.5 | 0.5 | 1 | 0.5 | 0 | 7633 | 0 | 4352.15 | 0 | 35642.46 | 0 | 18168.77 | 0 | 567.1 | 0 | 242.81 | 0 | 1741.2 | 0 | 1013.66 | 849.38
3572 | 10.1 | 1411.34 | 660 | 131.35 | 2202.69 | 740.21 | 444.13 | 11547.34 | 3387.03 | 14490.24 | 190.84 | 7941.65 | 1163.75 | 2398.5 | 11070 | 11070 | 61.5 | 24569.25 | 290.88 | 19.9 | -55.66 | 12.46 | 20 | 0.37 | 0 | 0.5 | 0.5 | 1 | 0.5 | 0 | 1575.76 | 0 | 898.46 | 0 | 3443.32 | 0 | 2024.11 | 0 | 234.14 | 0 | 100.25 | 0 | 336.43 | 0 | 225.85 | 267.07
3573 | 9.6 | 1411.34 | 660 | 131.35 | 2202.69 | 740.21 | 444.13 | 11547.34 | 3387.03 | 14490.24 | 190.84 | 4698.73 | 317.94 | 2398.5 | 11070 | 11070 | 61.5 | 24569.25 | 289.19 | 18.21 | -56.43 | 11.69 | 20 | 6.59 | 0 | 0.5 | 0.5 | 1 | 0.5 | 0 | 395.97 | 0 | 225.77 | 0 | 1848.85 | 0 | 2228.13 | 0 | 29.42 | 0 | 12.6 | 0 | 90.32 | 0 | 124.31 | 61.3
3574 | 8.6 | 1411.34 | 660 | 131.35 | 2202.69 | 740.21 | 444.13 | 11547.34 | 3387.03 | 14490.24 | 190.84 | 0 | 0 | 2398.5 | 11070 | 11070 | 61.5 | 24569.25 | 286.91 | 15.94 | -57.76 | 10.36 | 20 | 15 | 0 | 0.5 | 0.5 | 1 | 0.5 | 0 | 0 | 0 | 0 | 0 | 0 | 0 | 0 | 0 | 0 | 0 | 0 | 0 | 0 | 0 | 0 | 0
3575 | 7.9 | 1411.34 | 660 | 131.35 | 2202.69 | 740.21 | 444.13 | 11547.34 | 3387.03 | 14490.24 | 190.84 | 0 | 0 | 2398.5 | 11070 | 11070 | 61.5 | 24569.25 | 286.27 | 15.29 | -58.45 | 9.67 | 20 | 17.37 | 0 | 0.5 | 0.5 | 1 | 0.5 | 0 | 0 | 0 | 0 | 0 | 0 | 0 | 0 | 0 | 0 | 0 | 0 | 0 | 0 | 0 | 0 | 0
3576 | 6.9 | 1411.34 | 660 | 131.35 | 2202.69 | 740.21 | 444.13 | 11547.34 | 3387.03 | 14490.24 | 190.84 | 0 | 0 | 2398.5 | 11070 | 11070 | 61.5 | 24569.25 | 285.35 | 14.38 | -59.44 | 8.68 | 20 | 20.76 | 0 | 0.5 | 0.5 | 1 | 0.5 | 0 | 0 | 0 | 0 | 0 | 0 | 0 | 0 | 0 | 0 | 0 | 0 | 0 | 0 | 0 | 0 | 0
3577 | 5.9 | 1411.34 | 660 | 131.35 | 2202.69 | 740.21 | 444.13 | 11547.34 | 3387.03 | 14490.24 | 190.84 | 0 | 0 | 2398.5 | 2214 | 2214 | 61.5 | 6857.25 | 279.63 | 8.66 | -61.63 | 6.49 | 20 | 41.85 | 0 | 0.5 | 0.1 | 0.5 | 0.5 | 0 | 0 | 0 | 0 | 0 | 0 | 0 | 0 | 0 | 0 | 0 | 0 | 0 | 0 | 0 | 0 | 0
3578 | 4.9 | 1411.34 | 660 | 131.35 | 2202.69 | 740.21 | 444.13 | 11547.34 | 3387.03 | 14490.24 | 190.84 | 0 | 0 | 2398.5 | 2214 | 2214 | 61.5 | 6857.25 | 278.72 | 7.74 | -62.62 | 5.5 | 20 | 45.24 | 0 | 0.5 | 0.1 | 0.5 | 0.5 | 0 | 0 | 0 | 0 | 0 | 0 | 0 | 0 | 0 | 0 | 0 | 0 | 0 | 0 | 0 | 0 | 0
3579 | 4.3 | 1411.34 | 660 | 131.35 | 2202.69 | 740.21 | 444.13 | 11547.34 | 3387.03 | 14490.24 | 190.84 | 0 | 0 | 2398.5 | 2214 | 2214 | 61.5 | 6857.25 | 278.17 | 7.19 | -63.21 | 4.91 | 20 | 47.27 | 0 | 0.5 | 0.1 | 0.5 | 0.5 | 0 | 0 | 0 | 0 | 0 | 0 | 0 | 0 | 0 | 0 | 0 | 0 | 0 | 0 | 0 | 0 | 0
3580 | 4.1 | 1411.34 | 660 | 131.35 | 2202.69 | 740.21 | 444.13 | 11547.34 | 3387.03 | 14490.24 | 190.84 | 0 | 0 | 2398.5 | 2214 | 2214 | 61.5 | 6857.25 | 277.98 | 7.01 | -63.41 | 4.71 | 20 | 47.95 | 0 | 0.5 | 0.1 | 0.5 | 0.5 | 0 | 0 | 0 | 0 | 0 | 0 | 0 | 0 | 0 | 0 | 0 | 0 | 0 | 0 | 0 | 0 | 0
3581 | 5.1 | 1411.34 | 660 | 131.35 | 2202.69 | 740.21 | 444.13 | 11547.34 | 3387.03 | 14490.24 | 190.84 | 549.19 | 45.24 | 2398.5 | 2214 | 2214 | 61.5 | 6857.25 | 279.06 | 8.09 | -62.38 | 5.74 | 20 | 43.97 | 0 | 0.5 | 0.1 | 0.5 | 0.5 | 0 | 158.1 | 0 | 90.14 | 0 | 210.8 | 0 | 90.14 | 0 | 11.75 | 0 | 5.03 | 0 | 10.3 | 0 | 5.03 | 13.13
3582 | 7.1 | 1411.34 | 660 | 131.35 | 2202.69 | 740.21 | 444.13 | 11547.34 | 3387.03 | 14490.24 | 190.84 | 32304.12 | 2469.27 | 2398.5 | 2214 | 2214 | 61.5 | 6857.25 | 290.16 | 19.18 | -58.08 | 10.04 | 20 | 3.02 | 0 | 0.5 | 0.1 | 0.5 | 0.5 | 0 | 23528.94 | 0 | 4179.05 | 0 | 3219.41 | 0 | 1376.72 | 0 | 1748.1 | 0 | 233.15 | 0 | 157.27 | 0 | 76.81 | 253.94
3583 | 8.9 | 1411.34 | 660 | 131.35 | 2202.69 | 740.21 | 444.13 | 11547.34 | 3387.03 | 14490.24 | 190.84 | 58255.39 | 4558.22 | 2398.5 | 2214 | 2214 | 61.5 | 6857.25 | 299.41 | 28.43 | -54.39 | 13.72 | 23.9 | 0 | 0 | 0.5 | 0.1 | 0.5 | 0.5 | 0 | 35070.77 | 0 | 11065.59 | 0 | 8488.91 | 0 | 3630.12 | 0 | 2605.6 | 0 | 617.36 | 0 | 414.7 | 0 | 202.53 | 718.03
3584 | 10.5 | 1411.34 | 660 | 131.35 | 2202.69 | 740.21 | 177.65 | 11280.86 | 3120.55 | 14223.76 | 190.84 | 31186.31 | 5016.54 | 959.4 | 4428 | 4428 | 24.6 | 9827.7 | 314.68 | 24.63 | -55.62 | 13.75 | 23.9 | 0 | 0 | 0.2 | 0.2 | 1 | 0.2 | 0 | 15069.11 | 0 | 6934.34 | 0 | 6432.23 | 0 | 2750.63 | 0 | 2239.14 | 0 | 773.75 | 0 | 628.45 | 0 | 306.92 | 1068.29
3585 | 11 | 1411.34 | 660 | 131.35 | 2202.69 | 740.21 | 177.65 | 11280.86 | 3120.55 | 14223.76 | 190.84 | 21416.07 | 3505.84 | 959.4 | 4428 | 4428 | 24.6 | 9827.7 | 311.86 | 21.81 | -55.91 | 13.46 | 21.81 | 0 | 0 | 0.2 | 0.2 | 1 | 0.2 | 0 | 7392.41 | 0 | 4319.63 | 0 | 6797.3 | 0 | 2906.74 | 0 | 1098.45 | 0 | 481.99 | 0 | 664.12 | 0 | 324.34 | 936.94
3586 | 11.9 | 1411.34 | 660 | 131.35 | 2202.69 | 740.21 | 177.65 | 11280.86 | 3120.55 | 14223.76 | 190.84 | 35701.21 | 2923.84 | 959.4 | 4428 | 4428 | 24.6 | 9827.7 | 316.57 | 26.52 | -54.07 | 15.3 | 23.9 | 0 | 0 | 0.2 | 0.2 | 1 | 0.2 | 0 | 10583.83 | 0 | 6333.42 | 0 | 13157.43 | 0 | 5626.53 | 0 | 786.33 | 0 | 353.35 | 0 | 642.77 | 0 | 313.91 | 827.48
3587 | 13.5 | 1411.34 | 660 | 131.35 | 2202.69 | 740.21 | 177.65 | 11280.86 | 3120.55 | 14223.76 | 190.84 | 38977.5 | 6636.43 | 959.4 | 4428 | 4428 | 24.6 | 9827.7 | 320.12 | 30.07 | -52.01 | 17.37 | 23.9 | 0 | 0 | 0.2 | 0.2 | 1 | 0.2 | 0 | 11501.11 | 0 | 11350.11 | 0 | 11295.82 | 0 | 4830.45 | 0 | 1708.96 | 0 | 1266.47 | 0 | 1103.64 | 0 | 538.99 | 2018.36
3588 | 14.6 | 1411.34 | 660 | 131.35 | 2202.69 | 740.21 | 177.65 | 11280.86 | 3120.55 | 14223.76 | 190.84 | 42746.35 | 8113.98 | 959.4 | 4428 | 4428 | 24.6 | 9827.7 | 322.64 | 32.59 | -50.56 | 18.82 | 23.9 | 0 | 0 | 0.2 | 0.2 | 1 | 0.2 | 0 | 7664.35 | 0 | 18108.97 | 0 | 12603 | 0 | 4370.02 | 0 | 1138.85 | 0 | 2020.64 | 0 | 1231.36 | 0 | 487.62 | 3235.51
3589 | 10 | 1411.34 | 660 | 131.35 | 2202.69 | 740.21 | 177.65 | 11280.86 | 3120.55 | 14223.76 | 190.84 | 20606.18 | 3356.94 | 959.4 | 4428 | 4428 | 24.6 | 9827.7 | 310.68 | 20.63 | -56.96 | 12.41 | 20.63 | 0 | 0 | 0.2 | 0.2 | 1 | 0.2 | 0 | 5884.03 | 0 | 3428.7 | 0 | 7938.53 | 0 | 3354.93 | 0 | 874.31 | 0 | 382.58 | 0 | 775.62 | 0 | 374.35 | 950.07
3590 | 9.9 | 1411.34 | 660 | 131.35 | 2202.69 | 740.21 | 177.65 | 11280.86 | 3120.55 | 14223.76 | 190.84 | 30225.86 | 2470.18 | 959.4 | 4428 | 4428 | 24.6 | 9827.7 | 312.99 | 22.94 | -56.46 | 12.92 | 22.94 | 0 | 0 | 0.2 | 0.2 | 1 | 0.2 | 0 | 8645.72 | 0 | 4973.36 | 0 | 11677.2 | 0 | 4929.58 | 0 | 642.34 | 0 | 277.47 | 0 | 570.45 | 0 | 275.03 | 704.89
3591 | 11.9 | 1411.34 | 660 | 131.35 | 2202.69 | 740.21 | 177.65 | 11280.86 | 3120.55 | 14223.76 | 190.84 | 75320.27 | 6033.37 | 959.4 | 4428 | 4428 | 24.6 | 9827.7 | 329 | 38.96 | -51.11 | 18.27 | 23.9 | 0 | 0 | 0.2 | 0.2 | 1 | 0.2 | 0 | 16783.58 | 0 | 10675.19 | 0 | 38291.92 | 0 | 9569.58 | 0 | 1246.95 | 0 | 595.58 | 0 | 1870.63 | 0 | 533.9 | 1786.31
3592 | 13.4 | 1411.34 | 660 | 131.35 | 2202.69 | 740.21 | 177.65 | 11280.86 | 3120.55 | 14223.76 | 190.84 | 75944.85 | 11521.42 | 959.4 | 4428 | 4428 | 24.6 | 9827.7 | 332.17 | 42.12 | -49.2 | 20.17 | 23.9 | 0 | 0 | 0.2 | 0.2 | 1 | 0.2 | 0 | 7041 | 0 | 4014.61 | 0 | 56941.3 | 0 | 7947.94 | 0 | 1046.23 | 0 | 447.96 | 0 | 5563.38 | 0 | 886.85 | 3577.01
3593 | 13.1 | 1411.34 | 660 | 131.35 | 2202.69 | 740.21 | 177.65 | 11280.86 | 3120.55 | 14223.76 | 190.84 | 62493.44 | 8837.31 | 959.4 | 4428 | 4428 | 24.6 | 9827.7 | 327.22 | 37.17 | -50.62 | 18.76 | 23.9 | 0 | 0 | 0.2 | 0.2 | 1 | 0.2 | 0 | 5846.31 | 0 | 3333.42 | 0 | 42474.48 | 0 | 10839.23 | 0 | 868.71 | 0 | 371.95 | 0 | 4149.92 | 0 | 1209.46 | 2237.27
3594 | 12.9 | 1411.34 | 660 | 131.35 | 2202.69 | 740.21 | 444.13 | 11547.34 | 3387.03 | 14490.24 | 190.84 | 16578.53 | 2641.32 | 2398.5 | 11070 | 11070 | 61.5 | 24569.25 | 296.19 | 25.21 | -52.2 | 15.91 | 23.9 | 0 | 0 | 0.5 | 0.5 | 1 | 0.5 | 0 | 4253.29 | 0 | 2425.12 | 0 | 6997.91 | 0 | 2902.21 | 0 | 632 | 0 | 270.6 | 0 | 683.72 | 0 | 323.84 | 731.16
3595 | 12.5 | 1411.34 | 660 | 131.35 | 2202.69 | 740.21 | 444.13 | 11547.34 | 3387.03 | 14490.24 | 190.84 | 4601.84 | 755.25 | 2398.5 | 11070 | 11070 | 61.5 | 24569.25 | 292.06 | 21.09 | -53.54 | 14.57 | 21.09 | 0 | 0 | 0.5 | 0.5 | 1 | 0.5 | 0 | 1291.44 | 0 | 736.35 | 0 | 1796.9 | 0 | 777.15 | 0 | 191.9 | 0 | 82.16 | 0 | 175.56 | 0 | 86.72 | 218.91
3596 | 11.5 | 1411.34 | 660 | 131.35 | 2202.69 | 740.21 | 444.13 | 11547.34 | 3387.03 | 14490.24 | 190.84 | 3084.27 | 254.12 | 2398.5 | 11070 | 11070 | 61.5 | 24569.25 | 290.51 | 19.54 | -54.67 | 13.45 | 20 | 1.71 | 0 | 0.5 | 0.5 | 1 | 0.5 | 0 | 861.21 | 0 | 491.04 | 0 | 1198.63 | 0 | 533.4 | 0 | 63.98 | 0 | 27.4 | 0 | 58.56 | 0 | 29.76 | 74.43
3597 | 10.8 | 1411.34 | 660 | 131.35 | 2202.69 | 740.21 | 444.13 | 11547.34 | 3387.03 | 14490.24 | 190.84 | 6114.33 | 406.57 | 2398.5 | 11070 | 11070 | 61.5 | 24569.25 | 290.7 | 19.72 | -55.14 | 12.97 | 20 | 1.02 | 0 | 0.5 | 0.5 | 1 | 0.5 | 0 | 416.6 | 0 | 237.54 | 0 | 2405.68 | 0 | 3054.51 | 0 | 30.95 | 0 | 13.25 | 0 | 117.52 | 0 | 170.41 | 74.43
3598 | 10 | 1411.34 | 660 | 131.35 | 2202.69 | 740.21 | 444.13 | 11547.34 | 3387.03 | 14490.24 | 190.84 | 0 | 0 | 2398.5 | 11070 | 11070 | 61.5 | 24569.25 | 288.2 | 17.22 | -56.38 | 11.74 | 20 | 10.26 | 0 | 0.5 | 0.5 | 1 | 0.5 | 0 | 0 | 0 | 0 | 0 | 0 | 0 | 0 | 0 | 0 | 0 | 0 | 0 | 0 | 0 | 0 | 0
3599 | 8.8 | 1411.34 | 660 | 131.35 | 2202.69 | 740.21 | 444.13 | 11547.34 | 3387.03 | 14490.24 | 190.84 | 0 | 0 | 2398.5 | 11070 | 11070 | 61.5 | 24569.25 | 287.1 | 16.12 | -57.56 | 10.55 | 20 | 14.32 | 0 | 0.5 | 0.5 | 1 | 0.5 | 0 | 0 | 0 | 0 | 0 | 0 | 0 | 0 | 0 | 0 | 0 | 0 | 0 | 0 | 0 | 0 | 0
3600 | 7.3 | 1411.34 | 660 | 131.35 | 2202.69 | 740.21 | 444.13 | 11547.34 | 3387.03 | 14490.24 | 190.84 | 0 | 0 | 2398.5 | 11070 | 11070 | 61.5 | 24569.25 | 285.72 | 14.74 | -59.04 | 9.07 | 20 | 19.4 | 0 | 0.5 | 0.5 | 1 | 0.5 | 0 | 0 | 0 | 0 | 0 | 0 | 0 | 0 | 0 | 0 | 0 | 0 | 0 | 0 | 0 | 0 | 0
3601 | 6.4 | 1411.34 | 660 | 131.35 | 2202.69 | 740.21 | 444.13 | 11547.34 | 3387.03 | 14490.24 | 190.84 | 0 | 0 | 2398.5 | 2214 | 2214 | 61.5 | 6857.25 | 280.09 | 9.12 | -61.14 | 6.98 | 20 | 40.16 | 0 | 0.5 | 0.1 | 0.5 | 0.5 | 0 | 0 | 0 | 0 | 0 | 0 | 0 | 0 | 0 | 0 | 0 | 0 | 0 | 0 | 0 | 0 | 0
3602 | 5.2 | 1411.34 | 660 | 131.35 | 2202.69 | 740.21 | 444.13 | 11547.34 | 3387.03 | 14490.24 | 190.84 | 0 | 0 | 2398.5 | 2214 | 2214 | 61.5 | 6857.25 | 278.99 | 8.02 | -62.32 | 5.79 | 20 | 44.22 | 0 | 0.5 | 0.1 | 0.5 | 0.5 | 0 | 0 | 0 | 0 | 0 | 0 | 0 | 0 | 0 | 0 | 0 | 0 | 0 | 0 | 0 | 0 | 0
3603 | 4.8 | 1411.34 | 660 | 131.35 | 2202.69 | 740.21 | 444.13 | 11547.34 | 3387.03 | 14490.24 | 190.84 | 0 | 0 | 2398.5 | 2214 | 2214 | 61.5 | 6857.25 | 278.63 | 7.65 | -62.72 | 5.4 | 20 | 45.58 | 0 | 0.5 | 0.1 | 0.5 | 0.5 | 0 | 0 | 0 | 0 | 0 | 0 | 0 | 0 | 0 | 0 | 0 | 0 | 0 | 0 | 0 | 0 | 0
3604 | 4.3 | 1411.34 | 660 | 131.35 | 2202.69 | 740.21 | 444.13 | 11547.34 | 3387.03 | 14490.24 | 190.84 | 0 | 0 | 2398.5 | 2214 | 2214 | 61.5 | 6857.25 | 278.17 | 7.19 | -63.21 | 4.91 | 20 | 47.27 | 0 | 0.5 | 0.1 | 0.5 | 0.5 | 0 | 0 | 0 | 0 | 0 | 0 | 0 | 0 | 0 | 0 | 0 | 0 | 0 | 0 | 0 | 0 | 0
3605 | 4.4 | 1411.34 | 660 | 131.35 | 2202.69 | 740.21 | 444.13 | 11547.34 | 3387.03 | 14490.24 | 190.84 | 549.19 | 45.24 | 2398.5 | 2214 | 2214 | 61.5 | 6857.25 | 278.42 | 7.44 | -63.07 | 5.05 | 20 | 46.34 | 0 | 0.5 | 0.1 | 0.5 | 0.5 | 0 | 158.1 | 0 | 90.14 | 0 | 210.8 | 0 | 90.14 | 0 | 11.75 | 0 | 5.03 | 0 | 10.3 | 0 | 5.03 | 13.13
3606 | 6.3 | 1411.34 | 660 | 131.35 | 2202.69 | 740.21 | 444.13 | 11547.34 | 3387.03 | 14490.24 | 190.84 | 31785.61 | 2431.16 | 2398.5 | 2214 | 2214 | 61.5 | 6857.25 | 289.27 | 18.3 | -58.9 | 9.21 | 20 | 6.28 | 0 | 0.5 | 0.1 | 0.5 | 0.5 | 0 | 23044.44 | 0 | 4101.1 | 0 | 3250.19 | 0 | 1389.88 | 0 | 1712.1 | 0 | 228.8 | 0 | 158.78 | 0 | 77.54 | 253.94
3607 | 10.2 | 1411.34 | 660 | 131.35 | 2202.69 | 740.21 | 444.13 | 11547.34 | 3387.03 | 14490.24 | 190.84 | 67223.57 | 5267.71 | 2398.5 | 2214 | 2214 | 61.5 | 6857.25 | 303.22 | 32.25 | -52.45 | 15.67 | 23.9 | 0 | 0 | 0.5 | 0.1 | 0.5 | 0.5 | 0 | 41956.77 | 0 | 12847.63 | 0 | 8699.14 | 0 | 3720.03 | 0 | 3117.2 | 0 | 716.78 | 0 | 424.97 | 0 | 207.54 | 801.21
3608 | 12.5 | 1411.34 | 660 | 131.35 | 2202.69 | 740.21 | 177.65 | 11280.86 | 3120.55 | 14223.76 | 190.84 | 49368.14 | 7940.19 | 959.4 | 4428 | 4428 | 24.6 | 9827.7 | 322.61 | 32.56 | -52.18 | 17.19 | 23.9 | 0 | 0 | 0.2 | 0.2 | 1 | 0.2 | 0 | 28010.48 | 0 | 12174.21 | 0 | 6432.65 | 0 | 2750.8 | 0 | 4162.11 | 0 | 1358.42 | 0 | 628.49 | 0 | 306.94 | 1484.22
3609 | 13.9 | 1411.34 | 660 | 131.35 | 2202.69 | 740.21 | 177.65 | 11280.86 | 3120.55 | 14223.76 | 190.84 | 57838.74 | 9605.74 | 959.4 | 4428 | 4428 | 24.6 | 9827.7 | 326.82 | 36.77 | -50.1 | 19.28 | 23.9 | 0 | 0 | 0.2 | 0.2 | 1 | 0.2 | 0 | 29241.16 | 0 | 17673.66 | 0 | 7651.78 | 0 | 3272.14 | 0 | 4344.98 | 0 | 1972.06 | 0 | 747.61 | 0 | 365.11 | 2175.98
3610 | 14.8 | 1411.34 | 660 | 131.35 | 2202.69 | 740.21 | 177.65 | 11280.86 | 3120.55 | 14223.76 | 190.84 | 58407.07 | 10212.25 | 959.4 | 4428 | 4428 | 24.6 | 9827.7 | 327.97 | 37.92 | -49.13 | 20.24 | 23.9 | 0 | 0 | 0.2 | 0.2 | 1 | 0.2 | 0 | 24769.62 | 0 | 21741.56 | 0 | 8332.6 | 0 | 3563.28 | 0 | 3680.55 | 0 | 2425.97 | 0 | 814.13 | 0 | 397.6 | 2894.01
3611 | 15.9 | 1411.34 | 660 | 131.35 | 2202.69 | 740.21 | 177.65 | 11280.86 | 3120.55 | 14223.76 | 190.84 | 53819.78 | 10127.9 | 959.4 | 4428 | 4428 | 24.6 | 9827.7 | 327.61 | 37.56 | -48.37 | 21.01 | 23.9 | 0 | 0 | 0.2 | 0.2 | 1 | 0.2 | 0 | 16417.95 | 0 | 23813.68 | 0 | 9517.96 | 0 | 4070.18 | 0 | 2439.56 | 0 | 2657.18 | 0 | 929.94 | 0 | 454.16 | 3647.06
3612 | 16.5 | 1411.34 | 660 | 131.35 | 2202.69 | 740.21 | 177.65 | 11280.86 | 3120.55 | 14223.76 | 190.84 | 42635.16 | 7916.29 | 959.4 | 4428 | 4428 | 24.6 | 9827.7 | 324.27 | 34.22 | -48.71 | 20.67 | 23.9 | 0 | 0 | 0.2 | 0.2 | 1 | 0.2 | 0 | 8075.58 | 0 | 17101.14 | 0 | 12853.94 | 0 | 4604.5 | 0 | 1199.96 | 0 | 1908.18 | 0 | 1255.88 | 0 | 513.78 | 3038.49
3613 | 16.5 | 1411.34 | 660 | 131.35 | 2202.69 | 740.21 | 177.65 | 11280.86 | 3120.55 | 14223.76 | 190.84 | 50448.48 | 8709.52 | 959.4 | 4428 | 4428 | 24.6 | 9827.7 | 326.77 | 36.72 | -48.11 | 21.27 | 23.9 | 0 | 0 | 0.2 | 0.2 | 1 | 0.2 | 0 | 8169.29 | 0 | 14437.75 | 0 | 23183.5 | 0 | 4657.93 | 0 | 1213.88 | 0 | 1611 | 0 | 2265.12 | 0 | 519.74 | 3099.78
3614 | 17.8 | 1411.34 | 660 | 131.35 | 2202.69 | 740.21 | 177.65 | 11280.86 | 3120.55 | 14223.76 | 190.84 | 56807.14 | 9436.92 | 959.4 | 4428 | 4428 | 24.6 | 9827.7 | 330 | 39.95 | -46.33 | 23.04 | 23.9 | 0 | 0 | 0.2 | 0.2 | 1 | 0.2 | 0 | 7606.09 | 0 | 11221.82 | 0 | 33642.42 | 0 | 4336.81 | 0 | 1130.2 | 0 | 1252.15 | 0 | 3286.99 | 0 | 483.91 | 3283.67
3615 | 17.8 | 1411.34 | 660 | 131.35 | 2202.69 | 740.21 | 177.65 | 11280.86 | 3120.55 | 14223.76 | 190.84 | 57738.69 | 9208.33 | 959.4 | 4428 | 4428 | 24.6 | 9827.7 | 330.2 | 40.15 | -46.28 | 23.09 | 23.9 | 0 | 0 | 0.2 | 0.2 | 1 | 0.2 | 0 | 7290.03 | 0 | 6251.44 | 0 | 40040.63 | 0 | 4156.6 | 0 | 1083.23 | 0 | 697.55 | 0 | 3912.12 | 0 | 463.8 | 3051.62
3616 | 17.8 | 1411.34 | 660 | 131.35 | 2202.69 | 740.21 | 177.65 | 11280.86 | 3120.55 | 14223.76 | 190.84 | 68673.61 | 10354.15 | 959.4 | 4428 | 4428 | 24.6 | 9827.7 | 333.71 | 43.66 | -45.45 | 23.93 | 23.93 | 0 | 0 | 0.2 | 0.2 | 1 | 0.2 | 0 | 6300 | 0 | 3592.1 | 0 | 51588.96 | 0 | 7192.55 | 0 | 936.12 | 0 | 400.81 | 0 | 5040.44 | 0 | 802.56 | 3174.21
3617 | 17.2 | 1411.34 | 660 | 131.35 | 2202.69 | 740.21 | 177.65 | 11280.86 | 3120.55 | 14223.76 | 190.84 | 47793.07 | 6927.51 | 959.4 | 4428 | 4428 | 24.6 | 9827.7 | 326.12 | 36.07 | -47.73 | 21.65 | 23.9 | 0 | 0 | 0.2 | 0.2 | 1 | 0.2 | 0 | 6681.73 | 0 | 3809.76 | 0 | 29103.74 | 0 | 8197.84 | 0 | 992.85 | 0 | 425.1 | 0 | 2843.55 | 0 | 914.73 | 1751.29
3618 | 16.6 | 1411.34 | 660 | 131.35 | 2202.69 | 740.21 | 444.13 | 11547.34 | 3387.03 | 14490.24 | 190.84 | 33049.5 | 4767.09 | 2398.5 | 11070 | 11070 | 61.5 | 24569.25 | 304.62 | 33.64 | -47.29 | 20.83 | 23.9 | 0 | 0 | 0.5 | 0.5 | 1 | 0.5 | 0 | 5318.83 | 0 | 3032.67 | 0 | 17802.28 | 0 | 6895.72 | 0 | 790.33 | 0 | 338.39 | 0 | 1739.35 | 0 | 769.44 | 1129.58
3619 | 15.4 | 1411.34 | 660 | 131.35 | 2202.69 | 740.21 | 444.13 | 11547.34 | 3387.03 | 14490.24 | 190.84 | 21220.04 | 3060.99 | 2398.5 | 11070 | 11070 | 61.5 | 24569.25 | 299.85 | 28.88 | -49.39 | 18.72 | 23.9 | 0 | 0 | 0.5 | 0.5 | 1 | 0.5 | 0 | 3598.84 | 0 | 2051.97 | 0 | 10438.76 | 0 | 5130.46 | 0 | 534.76 | 0 | 228.96 | 0 | 1019.91 | 0 | 572.47 | 704.89
3620 | 13.9 | 1411.34 | 660 | 131.35 | 2202.69 | 740.21 | 444.13 | 11547.34 | 3387.03 | 14490.24 | 190.84 | 13982.55 | 1896.41 | 2398.5 | 11070 | 11070 | 61.5 | 24569.25 | 296.2 | 25.22 | -51.45 | 16.67 | 23.9 | 0 | 0 | 0.5 | 0.5 | 1 | 0.5 | 0 | 1944.3 | 0 | 1108.59 | 0 | 6512.66 | 0 | 4417 | 0 | 288.91 | 0 | 123.7 | 0 | 636.31 | 0 | 492.86 | 354.64
3621 | 11.4 | 1411.34 | 660 | 131.35 | 2202.69 | 740.21 | 444.13 | 11547.34 | 3387.03 | 14490.24 | 190.84 | 7075.46 | 810.2 | 2398.5 | 11070 | 11070 | 61.5 | 24569.25 | 291.74 | 20.76 | -54.46 | 13.66 | 20.76 | 0 | 0 | 0.5 | 0.5 | 1 | 0.5 | 0 | 302.93 | 0 | 172.73 | 0 | 2785.85 | 0 | 3813.95 | 0 | 45.01 | 0 | 19.27 | 0 | 272.19 | 0 | 425.57 | 48.16
3622 | 10.7 | 1411.34 | 660 | 131.35 | 2202.69 | 740.21 | 444.13 | 11547.34 | 3387.03 | 14490.24 | 190.84 | 0 | 0 | 2398.5 | 11070 | 11070 | 61.5 | 24569.25 | 288.86 | 17.89 | -55.69 | 12.43 | 20 | 7.8 | 0 | 0.5 | 0.5 | 1 | 0.5 | 0 | 0 | 0 | 0 | 0 | 0 | 0 | 0 | 0 | 0 | 0 | 0 | 0 | 0 | 0 | 0 | 0
3623 | 10.3 | 1411.34 | 660 | 131.35 | 2202.69 | 740.21 | 444.13 | 11547.34 | 3387.03 | 14490.24 | 190.84 | 0 | 0 | 2398.5 | 11070 | 11070 | 61.5 | 24569.25 | 288.47 | 17.5 | -56.08 | 12.03 | 20 | 9.24 | 0 | 0.5 | 0.5 | 1 | 0.5 | 0 | 0 | 0 | 0 | 0 | 0 | 0 | 0 | 0 | 0 | 0 | 0 | 0 | 0 | 0 | 0 | 0
3624 | 10.1 | 1411.34 | 660 | 131.35 | 2202.69 | 740.21 | 444.13 | 11547.34 | 3387.03 | 14490.24 | 190.84 | 0 | 0 | 2398.5 | 11070 | 11070 | 61.5 | 24569.25 | 288.29 | 17.31 | -56.28 | 11.84 | 20 | 9.92 | 0 | 0.5 | 0.5 | 1 | 0.5 | 0 | 0 | 0 | 0 | 0 | 0 | 0 | 0 | 0 | 0 | 0 | 0 | 0 | 0 | 0 | 0 | 0
3625 | 9.5 | 1411.34 | 660 | 131.35 | 2202.69 | 740.21 | 444.13 | 11547.34 | 3387.03 | 14490.24 | 190.84 | 0 | 0 | 2398.5 | 2214 | 2214 | 61.5 | 6857.25 | 282.94 | 11.96 | -58.08 | 10.04 | 20 | 29.66 | 0 | 0.5 | 0.1 | 0.5 | 0.5 | 0 | 0 | 0 | 0 | 0 | 0 | 0 | 0 | 0 | 0 | 0 | 0 | 0 | 0 | 0 | 0 | 0
3626 | 9 | 1411.34 | 660 | 131.35 | 2202.69 | 740.21 | 444.13 | 11547.34 | 3387.03 | 14490.24 | 190.84 | 0 | 0 | 2398.5 | 2214 | 2214 | 61.5 | 6857.25 | 282.48 | 11.5 | -58.57 | 9.55 | 20 | 31.35 | 0 | 0.5 | 0.1 | 0.5 | 0.5 | 0 | 0 | 0 | 0 | 0 | 0 | 0 | 0 | 0 | 0 | 0 | 0 | 0 | 0 | 0 | 0 | 0
3627 | 6.8 | 1411.34 | 660 | 131.35 | 2202.69 | 740.21 | 444.13 | 11547.34 | 3387.03 | 14490.24 | 190.84 | 0 | 0 | 2398.5 | 2214 | 2214 | 61.5 | 6857.25 | 280.46 | 9.48 | -60.74 | 7.37 | 20 | 38.81 | 0 | 0.5 | 0.1 | 0.5 | 0.5 | 0 | 0 | 0 | 0 | 0 | 0 | 0 | 0 | 0 | 0 | 0 | 0 | 0 | 0 | 0 | 0 | 0
3628 | 7.5 | 1411.34 | 660 | 131.35 | 2202.69 | 740.21 | 444.13 | 11547.34 | 3387.03 | 14490.24 | 190.84 | 0 | 0 | 2398.5 | 2214 | 2214 | 61.5 | 6857.25 | 281.1 | 10.13 | -60.05 | 8.06 | 20 | 36.43 | 0 | 0.5 | 0.1 | 0.5 | 0.5 | 0 | 0 | 0 | 0 | 0 | 0 | 0 | 0 | 0 | 0 | 0 | 0 | 0 | 0 | 0 | 0 | 0
3629 | 6 | 1411.34 | 660 | 131.35 | 2202.69 | 740.21 | 444.13 | 11547.34 | 3387.03 | 14490.24 | 190.84 | 1466.54 | 120.75 | 2398.5 | 2214 | 2214 | 61.5 | 6857.25 | 280.16 | 9.18 | -61.42 | 6.69 | 20 | 39.93 | 0 | 0.5 | 0.1 | 0.5 | 0.5 | 0 | 422.19 | 0 | 240.72 | 0 | 562.91 | 0 | 240.72 | 0 | 31.37 | 0 | 13.43 | 0 | 27.5 | 0 | 13.43 | 35.03
3630 | 9.3 | 1411.34 | 660 | 131.35 | 2202.69 | 740.21 | 444.13 | 11547.34 | 3387.03 | 14490.24 | 190.84 | 40653.1 | 3195.22 | 2398.5 | 2214 | 2214 | 61.5 | 6857.25 | 294.64 | 23.66 | -55.29 | 12.83 | 23.66 | 0 | 0 | 0.5 | 0.1 | 0.5 | 0.5 | 0 | 29817.85 | 0 | 5192.96 | 0 | 3952.2 | 0 | 1690.09 | 0 | 2215.33 | 0 | 289.72 | 0 | 193.07 | 0 | 94.29 | 402.8
3631 | 12.3 | 1411.34 | 660 | 131.35 | 2202.69 | 740.21 | 444.13 | 11547.34 | 3387.03 | 14490.24 | 190.84 | 83987.89 | 6606.74 | 2398.5 | 2214 | 2214 | 61.5 | 6857.25 | 310.17 | 39.19 | -49.14 | 18.97 | 23.9 | 0 | 0 | 0.5 | 0.1 | 0.5 | 0.5 | 0 | 55275.67 | 0 | 16222.29 | 0 | 8748.7 | 0 | 3741.22 | 0 | 4106.74 | 0 | 905.06 | 0 | 427.39 | 0 | 208.73 | 958.83
3632 | 13.5 | 1411.34 | 660 | 131.35 | 2202.69 | 740.21 | 177.65 | 11280.86 | 3120.55 | 14223.76 | 190.84 | 60118.67 | 9707.65 | 959.4 | 4428 | 4428 | 24.6 | 9827.7 | 327.15 | 37.1 | -50.33 | 19.05 | 23.9 | 0 | 0 | 0.2 | 0.2 | 1 | 0.2 | 0 | 36556.67 | 0 | 15490.86 | 0 | 5653.51 | 0 | 2417.62 | 0 | 5432 | 0 | 1728.5 | 0 | 552.37 | 0 | 269.76 | 1725.02
3633 | 14.4 | 1411.34 | 660 | 131.35 | 2202.69 | 740.21 | 177.65 | 11280.86 | 3120.55 | 14223.76 | 190.84 | 61469.49 | 10275.23 | 959.4 | 4428 | 4428 | 24.6 | 9827.7 | 328.52 | 38.47 | -49.31 | 20.07 | 23.9 | 0 | 0 | 0.2 | 0.2 | 1 | 0.2 | 0 | 31948.68 | 0 | 19269.88 | 0 | 7180.37 | 0 | 3070.55 | 0 | 4747.29 | 0 | 2150.17 | 0 | 701.55 | 0 | 342.62 | 2333.59
3634 | 16.3 | 1411.34 | 660 | 131.35 | 2202.69 | 740.21 | 177.65 | 11280.86 | 3120.55 | 14223.76 | 190.84 | 59127.16 | 10357.96 | 959.4 | 4428 | 4428 | 24.6 | 9827.7 | 329.58 | 39.53 | -47.59 | 21.79 | 23.9 | 0 | 0 | 0.2 | 0.2 | 1 | 0.2 | 0 | 25216.43 | 0 | 22083.15 | 0 | 8284.75 | 0 | 3542.82 | 0 | 3746.94 | 0 | 2464.09 | 0 | 809.45 | 0 | 395.32 | 2942.17
3635 | 17 | 1411.34 | 660 | 131.35 | 2202.69 | 740.21 | 177.65 | 11280.86 | 3120.55 | 14223.76 | 190.84 | 50293.84 | 9410.78 | 959.4 | 4428 | 4428 | 24.6 | 9827.7 | 327.38 | 37.33 | -47.58 | 21.8 | 23.9 | 0 | 0 | 0.2 | 0.2 | 1 | 0.2 | 0 | 15377.05 | 0 | 21718.71 | 0 | 9244.74 | 0 | 3953.34 | 0 | 2284.89 | 0 | 2423.42 | 0 | 903.25 | 0 | 441.12 | 3358.1
3636 | 17.5 | 1411.34 | 660 | 131.35 | 2202.69 | 740.21 | 177.65 | 11280.86 | 3120.55 | 14223.76 | 190.84 | 45482.54 | 9017.48 | 959.4 | 4428 | 4428 | 24.6 | 9827.7 | 326.32 | 36.27 | -47.44 | 21.93 | 23.9 | 0 | 0 | 0.2 | 0.2 | 1 | 0.2 | 0 | 7375.62 | 0 | 21320.56 | 0 | 12580.97 | 0 | 4205.39 | 0 | 1095.95 | 0 | 2378.99 | 0 | 1229.21 | 0 | 469.25 | 3844.08
3637 | 18.3 | 1411.34 | 660 | 131.35 | 2202.69 | 740.21 | 177.65 | 11280.86 | 3120.55 | 14223.76 | 190.84 | 56922.7 | 10256.82 | 959.4 | 4428 | 4428 | 24.6 | 9827.7 | 330.72 | 40.67 | -45.78 | 23.6 | 23.9 | 0 | 0 | 0.2 | 0.2 | 1 | 0.2 | 0 | 7562.97 | 0 | 17930.85 | 0 | 27116.66 | 0 | 4312.22 | 0 | 1123.79 | 0 | 2000.76 | 0 | 2649.4 | 0 | 481.17 | 4001.7
3638 | 18.7 | 1411.34 | 660 | 131.35 | 2202.69 | 740.21 | 177.65 | 11280.86 | 3120.55 | 14223.76 | 190.84 | 63882.02 | 10798.54 | 959.4 | 4428 | 4428 | 24.6 | 9827.7 | 333.26 | 43.21 | -44.86 | 24.51 | 24 | 0 | -7.4 | 0.2 | 0.2 | 1 | 0.2 | 0 | 7449.89 | 0 | 12866.4 | 0 | 39317.99 | 0 | 4247.74 | 0 | 1106.99 | 0 | 1435.66 | 0 | 3841.52 | 0 | 473.97 | 3940.4
3639 | 19.4 | 1411.34 | 660 | 131.35 | 2202.69 | 740.21 | 177.65 | 11280.86 | 3120.55 | 14223.76 | 190.84 | 64247.58 | 10360.94 | 959.4 | 4428 | 4428 | 24.6 | 9827.7 | 333.88 | 43.83 | -44.17 | 25.2 | 24 | 0 | -17.29 | 0.2 | 0.2 | 1 | 0.2 | 0 | 6926.15 | 0 | 6534.43 | 0 | 46837.87 | 0 | 3949.12 | 0 | 1029.16 | 0 | 729.13 | 0 | 4576.24 | 0 | 440.65 | 3585.76
3640 | 19.4 | 1411.34 | 660 | 131.35 | 2202.69 | 740.21 | 177.65 | 11280.86 | 3120.55 | 14223.76 | 190.84 | 67230.95 | 10149.87 | 959.4 | 4428 | 4428 | 24.6 | 9827.7 | 334.68 | 44.63 | -43.98 | 25.39 | 24 | 0 | -20.06 | 0.2 | 0.2 | 1 | 0.2 | 0 | 6287.13 | 0 | 3584.77 | 0 | 50258.23 | 0 | 7100.83 | 0 | 934.21 | 0 | 400 | 0 | 4910.42 | 0 | 792.33 | 3112.92
3641 | 19.3 | 1411.34 | 660 | 131.35 | 2202.69 | 740.21 | 177.65 | 11280.86 | 3120.55 | 14223.76 | 190.84 | 69098.82 | 9746.59 | 959.4 | 4428 | 4428 | 24.6 | 9827.7 | 335.02 | 44.97 | -43.98 | 25.39 | 24 | 0 | -20.1 | 0.2 | 0.2 | 1 | 0.2 | 0 | 5497.98 | 0 | 3134.81 | 0 | 48379.22 | 0 | 12086.82 | 0 | 816.95 | 0 | 349.79 | 0 | 4726.83 | 0 | 1348.67 | 2504.34
3642 | 18.8 | 1411.34 | 660 | 131.35 | 2202.69 | 740.21 | 444.13 | 11547.34 | 3387.03 | 14490.24 | 190.84 | 63106.9 | 8432.19 | 2398.5 | 11070 | 11070 | 61.5 | 24569.25 | 315.78 | 44.81 | -42.82 | 25.3 | 24 | 0 | -19.04 | 0.5 | 0.5 | 1 | 0.5 | 0 | 4590.12 | 0 | 2617.18 | 0 | 40754.51 | 0 | 15145.09 | 0 | 682.05 | 0 | 292.03 | 0 | 3981.87 | 0 | 1689.92 | 1786.31
3643 | 17.9 | 1411.34 | 660 | 131.35 | 2202.69 | 740.21 | 444.13 | 11547.34 | 3387.03 | 14490.24 | 190.84 | 51088.6 | 6543.27 | 2398.5 | 11070 | 11070 | 61.5 | 24569.25 | 311.19 | 40.21 | -44.65 | 23.46 | 23.9 | 0 | 0 | 0.5 | 0.5 | 1 | 0.5 | 0 | 3450.58 | 0 | 1967.43 | 0 | 29872.72 | 0 | 15797.88 | 0 | 512.72 | 0 | 219.53 | 0 | 2918.68 | 0 | 1762.76 | 1129.58
3644 | 16.3 | 1411.34 | 660 | 131.35 | 2202.69 | 740.21 | 444.13 | 11547.34 | 3387.03 | 14490.24 | 190.84 | 29361.21 | 3649.02 | 2398.5 | 11070 | 11070 | 61.5 | 24569.25 | 303.04 | 32.07 | -47.91 | 20.21 | 23.9 | 0 | 0 | 0.5 | 0.5 | 1 | 0.5 | 0 | 2116.28 | 0 | 1206.65 | 0 | 14742.58 | 0 | 11295.7 | 0 | 314.46 | 0 | 134.64 | 0 | 1440.41 | 0 | 1260.4 | 499.12
3645 | 14.7 | 1411.34 | 660 | 131.35 | 2202.69 | 740.21 | 444.13 | 11547.34 | 3387.03 | 14490.24 | 190.84 | 1731.72 | 227.49 | 2398.5 | 11070 | 11070 | 61.5 | 24569.25 | 293.16 | 22.18 | -51.6 | 16.51 | 22.18 | 0 | 0 | 0.5 | 0.5 | 1 | 0.5 | 0 | 232.43 | 0 | 132.53 | 0 | 674.62 | 0 | 692.14 | 0 | 34.54 | 0 | 14.79 | 0 | 65.91 | 0 | 77.23 | 35.03
3646 | 13.1 | 1411.34 | 660 | 131.35 | 2202.69 | 740.21 | 444.13 | 11547.34 | 3387.03 | 14490.24 | 190.84 | 0 | 0 | 2398.5 | 11070 | 11070 | 61.5 | 24569.25 | 291.11 | 20.13 | -53.32 | 14.8 | 20.13 | 0 | 0 | 0.5 | 0.5 | 1 | 0.5 | 0 | 0 | 0 | 0 | 0 | 0 | 0 | 0 | 0 | 0 | 0 | 0 | 0 | 0 | 0 | 0 | 0
3647 | 10.7 | 1411.34 | 660 | 131.35 | 2202.69 | 740.21 | 444.13 | 11547.34 | 3387.03 | 14490.24 | 190.84 | 0 | 0 | 2398.5 | 11070 | 11070 | 61.5 | 24569.25 | 288.84 | 17.87 | -55.69 | 12.43 | 20 | 7.87 | 0 | 0.5 | 0.5 | 1 | 0.5 | 0 | 0 | 0 | 0 | 0 | 0 | 0 | 0 | 0 | 0 | 0 | 0 | 0 | 0 | 0 | 0 | 0
3648 | 7.9 | 1411.34 | 660 | 131.35 | 2202.69 | 740.21 | 444.13 | 11547.34 | 3387.03 | 14490.24 | 190.84 | 0 | 0 | 2398.5 | 11070 | 11070 | 61.5 | 24569.25 | 286.27 | 15.29 | -58.45 | 9.67 | 20 | 17.37 | 0 | 0.5 | 0.5 | 1 | 0.5 | 0 | 0 | 0 | 0 | 0 | 0 | 0 | 0 | 0 | 0 | 0 | 0 | 0 | 0 | 0 | 0 | 0
3649 | 6.8 | 1411.34 | 660 | 131.35 | 2202.69 | 740.21 | 444.13 | 11547.34 | 3387.03 | 14490.24 | 190.84 | 0 | 0 | 2398.5 | 2214 | 2214 | 61.5 | 6857.25 | 280.46 | 9.48 | -60.74 | 7.37 | 20 | 38.81 | 0 | 0.5 | 0.1 | 0.5 | 0.5 | 0 | 0 | 0 | 0 | 0 | 0 | 0 | 0 | 0 | 0 | 0 | 0 | 0 | 0 | 0 | 0 | 0
3650 | 6.4 | 1411.34 | 660 | 131.35 | 2202.69 | 740.21 | 444.13 | 11547.34 | 3387.03 | 14490.24 | 190.84 | 0 | 0 | 2398.5 | 2214 | 2214 | 61.5 | 6857.25 | 280.09 | 9.12 | -61.14 | 6.98 | 20 | 40.16 | 0 | 0.5 | 0.1 | 0.5 | 0.5 | 0 | 0 | 0 | 0 | 0 | 0 | 0 | 0 | 0 | 0 | 0 | 0 | 0 | 0 | 0 | 0 | 0
3651 | 5.9 | 1411.34 | 660 | 131.35 | 2202.69 | 740.21 | 444.13 | 11547.34 | 3387.03 | 14490.24 | 190.84 | 0 | 0 | 2398.5 | 2214 | 2214 | 61.5 | 6857.25 | 279.63 | 8.66 | -61.63 | 6.49 | 20 | 41.85 | 0 | 0.5 | 0.1 | 0.5 | 0.5 | 0 | 0 | 0 | 0 | 0 | 0 | 0 | 0 | 0 | 0 | 0 | 0 | 0 | 0 | 0 | 0 | 0
3652 | 5.6 | 1411.34 | 660 | 131.35 | 2202.69 | 740.21 | 444.13 | 11547.34 | 3387.03 | 14490.24 | 190.84 | 0 | 0 | 2398.5 | 2214 | 2214 | 61.5 | 6857.25 | 279.36 | 8.38 | -61.93 | 6.19 | 20 | 42.87 | 0 | 0.5 | 0.1 | 0.5 | 0.5 | 0 | 0 | 0 | 0 | 0 | 0 | 0 | 0 | 0 | 0 | 0 | 0 | 0 | 0 | 0 | 0 | 0
3653 | 5.6 | 1411.34 | 660 | 131.35 | 2202.69 | 740.21 | 444.13 | 11547.34 | 3387.03 | 14490.24 | 190.84 | 1059.74 | 106.6 | 2398.5 | 2214 | 2214 | 61.5 | 6857.25 | 279.68 | 8.7 | -61.85 | 6.27 | 20 | 41.7 | 0 | 0.5 | 0.1 | 0.5 | 0.5 | 0 | 736.96 | 0 | 78.68 | 0 | 170.98 | 0 | 73.12 | 0 | 54.75 | 0 | 4.39 | 0 | 8.35 | 0 | 4.08 | 35.03
3654 | 9.2 | 1411.34 | 660 | 131.35 | 2202.69 | 740.21 | 444.13 | 11547.34 | 3387.03 | 14490.24 | 190.84 | 41529.85 | 3233.32 | 2398.5 | 2214 | 2214 | 61.5 | 6857.25 | 294.79 | 23.82 | -55.32 | 12.79 | 23.82 | 0 | 0 | 0.5 | 0.1 | 0.5 | 0.5 | 0 | 30075.05 | 0 | 5312.51 | 0 | 4302.43 | 0 | 1839.86 | 0 | 2234.44 | 0 | 296.39 | 0 | 210.18 | 0 | 102.65 | 389.66
3655 | 13.7 | 1411.34 | 660 | 131.35 | 2202.69 | 740.21 | 444.13 | 11547.34 | 3387.03 | 14490.24 | 190.84 | 87789.1 | 6903.69 | 2398.5 | 2214 | 2214 | 61.5 | 6857.25 | 312.57 | 41.59 | -47.48 | 20.63 | 23.9 | 0 | 0 | 0.5 | 0.1 | 0.5 | 0.5 | 0 | 58423.81 | 0 | 16946.63 | 0 | 8698.78 | 0 | 3719.87 | 0 | 4340.63 | 0 | 945.47 | 0 | 424.95 | 0 | 207.54 | 985.1
3656 | 16.2 | 1411.34 | 660 | 131.35 | 2202.69 | 740.21 | 444.13 | 11547.34 | 3387.03 | 14490.24 | 190.84 | 57513.08 | 9292.87 | 2398.5 | 11070 | 11070 | 61.5 | 24569.25 | 312.11 | 41.13 | -45.71 | 22.41 | 23.9 | 0 | 0 | 0.5 | 0.5 | 1 | 0.5 | 0 | 34565.76 | 0 | 14649.75 | 0 | 5812.12 | 0 | 2485.45 | 0 | 5136.17 | 0 | 1634.65 | 0 | 567.87 | 0 | 277.33 | 1676.86
3657 | 17 | 1411.34 | 660 | 131.35 | 2202.69 | 740.21 | 444.13 | 11547.34 | 3387.03 | 14490.24 | 190.84 | 60381.86 | 10090.58 | 2398.5 | 11070 | 11070 | 61.5 | 24569.25 | 313.84 | 42.86 | -44.67 | 23.45 | 23.9 | 0 | 0 | 0.5 | 0.5 | 1 | 0.5 | 0 | 31225.34 | 0 | 18752.32 | 0 | 7287.73 | 0 | 3116.46 | 0 | 4639.81 | 0 | 2092.42 | 0 | 712.04 | 0 | 347.74 | 2298.57
3658 | 18.1 | 1411.34 | 660 | 131.35 | 2202.69 | 740.21 | 444.13 | 11547.34 | 3387.03 | 14490.24 | 190.84 | 58112.22 | 10162.5 | 2398.5 | 11070 | 11070 | 61.5 | 24569.25 | 314.25 | 43.28 | -43.73 | 24.38 | 24 | 0 | -5.63 | 0.5 | 0.5 | 1 | 0.5 | 0 | 24692.88 | 0 | 21434.15 | 0 | 8395.15 | 0 | 3590.03 | 0 | 3669.14 | 0 | 2391.67 | 0 | 820.24 | 0 | 400.58 | 2880.87
3659 | 18.9 | 1411.34 | 660 | 131.35 | 2202.69 | 740.21 | 444.13 | 11547.34 | 3387.03 | 14490.24 | 190.84 | 50160.56 | 9383.07 | 2398.5 | 11070 | 11070 | 61.5 | 24569.25 | 312.62 | 41.65 | -43.54 | 24.58 | 24 | 0 | -8.5 | 0.5 | 0.5 | 1 | 0.5 | 0 | 15393.74 | 0 | 21536.01 | 0 | 9267.67 | 0 | 3963.15 | 0 | 2287.37 | 0 | 2403.03 | 0 | 905.49 | 0 | 442.22 | 3344.96
3660 | 20 | 1411.34 | 660 | 131.35 | 2202.69 | 740.21 | 444.13 | 11547.34 | 3387.03 | 14490.24 | 190.84 | 44036.97 | 8708.99 | 2398.5 | 11070 | 11070 | 61.5 | 24569.25 | 311.79 | 40.81 | -42.91 | 25.2 | 24 | 0 | -17.64 | 0.5 | 0.5 | 1 | 0.5 | 0 | 7282.36 | 0 | 20390.34 | 0 | 12212.05 | 0 | 4152.22 | 0 | 1082.09 | 0 | 2275.2 | 0 | 1193.16 | 0 | 463.31 | 3695.22
3661 | 21.1 | 1411.34 | 660 | 131.35 | 2202.69 | 740.21 | 444.13 | 11547.34 | 3387.03 | 14490.24 | 190.84 | 54338.6 | 9783.46 | 2398.5 | 11070 | 11070 | 61.5 | 24569.25 | 315.88 | 44.91 | -41.05 | 27.06 | 24 | 0 | -44.95 | 0.5 | 0.5 | 1 | 0.5 | 0 | 7377.42 | 0 | 16998.14 | 0 | 25756.62 | 0 | 4206.42 | 0 | 1096.22 | 0 | 1896.69 | 0 | 2516.52 | 0 | 469.36 | 3804.68
3662 | 21.3 | 1411.34 | 660 | 131.35 | 2202.69 | 740.21 | 444.13 | 11547.34 | 3387.03 | 14490.24 | 190.84 | 60516.78 | 10228.82 | 2398.5 | 11070 | 11070 | 61.5 | 24569.25 | 317.86 | 46.88 | -40.4 | 27.71 | 24 | 0 | -54.47 | 0.5 | 0.5 | 1 | 0.5 | 0 | 7243.27 | 0 | 12156.29 | 0 | 36987.29 | 0 | 4129.93 | 0 | 1076.29 | 0 | 1356.43 | 0 | 3613.8 | 0 | 460.83 | 3721.49
3663 | 21.5 | 1411.34 | 660 | 131.35 | 2202.69 | 740.21 | 444.13 | 11547.34 | 3387.03 | 14490.24 | 190.84 | 61267.14 | 9886.96 | 2398.5 | 11070 | 11070 | 61.5 | 24569.25 | 318.16 | 47.18 | -40.18 | 27.94 | 24 | 0 | -57.78 | 0.5 | 0.5 | 1 | 0.5 | 0 | 6918.5 | 0 | 6330.63 | 0 | 44073.25 | 0 | 3944.76 | 0 | 1028.03 | 0 | 706.39 | 0 | 4306.12 | 0 | 440.16 | 3406.26
3664 | 22.1 | 1411.34 | 660 | 131.35 | 2202.69 | 740.21 | 444.13 | 11547.34 | 3387.03 | 14490.24 | 190.84 | 63576.91 | 9626.65 | 2398.5 | 11070 | 11070 | 61.5 | 24569.25 | 319.26 | 48.28 | -39.45 | 28.67 | 24 | 0 | -68.52 | 0.5 | 0.5 | 1 | 0.5 | 0 | 6417.46 | 0 | 3659.08 | 0 | 46624.09 | 0 | 6876.29 | 0 | 953.58 | 0 | 408.29 | 0 | 4555.35 | 0 | 767.27 | 2942.17
3665 | 21 | 1411.34 | 660 | 131.35 | 2202.69 | 740.21 | 444.13 | 11547.34 | 3387.03 | 14490.24 | 190.84 | 67133.43 | 9458.76 | 2398.5 | 11070 | 11070 | 61.5 | 24569.25 | 319.17 | 48.19 | -40.3 | 27.81 | 24 | 0 | -55.97 | 0.5 | 0.5 | 1 | 0.5 | 0 | 5585.31 | 0 | 3184.6 | 0 | 46609.42 | 0 | 11754.1 | 0 | 829.93 | 0 | 355.34 | 0 | 4553.92 | 0 | 1311.55 | 2408.02
3666 | 21.1 | 1411.34 | 660 | 131.35 | 2202.69 | 740.21 | 444.13 | 11547.34 | 3387.03 | 14490.24 | 190.84 | 60533.81 | 8130.64 | 2398.5 | 11070 | 11070 | 61.5 | 24569.25 | 317.11 | 46.14 | -40.74 | 27.37 | 24 | 0 | -49.49 | 0.5 | 0.5 | 1 | 0.5 | 0 | 4723.41 | 0 | 2693.17 | 0 | 38679.62 | 0 | 14437.6 | 0 | 701.86 | 0 | 300.51 | 0 | 3779.14 | 0 | 1610.98 | 1738.15
3667 | 20 | 1411.34 | 660 | 131.35 | 2202.69 | 740.21 | 444.13 | 11547.34 | 3387.03 | 14490.24 | 190.84 | 47419.22 | 6127.59 | 2398.5 | 11070 | 11070 | 61.5 | 24569.25 | 312.01 | 41.03 | -42.86 | 25.26 | 24 | 0 | -18.44 | 0.5 | 0.5 | 1 | 0.5 | 0 | 3626.21 | 0 | 2067.57 | 0 | 27321.31 | 0 | 14404.13 | 0 | 538.82 | 0 | 230.7 | 0 | 2669.39 | 0 | 1607.24 | 1081.42
3668 | 19 | 1411.34 | 660 | 131.35 | 2202.69 | 740.21 | 444.13 | 11547.34 | 3387.03 | 14490.24 | 190.84 | 23219.83 | 2964.09 | 2398.5 | 11070 | 11070 | 61.5 | 24569.25 | 303.67 | 32.7 | -45.71 | 22.41 | 23.9 | 0 | 0 | 0.5 | 0.5 | 1 | 0.5 | 0 | 2165.43 | 0 | 1234.68 | 0 | 11379.13 | 0 | 8440.59 | 0 | 321.76 | 0 | 137.77 | 0 | 1111.78 | 0 | 941.82 | 450.96
3669 | 18 | 1411.34 | 660 | 131.35 | 2202.69 | 740.21 | 444.13 | 11547.34 | 3387.03 | 14490.24 | 190.84 | 4197.95 | 541.3 | 2398.5 | 11070 | 11070 | 61.5 | 24569.25 | 296.94 | 25.97 | -48.16 | 19.96 | 23.9 | 0 | 0 | 0.5 | 0.5 | 1 | 0.5 | 0 | 337.13 | 0 | 192.22 | 0 | 1641.35 | 0 | 2027.24 | 0 | 50.09 | 0 | 21.45 | 0 | 160.37 | 0 | 226.2 | 83.19
3670 | 17 | 1411.34 | 660 | 131.35 | 2202.69 | 740.21 | 444.13 | 11547.34 | 3387.03 | 14490.24 | 190.84 | 0 | 0 | 2398.5 | 11070 | 11070 | 61.5 | 24569.25 | 294.74 | 23.76 | -49.47 | 18.65 | 23.76 | 0 | 0 | 0.5 | 0.5 | 1 | 0.5 | 0 | 0 | 0 | 0 | 0 | 0 | 0 | 0 | 0 | 0 | 0 | 0 | 0 | 0 | 0 | 0 | 0
3671 | 16.2 | 1411.34 | 660 | 131.35 | 2202.69 | 740.21 | 444.13 | 11547.34 | 3387.03 | 14490.24 | 190.84 | 0 | 0 | 2398.5 | 11070 | 11070 | 61.5 | 24569.25 | 294 | 23.03 | -50.26 | 17.86 | 23.03 | 0 | 0 | 0.5 | 0.5 | 1 | 0.5 | 0 | 0 | 0 | 0 | 0 | 0 | 0 | 0 | 0 | 0 | 0 | 0 | 0 | 0 | 0 | 0 | 0
3672 | 14.8 | 1411.34 | 660 | 131.35 | 2202.69 | 740.21 | 444.13 | 11547.34 | 3387.03 | 14490.24 | 190.84 | 0 | 0 | 2398.5 | 11070 | 11070 | 61.5 | 24569.25 | 292.7 | 21.72 | -51.64 | 16.48 | 21.72 | 0 | 0 | 0.5 | 0.5 | 1 | 0.5 | 0 | 0 | 0 | 0 | 0 | 0 | 0 | 0 | 0 | 0 | 0 | 0 | 0 | 0 | 0 | 0 | 0
3673 | 14.1 | 1411.34 | 660 | 131.35 | 2202.69 | 740.21 | 444.13 | 11547.34 | 3387.03 | 14490.24 | 190.84 | 0 | 0 | 2398.5 | 2214 | 2214 | 61.5 | 6857.25 | 287.21 | 16.24 | -53.54 | 14.58 | 20 | 13.89 | 0 | 0.5 | 0.1 | 0.5 | 0.5 | 0 | 0 | 0 | 0 | 0 | 0 | 0 | 0 | 0 | 0 | 0 | 0 | 0 | 0 | 0 | 0 | 0
3674 | 13 | 1411.34 | 660 | 131.35 | 2202.69 | 740.21 | 444.13 | 11547.34 | 3387.03 | 14490.24 | 190.84 | 0 | 0 | 2398.5 | 2214 | 2214 | 61.5 | 6857.25 | 286.15 | 15.17 | -54.62 | 13.49 | 20 | 17.81 | 0 | 0.5 | 0.1 | 0.5 | 0.5 | 0 | 0 | 0 | 0 | 0 | 0 | 0 | 0 | 0 | 0 | 0 | 0 | 0 | 0 | 0 | 0 | 0
3675 | 12.6 | 1411.34 | 660 | 131.35 | 2202.69 | 740.21 | 444.13 | 11547.34 | 3387.03 | 14490.24 | 190.84 | 0 | 0 | 2398.5 | 2214 | 2214 | 61.5 | 6857.25 | 285.78 | 14.81 | -55.02 | 13.1 | 20 | 19.16 | 0 | 0.5 | 0.1 | 0.5 | 0.5 | 0 | 0 | 0 | 0 | 0 | 0 | 0 | 0 | 0 | 0 | 0 | 0 | 0 | 0 | 0 | 0 | 0
3676 | 12.3 | 1411.34 | 660 | 131.35 | 2202.69 | 740.21 | 444.13 | 11547.34 | 3387.03 | 14490.24 | 190.84 | 0 | 0 | 2398.5 | 2214 | 2214 | 61.5 | 6857.25 | 285.51 | 14.53 | -55.31 | 12.8 | 20 | 20.18 | 0 | 0.5 | 0.1 | 0.5 | 0.5 | 0 | 0 | 0 | 0 | 0 | 0 | 0 | 0 | 0 | 0 | 0 | 0 | 0 | 0 | 0 | 0 | 0
3677 | 12.3 | 1411.34 | 660 | 131.35 | 2202.69 | 740.21 | 444.13 | 11547.34 | 3387.03 | 14490.24 | 190.84 | 546.67 | 61.74 | 2398.5 | 2214 | 2214 | 61.5 | 6857.25 | 285.67 | 14.7 | -55.27 | 12.84 | 20 | 19.57 | 0 | 0.5 | 0.1 | 0.5 | 0.5 | 0 | 315.1 | 0 | 54.78 | 0 | 123.83 | 0 | 52.96 | 0 | 23.41 | 0 | 3.06 | 0 | 6.05 | 0 | 2.95 | 26.27
3678 | 13.2 | 1411.34 | 660 | 131.35 | 2202.69 | 740.21 | 444.13 | 11547.34 | 3387.03 | 14490.24 | 190.84 | 46848.51 | 3585.14 | 2398.5 | 2214 | 2214 | 61.5 | 6857.25 | 300 | 29.02 | -50.99 | 17.13 | 23.9 | 0 | 0 | 0.5 | 0.1 | 0.5 | 0.5 | 0 | 35491.42 | 0 | 5834.62 | 0 | 3868.27 | 0 | 1654.19 | 0 | 2636.86 | 0 | 325.52 | 0 | 188.97 | 0 | 92.29 | 341.5
3679 | 14.8 | 1411.34 | 660 | 131.35 | 2202.69 | 740.21 | 444.13 | 11547.34 | 3387.03 | 14490.24 | 190.84 | 39592.79 | 6223.6 | 2398.5 | 2214 | 2214 | 61.5 | 6857.25 | 300.34 | 29.36 | -49.72 | 18.39 | 23.9 | 0 | 0 | 0.5 | 0.1 | 0.5 | 0.5 | 0 | 25537.81 | 0 | 7555.78 | 0 | 4552.43 | 0 | 1946.76 | 0 | 3794.69 | 0 | 843.09 | 0 | 444.79 | 0 | 217.22 | 923.8
3680 | 16.6 | 1411.34 | 660 | 131.35 | 2202.69 | 740.21 | 444.13 | 11547.34 | 3387.03 | 14490.24 | 190.84 | 56366.5 | 9087.02 | 2398.5 | 11070 | 11070 | 61.5 | 24569.25 | 312.11 | 41.13 | -45.4 | 22.71 | 23.9 | 0 | 0 | 0.5 | 0.5 | 1 | 0.5 | 0 | 33502.58 | 0 | 14202.14 | 0 | 6067.24 | 0 | 2594.54 | 0 | 4978.19 | 0 | 1584.71 | 0 | 592.79 | 0 | 289.5 | 1641.83
3681 | 17.9 | 1411.34 | 660 | 131.35 | 2202.69 | 740.21 | 444.13 | 11547.34 | 3387.03 | 14490.24 | 190.84 | 59897.85 | 10011.27 | 2398.5 | 11070 | 11070 | 61.5 | 24569.25 | 314.51 | 43.53 | -43.82 | 24.3 | 24 | 0 | -4.37 | 0.5 | 0.5 | 1 | 0.5 | 0 | 30917.98 | 0 | 18494.25 | 0 | 7344.76 | 0 | 3140.85 | 0 | 4594.14 | 0 | 2063.63 | 0 | 717.61 | 0 | 350.46 | 2285.43
3682 | 19.5 | 1411.34 | 660 | 131.35 | 2202.69 | 740.21 | 444.13 | 11547.34 | 3387.03 | 14490.24 | 190.84 | 57936.05 | 10131.45 | 2398.5 | 11070 | 11070 | 61.5 | 24569.25 | 315.48 | 44.51 | -42.36 | 25.75 | 24 | 0 | -25.71 | 0.5 | 0.5 | 1 | 0.5 | 0 | 24634.63 | 0 | 21266.63 | 0 | 8429.9 | 0 | 3604.89 | 0 | 3660.49 | 0 | 2372.98 | 0 | 823.63 | 0 | 402.24 | 2872.11
3683 | 21.5 | 1411.34 | 660 | 131.35 | 2202.69 | 740.21 | 444.13 | 11547.34 | 3387.03 | 14490.24 | 190.84 | 50030.93 | 9355.7 | 2398.5 | 11070 | 11070 | 61.5 | 24569.25 | 314.97 | 43.99 | -40.98 | 27.13 | 24 | 0 | -46.01 | 0.5 | 0.5 | 1 | 0.5 | 0 | 15408.89 | 0 | 21356.68 | 0 | 9291.87 | 0 | 3973.49 | 0 | 2289.62 | 0 | 2383.02 | 0 | 907.85 | 0 | 443.37 | 3331.83
3684 | 22.2 | 1411.34 | 660 | 131.35 | 2202.69 | 740.21 | 444.13 | 11547.34 | 3387.03 | 14490.24 | 190.84 | 43421.31 | 8465.19 | 2398.5 | 11070 | 11070 | 61.5 | 24569.25 | 313.58 | 42.6 | -40.8 | 27.31 | 24 | 0 | -48.66 | 0.5 | 0.5 | 1 | 0.5 | 0 | 7366.11 | 0 | 19737.41 | 0 | 12117.82 | 0 | 4199.98 | 0 | 1094.54 | 0 | 2202.34 | 0 | 1183.96 | 0 | 468.64 | 3515.71
3685 | 22 | 1411.34 | 660 | 131.35 | 2202.69 | 740.21 | 444.13 | 11547.34 | 3387.03 | 14490.24 | 190.84 | 51723.31 | 9140.6 | 2398.5 | 11070 | 11070 | 61.5 | 24569.25 | 315.83 | 44.85 | -40.39 | 27.73 | 24 | 0 | -54.74 | 0.5 | 0.5 | 1 | 0.5 | 0 | 7679.98 | 0 | 15567.93 | 0 | 24096.46 | 0 | 4378.94 | 0 | 1141.18 | 0 | 1737.1 | 0 | 2354.31 | 0 | 488.61 | 3419.39
3686 | 22.8 | 1411.34 | 660 | 131.35 | 2202.69 | 740.21 | 444.13 | 11547.34 | 3387.03 | 14490.24 | 190.84 | 58119.62 | 9820.64 | 2398.5 | 11070 | 11070 | 61.5 | 24569.25 | 318.48 | 47.5 | -39.11 | 29 | 24 | 0 | -73.4 | 0.5 | 0.5 | 1 | 0.5 | 0 | 7318.79 | 0 | 11604.04 | 0 | 35023.8 | 0 | 4172.99 | 0 | 1087.51 | 0 | 1294.8 | 0 | 3421.96 | 0 | 465.63 | 3550.74
3687 | 24.1 | 1411.34 | 660 | 131.35 | 2202.69 | 740.21 | 444.13 | 11547.34 | 3387.03 | 14490.24 | 190.84 | 60884.58 | 9836.96 | 2398.5 | 11070 | 11070 | 61.5 | 24569.25 | 320.42 | 49.45 | -37.64 | 30.47 | 24 | 0 | -93.91 | 0.5 | 0.5 | 1 | 0.5 | 0 | 6933.66 | 0 | 6303.63 | 0 | 43693.88 | 0 | 3953.4 | 0 | 1030.28 | 0 | 703.37 | 0 | 4269.06 | 0 | 441.13 | 3393.12
3688 | 24.6 | 1411.34 | 660 | 131.35 | 2202.69 | 740.21 | 444.13 | 11547.34 | 3387.03 | 14490.24 | 190.84 | 63703.68 | 9593.36 | 2398.5 | 11070 | 11070 | 61.5 | 24569.25 | 321.58 | 50.6 | -36.97 | 31.14 | 24 | 0 | -98.18 | 0.5 | 0.5 | 1 | 0.5 | 0 | 6450.89 | 0 | 3678.14 | 0 | 46661.04 | 0 | 6913.62 | 0 | 958.55 | 0 | 410.41 | 0 | 4558.96 | 0 | 771.44 | 2894.01
3689 | 24.6 | 1411.34 | 660 | 131.35 | 2202.69 | 740.21 | 444.13 | 11547.34 | 3387.03 | 14490.24 | 190.84 | 66536.02 | 9388.5 | 2398.5 | 11070 | 11070 | 61.5 | 24569.25 | 322.29 | 51.32 | -36.79 | 31.32 | 24 | 0 | -100.81 | 0.5 | 0.5 | 1 | 0.5 | 0 | 5627.29 | 0 | 3208.54 | 0 | 46034.17 | 0 | 11666.02 | 0 | 836.17 | 0 | 358.02 | 0 | 4497.71 | 0 | 1301.72 | 2394.89
3690 | 23.9 | 1411.34 | 660 | 131.35 | 2202.69 | 740.21 | 444.13 | 11547.34 | 3387.03 | 14490.24 | 190.84 | 49704.85 | 6821.48 | 2398.5 | 11070 | 11070 | 61.5 | 24569.25 | 316.39 | 45.42 | -38.81 | 29.31 | 24 | 0 | -77.93 | 0.5 | 0.5 | 1 | 0.5 | 0 | 5270.07 | 0 | 3004.87 | 0 | 30053.13 | 0 | 11376.78 | 0 | 783.09 | 0 | 335.29 | 0 | 2936.3 | 0 | 1269.45 | 1497.35
3691 | 22.6 | 1411.34 | 660 | 131.35 | 2202.69 | 740.21 | 444.13 | 11547.34 | 3387.03 | 14490.24 | 190.84 | 47045.4 | 6090.91 | 2398.5 | 11070 | 11070 | 61.5 | 24569.25 | 314.28 | 43.31 | -40.32 | 27.79 | 24 | 0 | -55.7 | 0.5 | 0.5 | 1 | 0.5 | 0 | 3655.06 | 0 | 2084.03 | 0 | 27035.72 | 0 | 14270.59 | 0 | 543.11 | 0 | 232.54 | 0 | 2641.49 | 0 | 1592.34 | 1081.42
3692 | 21.3 | 1411.34 | 660 | 131.35 | 2202.69 | 740.21 | 444.13 | 11547.34 | 3387.03 | 14490.24 | 190.84 | 21606.11 | 2783.67 | 2398.5 | 11070 | 11070 | 61.5 | 24569.25 | 305.3 | 34.32 | -43.56 | 24.55 | 24 | 0 | -8.12 | 0.5 | 0.5 | 1 | 0.5 | 0 | 2177.5 | 0 | 1241.56 | 0 | 10491.18 | 0 | 7695.87 | 0 | 323.56 | 0 | 138.54 | 0 | 1025.03 | 0 | 858.72 | 437.82
3693 | 19.9 | 1411.34 | 660 | 131.35 | 2202.69 | 740.21 | 444.13 | 11547.34 | 3387.03 | 14490.24 | 190.84 | 2531.78 | 343.51 | 2398.5 | 11070 | 11070 | 61.5 | 24569.25 | 298.18 | 27.21 | -46.41 | 21.71 | 23.9 | 0 | 0 | 0.5 | 0.5 | 1 | 0.5 | 0 | 361.1 | 0 | 205.89 | 0 | 983.51 | 0 | 981.28 | 0 | 53.66 | 0 | 22.97 | 0 | 96.09 | 0 | 109.49 | 61.3
3694 | 18.7 | 1411.34 | 660 | 131.35 | 2202.69 | 740.21 | 444.13 | 11547.34 | 3387.03 | 14490.24 | 190.84 | 0 | 0 | 2398.5 | 11070 | 11070 | 61.5 | 24569.25 | 296.3 | 25.32 | -47.79 | 20.33 | 23.9 | 0 | 0 | 0.5 | 0.5 | 1 | 0.5 | 0 | 0 | 0 | 0 | 0 | 0 | 0 | 0 | 0 | 0 | 0 | 0 | 0 | 0 | 0 | 0 | 0
3695 | 17.6 | 1411.34 | 660 | 131.35 | 2202.69 | 740.21 | 444.13 | 11547.34 | 3387.03 | 14490.24 | 190.84 | 0 | 0 | 2398.5 | 11070 | 11070 | 61.5 | 24569.25 | 295.29 | 24.32 | -48.88 | 19.24 | 23.9 | 0 | 0 | 0.5 | 0.5 | 1 | 0.5 | 0 | 0 | 0 | 0 | 0 | 0 | 0 | 0 | 0 | 0 | 0 | 0 | 0 | 0 | 0 | 0 | 0
3696 | 16.9 | 1411.34 | 660 | 131.35 | 2202.69 | 740.21 | 444.13 | 11547.34 | 3387.03 | 14490.24 | 190.84 | 0 | 0 | 2398.5 | 11070 | 11070 | 61.5 | 24569.25 | 294.65 | 23.67 | -49.57 | 18.55 | 23.67 | 0 | 0 | 0.5 | 0.5 | 1 | 0.5 | 0 | 0 | 0 | 0 | 0 | 0 | 0 | 0 | 0 | 0 | 0 | 0 | 0 | 0 | 0 | 0 | 0
3697 | 16.4 | 1411.34 | 660 | 131.35 | 2202.69 | 740.21 | 444.13 | 11547.34 | 3387.03 | 14490.24 | 190.84 | 0 | 0 | 2398.5 | 2214 | 2214 | 61.5 | 6857.25 | 289.38 | 18.41 | -51.27 | 16.85 | 20 | 5.88 | 0 | 0.5 | 0.1 | 0.5 | 0.5 | 0 | 0 | 0 | 0 | 0 | 0 | 0 | 0 | 0 | 0 | 0 | 0 | 0 | 0 | 0 | 0 | 0
3698 | 15.9 | 1411.34 | 660 | 131.35 | 2202.69 | 740.21 | 444.13 | 11547.34 | 3387.03 | 14490.24 | 190.84 | 0 | 0 | 2398.5 | 2214 | 2214 | 61.5 | 6857.25 | 288.81 | 17.84 | -51.76 | 16.36 | 20 | 7.98 | 0 | 0.5 | 0.1 | 0.5 | 0.5 | 0 | 0 | 0 | 0 | 0 | 0 | 0 | 0 | 0 | 0 | 0 | 0 | 0 | 0 | 0 | 0 | 0
3699 | 15.8 | 1411.34 | 660 | 131.35 | 2202.69 | 740.21 | 444.13 | 11547.34 | 3387.03 | 14490.24 | 190.84 | 0 | 0 | 2398.5 | 2214 | 2214 | 61.5 | 6857.25 | 288.72 | 17.74 | -51.86 | 16.26 | 20 | 8.32 | 0 | 0.5 | 0.1 | 0.5 | 0.5 | 0 | 0 | 0 | 0 | 0 | 0 | 0 | 0 | 0 | 0 | 0 | 0 | 0 | 0 | 0 | 0 | 0
3700 | 15.4 | 1411.34 | 660 | 131.35 | 2202.69 | 740.21 | 444.13 | 11547.34 | 3387.03 | 14490.24 | 190.84 | 0 | 0 | 2398.5 | 2214 | 2214 | 61.5 | 6857.25 | 288.35 | 17.38 | -52.25 | 15.86 | 20 | 9.68 | 0 | 0.5 | 0.1 | 0.5 | 0.5 | 0 | 0 | 0 | 0 | 0 | 0 | 0 | 0 | 0 | 0 | 0 | 0 | 0 | 0 | 0 | 0 | 0
3701 | 15.1 | 1411.34 | 660 | 131.35 | 2202.69 | 740.21 | 444.13 | 11547.34 | 3387.03 | 14490.24 | 190.84 | 660.89 | 77.2 | 2398.5 | 2214 | 2214 | 61.5 | 6857.25 | 288.28 | 17.3 | -52.5 | 15.62 | 20 | 9.96 | 0 | 0.5 | 0.1 | 0.5 | 0.5 | 0 | 349.4 | 0 | 73.06 | 0 | 167.01 | 0 | 71.42 | 0 | 25.96 | 0 | 4.08 | 0 | 8.16 | 0 | 3.98 | 35.03
3702 | 16.4 | 1411.34 | 660 | 131.35 | 2202.69 | 740.21 | 444.13 | 11547.34 | 3387.03 | 14490.24 | 190.84 | 43783.53 | 3351.88 | 2398.5 | 2214 | 2214 | 61.5 | 6857.25 | 302.04 | 31.07 | -48.06 | 20.06 | 23.9 | 0 | 0 | 0.5 | 0.1 | 0.5 | 0.5 | 0 | 32830.18 | 0 | 5456.17 | 0 | 3850.56 | 0 | 1646.62 | 0 | 2439.14 | 0 | 304.41 | 0 | 188.11 | 0 | 91.87 | 328.37
3703 | 18.3 | 1411.34 | 660 | 131.35 | 2202.69 | 740.21 | 444.13 | 11547.34 | 3387.03 | 14490.24 | 190.84 | 36664.93 | 5771.24 | 2398.5 | 2214 | 2214 | 61.5 | 6857.25 | 302.63 | 31.66 | -46.5 | 21.61 | 23.9 | 0 | 0 | 0.5 | 0.1 | 0.5 | 0.5 | 0 | 23118.13 | 0 | 6935.76 | 0 | 4630.77 | 0 | 1980.27 | 0 | 3435.15 | 0 | 773.91 | 0 | 452.44 | 0 | 220.96 | 888.78
3704 | 20.6 | 1411.34 | 660 | 131.35 | 2202.69 | 740.21 | 177.65 | 11280.86 | 3120.55 | 14223.76 | 190.84 | 52212.19 | 8415.4 | 959.4 | 4428 | 4428 | 24.6 | 9827.7 | 330.91 | 40.86 | -43.96 | 25.41 | 24 | 0 | -20.38 | 0.2 | 0.2 | 1 | 0.2 | 0 | 30239.29 | 0 | 12887.61 | 0 | 6363.89 | 0 | 2721.4 | 0 | 4493.29 | 0 | 1438.03 | 0 | 621.78 | 0 | 303.66 | 1558.65
3705 | 22.1 | 1411.34 | 660 | 131.35 | 2202.69 | 740.21 | 177.65 | 11280.86 | 3120.55 | 14223.76 | 190.84 | 57807.78 | 9617.1 | 959.4 | 4428 | 4428 | 24.6 | 9827.7 | 334.24 | 44.19 | -42.01 | 27.37 | 24 | 0 | -48.51 | 0.2 | 0.2 | 1 | 0.2 | 0 | 29316.41 | 0 | 17454.09 | 0 | 7731.18 | 0 | 3306.1 | 0 | 4356.16 | 0 | 1947.56 | 0 | 755.37 | 0 | 368.9 | 2189.11
3706 | 24.3 | 1411.34 | 660 | 131.35 | 2202.69 | 740.21 | 177.65 | 11280.86 | 3120.55 | 14223.76 | 190.84 | 56255.54 | 9805.49 | 959.4 | 4428 | 4428 | 24.6 | 9827.7 | 335.83 | 45.78 | -39.93 | 29.44 | 24 | 0 | -75.11 | 0.2 | 0.2 | 1 | 0.2 | 0 | 23697.8 | 0 | 20206.32 | 0 | 8651.69 | 0 | 3699.73 | 0 | 3521.28 | 0 | 2254.66 | 0 | 845.3 | 0 | 412.82 | 2771.41
3707 | 25.3 | 1411.34 | 660 | 131.35 | 2202.69 | 740.21 | 177.65 | 11280.86 | 3120.55 | 14223.76 | 190.84 | 50002.53 | 9269.88 | 959.4 | 4428 | 4428 | 24.6 | 9827.7 | 334.77 | 44.72 | -39.42 | 29.96 | 24 | 0 | -71.44 | 0.2 | 0.2 | 1 | 0.2 | 0 | 15449.84 | 0 | 21187.23 | 0 | 9361.98 | 0 | 4003.48 | 0 | 2295.71 | 0 | 2364.12 | 0 | 914.7 | 0 | 446.72 | 3248.64
3708 | 26.3 | 1411.34 | 660 | 131.35 | 2202.69 | 740.21 | 177.65 | 11280.86 | 3120.55 | 14223.76 | 190.84 | 42920.29 | 8458.94 | 959.4 | 4428 | 4428 | 24.6 | 9827.7 | 333.39 | 43.34 | -38.98 | 30.4 | 24 | 0 | -66.67 | 0.2 | 0.2 | 1 | 0.2 | 0 | 7343.82 | 0 | 19438.08 | 0 | 11951.12 | 0 | 4187.27 | 0 | 1091.23 | 0 | 2168.94 | 0 | 1167.67 | 0 | 467.22 | 3563.87
3709 | 27.2 | 1411.34 | 660 | 131.35 | 2202.69 | 740.21 | 177.65 | 11280.86 | 3120.55 | 14223.76 | 190.84 | 52669.29 | 9481.57 | 959.4 | 4428 | 4428 | 24.6 | 9827.7 | 337.33 | 47.28 | -37.34 | 32.03 | 24 | 0 | -80.25 | 0.2 | 0.2 | 1 | 0.2 | 0 | 7420.72 | 0 | 16278.29 | 0 | 24739.16 | 0 | 4231.11 | 0 | 1102.65 | 0 | 1816.37 | 0 | 2417.11 | 0 | 472.12 | 3673.33
3710 | 27.2 | 1411.34 | 660 | 131.35 | 2202.69 | 740.21 | 177.65 | 11280.86 | 3120.55 | 14223.76 | 190.84 | 58180.61 | 9737.23 | 959.4 | 4428 | 4428 | 24.6 | 9827.7 | 339 | 48.95 | -36.94 | 32.43 | 24 | 0 | -86.01 | 0.2 | 0.2 | 1 | 0.2 | 0 | 7437.72 | 0 | 11601.06 | 0 | 34901.02 | 0 | 4240.81 | 0 | 1105.18 | 0 | 1294.47 | 0 | 3409.96 | 0 | 473.2 | 3454.42
3711 | 26.6 | 1411.34 | 660 | 131.35 | 2202.69 | 740.21 | 177.65 | 11280.86 | 3120.55 | 14223.76 | 190.84 | 51978.35 | 8257.24 | 959.4 | 4428 | 4428 | 24.6 | 9827.7 | 336.23 | 46.18 | -38.07 | 31.31 | 24 | 0 | -76.46 | 0.2 | 0.2 | 1 | 0.2 | 0 | 8155.03 | 0 | 6156.27 | 0 | 33017.24 | 0 | 4649.8 | 0 | 1211.77 | 0 | 686.93 | 0 | 3225.91 | 0 | 518.83 | 2613.8
3712 | 27 | 1411.34 | 660 | 131.35 | 2202.69 | 740.21 | 177.65 | 11280.86 | 3120.55 | 14223.76 | 190.84 | 55314.59 | 8356.28 | 959.4 | 4428 | 4428 | 24.6 | 9827.7 | 337.58 | 47.54 | -37.43 | 31.94 | 24 | 0 | -81.14 | 0.2 | 0.2 | 1 | 0.2 | 0 | 7265.07 | 0 | 4142.36 | 0 | 37396.83 | 0 | 6510.33 | 0 | 1079.53 | 0 | 462.21 | 0 | 3653.81 | 0 | 726.44 | 2434.29
3713 | 26.4 | 1411.34 | 660 | 131.35 | 2202.69 | 740.21 | 177.65 | 11280.86 | 3120.55 | 14223.76 | 190.84 | 50547.19 | 7313.22 | 959.4 | 4428 | 4428 | 24.6 | 9827.7 | 335.36 | 45.31 | -38.43 | 30.94 | 24 | 0 | -73.46 | 0.2 | 0.2 | 1 | 0.2 | 0 | 6675.13 | 0 | 3805.99 | 0 | 31324.21 | 0 | 8741.86 | 0 | 991.86 | 0 | 424.68 | 0 | 3060.49 | 0 | 975.44 | 1860.74
3714 | 24.8 | 1411.34 | 660 | 131.35 | 2202.69 | 740.21 | 444.13 | 11547.34 | 3387.03 | 14490.24 | 190.84 | 53888.53 | 7334.54 | 2398.5 | 11070 | 11070 | 61.5 | 24569.25 | 318.49 | 47.52 | -37.6 | 30.52 | 24 | 0 | -86.78 | 0.5 | 0.5 | 1 | 0.5 | 0 | 5126.79 | 0 | 2923.17 | 0 | 33279.38 | 0 | 12559.19 | 0 | 761.8 | 0 | 326.17 | 0 | 3251.52 | 0 | 1401.38 | 1593.67
3715 | 23.5 | 1411.34 | 660 | 131.35 | 2202.69 | 740.21 | 444.13 | 11547.34 | 3387.03 | 14490.24 | 190.84 | 44240.92 | 5773.28 | 2398.5 | 11070 | 11070 | 61.5 | 24569.25 | 314.26 | 43.29 | -39.65 | 28.47 | 24 | 0 | -65.62 | 0.5 | 0.5 | 1 | 0.5 | 0 | 3755.96 | 0 | 2141.55 | 0 | 25119.73 | 0 | 13223.68 | 0 | 558.1 | 0 | 238.96 | 0 | 2454.29 | 0 | 1475.53 | 1046.4
3716 | 21.7 | 1411.34 | 660 | 131.35 | 2202.69 | 740.21 | 444.13 | 11547.34 | 3387.03 | 14490.24 | 190.84 | 29199.89 | 3648.87 | 2398.5 | 11070 | 11070 | 61.5 | 24569.25 | 307.96 | 36.98 | -42.59 | 25.52 | 24 | 0 | -22.37 | 0.5 | 0.5 | 1 | 0.5 | 0 | 2182.7 | 0 | 1244.52 | 0 | 14579.95 | 0 | 11192.71 | 0 | 324.33 | 0 | 138.87 | 0 | 1424.52 | 0 | 1248.91 | 512.25
3717 | 20 | 1411.34 | 660 | 131.35 | 2202.69 | 740.21 | 444.13 | 11547.34 | 3387.03 | 14490.24 | 190.84 | 2058.09 | 316.28 | 2398.5 | 11070 | 11070 | 61.5 | 24569.25 | 298.14 | 27.16 | -46.34 | 21.77 | 23.9 | 0 | 0 | 0.5 | 0.5 | 1 | 0.5 | 0 | 391.53 | 0 | 223.24 | 0 | 795.92 | 0 | 647.41 | 0 | 58.18 | 0 | 24.91 | 0 | 77.76 | 0 | 72.24 | 83.19
3718 | 18.2 | 1411.34 | 660 | 131.35 | 2202.69 | 740.21 | 444.13 | 11547.34 | 3387.03 | 14490.24 | 190.84 | 0 | 0 | 2398.5 | 11070 | 11070 | 61.5 | 24569.25 | 295.84 | 24.87 | -48.28 | 19.83 | 23.9 | 0 | 0 | 0.5 | 0.5 | 1 | 0.5 | 0 | 0 | 0 | 0 | 0 | 0 | 0 | 0 | 0 | 0 | 0 | 0 | 0 | 0 | 0 | 0 | 0
3719 | 16.7 | 1411.34 | 660 | 131.35 | 2202.69 | 740.21 | 444.13 | 11547.34 | 3387.03 | 14490.24 | 190.84 | 0 | 0 | 2398.5 | 11070 | 11070 | 61.5 | 24569.25 | 294.47 | 23.49 | -49.76 | 18.35 | 23.49 | 0 | 0 | 0.5 | 0.5 | 1 | 0.5 | 0 | 0 | 0 | 0 | 0 | 0 | 0 | 0 | 0 | 0 | 0 | 0 | 0 | 0 | 0 | 0 | 0
3720 | 15.2 | 1411.34 | 660 | 131.35 | 2202.69 | 740.21 | 444.13 | 11547.34 | 3387.03 | 14490.24 | 190.84 | 0 | 0 | 2398.5 | 11070 | 11070 | 61.5 | 24569.25 | 293.08 | 22.1 | -51.24 | 16.87 | 22.1 | 0 | 0 | 0.5 | 0.5 | 1 | 0.5 | 0 | 0 | 0 | 0 | 0 | 0 | 0 | 0 | 0 | 0 | 0 | 0 | 0 | 0 | 0 | 0 | 0
3721 | 13.8 | 1411.34 | 660 | 131.35 | 2202.69 | 740.21 | 444.13 | 11547.34 | 3387.03 | 14490.24 | 190.84 | 0 | 0 | 2398.5 | 2214 | 2214 | 61.5 | 6857.25 | 286.95 | 15.97 | -53.83 | 14.28 | 20 | 14.86 | 0 | 0.5 | 0.1 | 0.5 | 0.5 | 0 | 0 | 0 | 0 | 0 | 0 | 0 | 0 | 0 | 0 | 0 | 0 | 0 | 0 | 0 | 0 | 0
3722 | 13.3 | 1411.34 | 660 | 131.35 | 2202.69 | 740.21 | 444.13 | 11547.34 | 3387.03 | 14490.24 | 190.84 | 0 | 0 | 2398.5 | 2214 | 2214 | 61.5 | 6857.25 | 286.43 | 15.45 | -54.33 | 13.79 | 20 | 16.79 | 0 | 0.5 | 0.1 | 0.5 | 0.5 | 0 | 0 | 0 | 0 | 0 | 0 | 0 | 0 | 0 | 0 | 0 | 0 | 0 | 0 | 0 | 0 | 0
3723 | 13.4 | 1411.34 | 660 | 131.35 | 2202.69 | 740.21 | 444.13 | 11547.34 | 3387.03 | 14490.24 | 190.84 | 0 | 0 | 2398.5 | 2214 | 2214 | 61.5 | 6857.25 | 286.52 | 15.54 | -54.23 | 13.89 | 20 | 16.45 | 0 | 0.5 | 0.1 | 0.5 | 0.5 | 0 | 0 | 0 | 0 | 0 | 0 | 0 | 0 | 0 | 0 | 0 | 0 | 0 | 0 | 0 | 0 | 0
3724 | 13.5 | 1411.34 | 660 | 131.35 | 2202.69 | 740.21 | 444.13 | 11547.34 | 3387.03 | 14490.24 | 190.84 | 0 | 0 | 2398.5 | 2214 | 2214 | 61.5 | 6857.25 | 286.61 | 15.63 | -54.13 | 13.99 | 20 | 16.11 | 0 | 0.5 | 0.1 | 0.5 | 0.5 | 0 | 0 | 0 | 0 | 0 | 0 | 0 | 0 | 0 | 0 | 0 | 0 | 0 | 0 | 0 | 0 | 0
3725 | 13.6 | 1411.34 | 660 | 131.35 | 2202.69 | 740.21 | 444.13 | 11547.34 | 3387.03 | 14490.24 | 190.84 | 645.74 | 68.59 | 2398.5 | 2214 | 2214 | 61.5 | 6857.25 | 286.9 | 15.92 | -53.98 | 14.13 | 20 | 15.06 | 0 | 0.5 | 0.1 | 0.5 | 0.5 | 0 | 391.08 | 0 | 60.13 | 0 | 136.27 | 0 | 58.27 | 0 | 29.06 | 0 | 3.35 | 0 | 6.66 | 0 | 3.25 | 26.27
3726 | 14 | 1411.34 | 660 | 131.35 | 2202.69 | 740.21 | 444.13 | 11547.34 | 3387.03 | 14490.24 | 190.84 | 3629.47 | 297.35 | 2398.5 | 2214 | 2214 | 61.5 | 6857.25 | 288.13 | 17.16 | -53.37 | 14.75 | 20 | 10.49 | 0 | 0.5 | 0.1 | 0.5 | 0.5 | 0 | 1132.15 | 0 | 588.17 | 0 | 1337.28 | 0 | 571.86 | 0 | 84.11 | 0 | 32.81 | 0 | 65.33 | 0 | 31.9 | 83.19
3727 | 14.4 | 1411.34 | 660 | 131.35 | 2202.69 | 740.21 | 444.13 | 11547.34 | 3387.03 | 14490.24 | 190.84 | 9414.56 | 772.25 | 2398.5 | 2214 | 2214 | 61.5 | 6857.25 | 290.2 | 19.22 | -52.55 | 15.57 | 20 | 2.88 | 0 | 0.5 | 0.1 | 0.5 | 0.5 | 0 | 2837.56 | 0 | 1554.41 | 0 | 3518.13 | 0 | 1504.46 | 0 | 210.82 | 0 | 86.72 | 0 | 171.87 | 0 | 83.94 | 218.91
3728 | 14.3 | 1411.34 | 660 | 131.35 | 2202.69 | 740.21 | 177.65 | 11280.86 | 3120.55 | 14223.76 | 190.84 | 7041.69 | 583.04 | 959.4 | 4428 | 4428 | 24.6 | 9827.7 | 309.68 | 19.63 | -53.85 | 15.52 | 20 | 1.29 | 0 | 0.2 | 0.2 | 1 | 0.2 | 0 | 2054.26 | 0 | 1163.46 | 0 | 2678.54 | 0 | 1145.43 | 0 | 152.62 | 0 | 64.91 | 0 | 130.85 | 0 | 63.9 | 170.75
3729 | 14.7 | 1411.34 | 660 | 131.35 | 2202.69 | 740.21 | 177.65 | 11280.86 | 3120.55 | 14223.76 | 190.84 | 12225 | 1008.8 | 959.4 | 4428 | 4428 | 24.6 | 9827.7 | 311.66 | 21.62 | -53.07 | 16.3 | 21.62 | 0 | 0 | 0.2 | 0.2 | 1 | 0.2 | 0 | 3551.72 | 0 | 2026.83 | 0 | 4655.58 | 0 | 1990.87 | 0 | 263.88 | 0 | 113.08 | 0 | 227.43 | 0 | 111.07 | 293.34
3730 | 15.1 | 1411.34 | 660 | 131.35 | 2202.69 | 740.21 | 177.65 | 11280.86 | 3120.55 | 14223.76 | 190.84 | 17855.07 | 1469.16 | 959.4 | 4428 | 4428 | 24.6 | 9827.7 | 313.86 | 23.81 | -52.25 | 17.12 | 23.81 | 0 | 0 | 0.2 | 0.2 | 1 | 0.2 | 0 | 5165.19 | 0 | 2967.09 | 0 | 6810.43 | 0 | 2912.36 | 0 | 383.75 | 0 | 165.54 | 0 | 332.7 | 0 | 162.48 | 424.69
3731 | 16.8 | 1411.34 | 660 | 131.35 | 2202.69 | 740.21 | 177.65 | 11280.86 | 3120.55 | 14223.76 | 190.84 | 50027.39 | 4124.02 | 959.4 | 4428 | 4428 | 24.6 | 9827.7 | 325.58 | 35.53 | -48.16 | 21.21 | 23.9 | 0 | 0 | 0.2 | 0.2 | 1 | 0.2 | 0 | 14512.14 | 0 | 9495.17 | 0 | 18226.04 | 0 | 7794.03 | 0 | 1078.19 | 0 | 529.75 | 0 | 890.38 | 0 | 434.84 | 1190.88
3732 | 18.1 | 1411.34 | 660 | 131.35 | 2202.69 | 740.21 | 177.65 | 11280.86 | 3120.55 | 14223.76 | 190.84 | 38641.75 | 6731.73 | 959.4 | 4428 | 4428 | 24.6 | 9827.7 | 324.22 | 34.17 | -47.49 | 21.89 | 23.9 | 0 | 0 | 0.2 | 0.2 | 1 | 0.2 | 0 | 9088.09 | 0 | 11410.46 | 0 | 12961.39 | 0 | 5181.81 | 0 | 1350.41 | 0 | 1273.2 | 0 | 1266.38 | 0 | 578.2 | 2263.54
3733 | 19.4 | 1411.34 | 660 | 131.35 | 2202.69 | 740.21 | 177.65 | 11280.86 | 3120.55 | 14223.76 | 190.84 | 42344.64 | 7078.49 | 959.4 | 4428 | 4428 | 24.6 | 9827.7 | 326.57 | 36.52 | -45.92 | 23.45 | 23.9 | 0 | 0 | 0.2 | 0.2 | 1 | 0.2 | 0 | 9182.17 | 0 | 9929.28 | 0 | 17997.74 | 0 | 5235.45 | 0 | 1364.39 | 0 | 1107.93 | 0 | 1758.45 | 0 | 584.18 | 2263.54
3734 | 20.6 | 1411.34 | 660 | 131.35 | 2202.69 | 740.21 | 177.65 | 11280.86 | 3120.55 | 14223.76 | 190.84 | 56037.72 | 9362.03 | 959.4 | 4428 | 4428 | 24.6 | 9827.7 | 332.29 | 42.24 | -43.63 | 25.74 | 24 | 0 | -25.15 | 0.2 | 0.2 | 1 | 0.2 | 0 | 7645.08 | 0 | 11076.97 | 0 | 32956.64 | 0 | 4359.04 | 0 | 1135.99 | 0 | 1235.99 | 0 | 3219.99 | 0 | 486.39 | 3283.67
3735 | 20.2 | 1411.34 | 660 | 131.35 | 2202.69 | 740.21 | 177.65 | 11280.86 | 3120.55 | 14223.76 | 190.84 | 33935.12 | 5442 | 959.4 | 4428 | 4428 | 24.6 | 9827.7 | 324.38 | 34.33 | -45.83 | 23.54 | 23.9 | 0 | 0 | 0.2 | 0.2 | 1 | 0.2 | 0 | 7899.54 | 0 | 4917 | 0 | 16614.46 | 0 | 4504.13 | 0 | 1173.8 | 0 | 548.65 | 0 | 1623.29 | 0 | 502.58 | 1593.67
3736 | 20.9 | 1411.34 | 660 | 131.35 | 2202.69 | 740.21 | 177.65 | 11280.86 | 3120.55 | 14223.76 | 190.84 | 35011.72 | 5503.03 | 959.4 | 4428 | 4428 | 24.6 | 9827.7 | 325.34 | 35.29 | -45.06 | 24.31 | 24 | 0 | -4.53 | 0.2 | 0.2 | 1 | 0.2 | 0 | 7574.21 | 0 | 4318.63 | 0 | 18112.33 | 0 | 5006.56 | 0 | 1125.46 | 0 | 481.88 | 0 | 1769.64 | 0 | 558.64 | 1567.4
3737 | 20.6 | 1411.34 | 660 | 131.35 | 2202.69 | 740.21 | 177.65 | 11280.86 | 3120.55 | 14223.76 | 190.84 | 19257.88 | 3107.05 | 959.4 | 4428 | 4428 | 24.6 | 9827.7 | 319.81 | 29.76 | -46.61 | 22.76 | 23.9 | 0 | 0 | 0.2 | 0.2 | 1 | 0.2 | 0 | 5198.85 | 0 | 2964.26 | 0 | 7913.81 | 0 | 3180.96 | 0 | 772.5 | 0 | 330.76 | 0 | 773.21 | 0 | 354.94 | 875.64
3738 | 20.1 | 1411.34 | 660 | 131.35 | 2202.69 | 740.21 | 444.13 | 11547.34 | 3387.03 | 14490.24 | 190.84 | 18152.22 | 2877.3 | 2398.5 | 11070 | 11070 | 61.5 | 24569.25 | 303.28 | 32.31 | -44.98 | 23.14 | 23.9 | 0 | 0 | 0.5 | 0.5 | 1 | 0.5 | 0 | 4532.19 | 0 | 2584.14 | 0 | 7807.44 | 0 | 3228.44 | 0 | 673.44 | 0 | 288.34 | 0 | 762.82 | 0 | 360.24 | 792.46
3739 | 19.1 | 1411.34 | 660 | 131.35 | 2202.69 | 740.21 | 444.13 | 11547.34 | 3387.03 | 14490.24 | 190.84 | 29021.11 | 4012.32 | 2398.5 | 11070 | 11070 | 61.5 | 24569.25 | 305.62 | 34.64 | -45.14 | 22.97 | 23.9 | 0 | 0 | 0.5 | 0.5 | 1 | 0.5 | 0 | 3893.06 | 0 | 2219.73 | 0 | 15176.04 | 0 | 7732.29 | 0 | 578.47 | 0 | 247.68 | 0 | 1482.76 | 0 | 862.79 | 840.62
3740 | 18.2 | 1411.34 | 660 | 131.35 | 2202.69 | 740.21 | 444.13 | 11547.34 | 3387.03 | 14490.24 | 190.84 | 17053.5 | 2281.45 | 2398.5 | 11070 | 11070 | 61.5 | 24569.25 | 301.08 | 30.11 | -46.97 | 21.15 | 23.9 | 0 | 0 | 0.5 | 0.5 | 1 | 0.5 | 0 | 2127.32 | 0 | 1212.95 | 0 | 8048.4 | 0 | 5664.83 | 0 | 316.1 | 0 | 135.34 | 0 | 786.36 | 0 | 632.09 | 411.55
3741 | 16.9 | 1411.34 | 660 | 131.35 | 2202.69 | 740.21 | 444.13 | 11547.34 | 3387.03 | 14490.24 | 190.84 | 2786.66 | 407.56 | 2398.5 | 11070 | 11070 | 61.5 | 24569.25 | 295.51 | 24.54 | -49.35 | 18.77 | 23.9 | 0 | 0 | 0.5 | 0.5 | 1 | 0.5 | 0 | 413.11 | 0 | 235.54 | 0 | 1080.33 | 0 | 1057.68 | 0 | 61.38 | 0 | 26.28 | 0 | 105.55 | 0 | 118.02 | 96.32
3742 | 16 | 1411.34 | 660 | 131.35 | 2202.69 | 740.21 | 444.13 | 11547.34 | 3387.03 | 14490.24 | 190.84 | 0 | 0 | 2398.5 | 11070 | 11070 | 61.5 | 24569.25 | 293.82 | 22.85 | -50.45 | 17.66 | 22.85 | 0 | 0 | 0.5 | 0.5 | 1 | 0.5 | 0 | 0 | 0 | 0 | 0 | 0 | 0 | 0 | 0 | 0 | 0 | 0 | 0 | 0 | 0 | 0 | 0
3743 | 15.5 | 1411.34 | 660 | 131.35 | 2202.69 | 740.21 | 444.13 | 11547.34 | 3387.03 | 14490.24 | 190.84 | 0 | 0 | 2398.5 | 11070 | 11070 | 61.5 | 24569.25 | 293.33 | 22.36 | -50.95 | 17.17 | 22.36 | 0 | 0 | 0.5 | 0.5 | 1 | 0.5 | 0 | 0 | 0 | 0 | 0 | 0 | 0 | 0 | 0 | 0 | 0 | 0 | 0 | 0 | 0 | 0 | 0
3744 | 15.4 | 1411.34 | 660 | 131.35 | 2202.69 | 740.21 | 444.13 | 11547.34 | 3387.03 | 14490.24 | 190.84 | 0 | 0 | 2398.5 | 11070 | 11070 | 61.5 | 24569.25 | 293.23 | 22.25 | -51.05 | 17.07 | 22.25 | 0 | 0 | 0.5 | 0.5 | 1 | 0.5 | 0 | 0 | 0 | 0 | 0 | 0 | 0 | 0 | 0 | 0 | 0 | 0 | 0 | 0 | 0 | 0 | 0
3745 | 15 | 1411.34 | 660 | 131.35 | 2202.69 | 740.21 | 444.13 | 11547.34 | 3387.03 | 14490.24 | 190.84 | 0 | 0 | 2398.5 | 2214 | 2214 | 61.5 | 6857.25 | 288.06 | 17.08 | -52.65 | 15.47 | 20 | 10.78 | 0 | 0.5 | 0.1 | 0.5 | 0.5 | 0 | 0 | 0 | 0 | 0 | 0 | 0 | 0 | 0 | 0 | 0 | 0 | 0 | 0 | 0 | 0 | 0
3746 | 14.3 | 1411.34 | 660 | 131.35 | 2202.69 | 740.21 | 444.13 | 11547.34 | 3387.03 | 14490.24 | 190.84 | 0 | 0 | 2398.5 | 2214 | 2214 | 61.5 | 6857.25 | 287.34 | 16.37 | -53.34 | 14.78 | 20 | 13.4 | 0 | 0.5 | 0.1 | 0.5 | 0.5 | 0 | 0 | 0 | 0 | 0 | 0 | 0 | 0 | 0 | 0 | 0 | 0 | 0 | 0 | 0 | 0 | 0
3747 | 14.6 | 1411.34 | 660 | 131.35 | 2202.69 | 740.21 | 444.13 | 11547.34 | 3387.03 | 14490.24 | 190.84 | 0 | 0 | 2398.5 | 2214 | 2214 | 61.5 | 6857.25 | 287.62 | 16.64 | -53.04 | 15.07 | 20 | 12.39 | 0 | 0.5 | 0.1 | 0.5 | 0.5 | 0 | 0 | 0 | 0 | 0 | 0 | 0 | 0 | 0 | 0 | 0 | 0 | 0 | 0 | 0 | 0 | 0
3748 | 14.6 | 1411.34 | 660 | 131.35 | 2202.69 | 740.21 | 444.13 | 11547.34 | 3387.03 | 14490.24 | 190.84 | 0 | 0 | 2398.5 | 2214 | 2214 | 61.5 | 6857.25 | 287.62 | 16.64 | -53.04 | 15.07 | 20 | 12.39 | 0 | 0.5 | 0.1 | 0.5 | 0.5 | 0 | 0 | 0 | 0 | 0 | 0 | 0 | 0 | 0 | 0 | 0 | 0 | 0 | 0 | 0 | 0 | 0
3749 | 14.9 | 1411.34 | 660 | 131.35 | 2202.69 | 740.21 | 444.13 | 11547.34 | 3387.03 | 14490.24 | 190.84 | 1078.42 | 97.86 | 2398.5 | 2214 | 2214 | 61.5 | 6857.25 | 288.21 | 17.24 | -52.67 | 15.45 | 20 | 10.19 | 0 | 0.5 | 0.1 | 0.5 | 0.5 | 0 | 694.59 | 0 | 90.78 | 0 | 205.27 | 0 | 87.78 | 0 | 51.61 | 0 | 5.06 | 0 | 10.03 | 0 | 4.9 | 26.27
3750 | 14.8 | 1411.34 | 660 | 131.35 | 2202.69 | 740.21 | 444.13 | 11547.34 | 3387.03 | 14490.24 | 190.84 | 3209.32 | 263.6 | 2398.5 | 2214 | 2214 | 61.5 | 6857.25 | 288.74 | 17.77 | -52.61 | 15.51 | 20 | 8.24 | 0 | 0.5 | 0.1 | 0.5 | 0.5 | 0 | 992.37 | 0 | 520.76 | 0 | 1188.11 | 0 | 508.07 | 0 | 73.73 | 0 | 29.05 | 0 | 58.04 | 0 | 28.35 | 74.43
3751 | 15.1 | 1411.34 | 660 | 131.35 | 2202.69 | 740.21 | 444.13 | 11547.34 | 3387.03 | 14490.24 | 190.84 | 13214.39 | 1073.89 | 2398.5 | 2214 | 2214 | 61.5 | 6857.25 | 291.95 | 20.97 | -51.58 | 16.54 | 20.97 | 0 | 0 | 0.5 | 0.1 | 0.5 | 0.5 | 0 | 4700.11 | 0 | 2231.54 | 0 | 4400.82 | 0 | 1881.93 | 0 | 349.2 | 0 | 124.5 | 0 | 214.99 | 0 | 104.99 | 280.21
3752 | 15.6 | 1411.34 | 660 | 131.35 | 2202.69 | 740.21 | 177.65 | 11280.86 | 3120.55 | 14223.76 | 190.84 | 21198.59 | 1730.81 | 959.4 | 4428 | 4428 | 24.6 | 9827.7 | 315.33 | 25.28 | -51.51 | 17.86 | 23.9 | 0 | 0 | 0.2 | 0.2 | 1 | 0.2 | 0 | 6863.22 | 0 | 3691.67 | 0 | 7455.49 | 0 | 3188.2 | 0 | 509.91 | 0 | 205.96 | 0 | 364.21 | 0 | 177.87 | 472.85
3753 | 16 | 1411.34 | 660 | 131.35 | 2202.69 | 740.21 | 177.65 | 11280.86 | 3120.55 | 14223.76 | 190.84 | 10971.92 | 1797.57 | 959.4 | 4428 | 4428 | 24.6 | 9827.7 | 312.86 | 22.81 | -51.82 | 17.55 | 22.81 | 0 | 0 | 0.2 | 0.2 | 1 | 0.2 | 0 | 3207.93 | 0 | 1831.49 | 0 | 4155.48 | 0 | 1777.02 | 0 | 476.67 | 0 | 204.36 | 0 | 406.01 | 0 | 198.28 | 512.25
3754 | 15.6 | 1411.34 | 660 | 131.35 | 2202.69 | 740.21 | 177.65 | 11280.86 | 3120.55 | 14223.76 | 190.84 | 8471.56 | 701.16 | 959.4 | 4428 | 4428 | 24.6 | 9827.7 | 311.41 | 21.36 | -52.46 | 16.91 | 21.36 | 0 | 0 | 0.2 | 0.2 | 1 | 0.2 | 0 | 2444.69 | 0 | 1399.01 | 0 | 3241.63 | 0 | 1386.22 | 0 | 181.63 | 0 | 78.05 | 0 | 158.36 | 0 | 77.34 | 205.78
3755 | 16.4 | 1411.34 | 660 | 131.35 | 2202.69 | 740.21 | 177.65 | 11280.86 | 3120.55 | 14223.76 | 190.84 | 32366.56 | 2645.71 | 959.4 | 4428 | 4428 | 24.6 | 9827.7 | 319.57 | 29.52 | -49.88 | 19.49 | 23.9 | 0 | 0 | 0.2 | 0.2 | 1 | 0.2 | 0 | 9326.48 | 0 | 5410.3 | 0 | 12348.98 | 0 | 5280.81 | 0 | 692.92 | 0 | 301.85 | 0 | 603.27 | 0 | 294.62 | 753.05
3756 | 17.8 | 1411.34 | 660 | 131.35 | 2202.69 | 740.21 | 177.65 | 11280.86 | 3120.55 | 14223.76 | 190.84 | 29180.66 | 4839.19 | 959.4 | 4428 | 4428 | 24.6 | 9827.7 | 320.65 | 30.6 | -48.57 | 20.8 | 23.9 | 0 | 0 | 0.2 | 0.2 | 1 | 0.2 | 0 | 8052.66 | 0 | 5661.14 | 0 | 10875.43 | 0 | 4591.43 | 0 | 1196.55 | 0 | 631.68 | 0 | 1062.57 | 0 | 512.32 | 1436.06
3757 | 19.1 | 1411.34 | 660 | 131.35 | 2202.69 | 740.21 | 177.65 | 11280.86 | 3120.55 | 14223.76 | 190.84 | 34063.46 | 5620.98 | 959.4 | 4428 | 4428 | 24.6 | 9827.7 | 323.47 | 33.42 | -46.89 | 22.48 | 23.9 | 0 | 0 | 0.2 | 0.2 | 1 | 0.2 | 0 | 8373.24 | 0 | 7016.46 | 0 | 13899.55 | 0 | 4774.21 | 0 | 1244.19 | 0 | 782.91 | 0 | 1358.04 | 0 | 532.72 | 1703.13
3758 | 20.6 | 1411.34 | 660 | 131.35 | 2202.69 | 740.21 | 177.65 | 11280.86 | 3120.55 | 14223.76 | 190.84 | 39678.78 | 6474.41 | 959.4 | 4428 | 4428 | 24.6 | 9827.7 | 326.71 | 36.66 | -44.96 | 24.41 | 24 | 0 | -5.9 | 0.2 | 0.2 | 1 | 0.2 | 0 | 9006.57 | 0 | 7050.66 | 0 | 18486.23 | 0 | 5135.32 | 0 | 1338.3 | 0 | 786.73 | 0 | 1806.17 | 0 | 573.01 | 1970.2
3759 | 21 | 1411.34 | 660 | 131.35 | 2202.69 | 740.21 | 177.65 | 11280.86 | 3120.55 | 14223.76 | 190.84 | 50779.38 | 8072.92 | 959.4 | 4428 | 4428 | 24.6 | 9827.7 | 330.76 | 40.71 | -43.69 | 25.69 | 24 | 0 | -24.29 | 0.2 | 0.2 | 1 | 0.2 | 0 | 8217.96 | 0 | 6097.18 | 0 | 31778.57 | 0 | 4685.68 | 0 | 1221.12 | 0 | 680.34 | 0 | 3104.89 | 0 | 522.84 | 2543.75
3760 | 19.8 | 1411.34 | 660 | 131.35 | 2202.69 | 740.21 | 177.65 | 11280.86 | 3120.55 | 14223.76 | 190.84 | 18733 | 3046.58 | 959.4 | 4428 | 4428 | 24.6 | 9827.7 | 318.92 | 28.87 | -47.44 | 21.93 | 23.9 | 0 | 0 | 0.2 | 0.2 | 1 | 0.2 | 0 | 5297.54 | 0 | 3020.53 | 0 | 7368.14 | 0 | 3046.79 | 0 | 787.17 | 0 | 337.04 | 0 | 719.89 | 0 | 339.97 | 862.51
3761 | 18.3 | 1411.34 | 660 | 131.35 | 2202.69 | 740.21 | 177.65 | 11280.86 | 3120.55 | 14223.76 | 190.84 | 5547.32 | 914.91 | 959.4 | 4428 | 4428 | 24.6 | 9827.7 | 313.11 | 23.06 | -49.99 | 19.39 | 23.06 | 0 | 0 | 0.2 | 0.2 | 1 | 0.2 | 0 | 1585.03 | 0 | 903.75 | 0 | 2147.29 | 0 | 911.25 | 0 | 235.52 | 0 | 100.84 | 0 | 209.8 | 0 | 101.68 | 267.07
3762 | 17.2 | 1411.34 | 660 | 131.35 | 2202.69 | 740.21 | 444.13 | 11547.34 | 3387.03 | 14490.24 | 190.84 | 24924.07 | 2025.15 | 2398.5 | 11070 | 11070 | 61.5 | 24569.25 | 302.2 | 31.23 | -47.43 | 20.68 | 23.9 | 0 | 0 | 0.5 | 0.5 | 1 | 0.5 | 0 | 6977.11 | 0 | 3978.18 | 0 | 9806.4 | 0 | 4162.39 | 0 | 518.37 | 0 | 221.95 | 0 | 479.06 | 0 | 232.22 | 573.55
3763 | 16 | 1411.34 | 660 | 131.35 | 2202.69 | 740.21 | 444.13 | 11547.34 | 3387.03 | 14490.24 | 190.84 | 971.36 | 161.65 | 2398.5 | 11070 | 11070 | 61.5 | 24569.25 | 294.13 | 23.15 | -50.38 | 17.74 | 23.15 | 0 | 0 | 0.5 | 0.5 | 1 | 0.5 | 0 | 278.15 | 0 | 158.59 | 0 | 374.19 | 0 | 160.43 | 0 | 41.33 | 0 | 17.7 | 0 | 36.56 | 0 | 17.9 | 48.16
3764 | 15.8 | 1411.34 | 660 | 131.35 | 2202.69 | 740.21 | 444.13 | 11547.34 | 3387.03 | 14490.24 | 190.84 | 5778.74 | 471.84 | 2398.5 | 11070 | 11070 | 61.5 | 24569.25 | 295.31 | 24.33 | -50.23 | 17.89 | 23.9 | 0 | 0 | 0.5 | 0.5 | 1 | 0.5 | 0 | 1587.89 | 0 | 905.38 | 0 | 2258.87 | 0 | 1026.61 | 0 | 117.97 | 0 | 50.51 | 0 | 110.35 | 0 | 57.28 | 135.72
3765 | 15.5 | 1411.34 | 660 | 131.35 | 2202.69 | 740.21 | 444.13 | 11547.34 | 3387.03 | 14490.24 | 190.84 | 713.71 | 108.45 | 2398.5 | 11070 | 11070 | 61.5 | 24569.25 | 293.59 | 22.61 | -50.89 | 17.22 | 22.61 | 0 | 0 | 0.5 | 0.5 | 1 | 0.5 | 0 | 171.8 | 0 | 97.95 | 0 | 274.81 | 0 | 169.14 | 0 | 25.53 | 0 | 10.93 | 0 | 26.85 | 0 | 18.87 | 26.27
3766 | 14.4 | 1411.34 | 660 | 131.35 | 2202.69 | 740.21 | 444.13 | 11547.34 | 3387.03 | 14490.24 | 190.84 | 0 | 0 | 2398.5 | 11070 | 11070 | 61.5 | 24569.25 | 292.32 | 21.34 | -52.03 | 16.08 | 21.34 | 0 | 0 | 0.5 | 0.5 | 1 | 0.5 | 0 | 0 | 0 | 0 | 0 | 0 | 0 | 0 | 0 | 0 | 0 | 0 | 0 | 0 | 0 | 0 | 0
3767 | 13.4 | 1411.34 | 660 | 131.35 | 2202.69 | 740.21 | 444.13 | 11547.34 | 3387.03 | 14490.24 | 190.84 | 0 | 0 | 2398.5 | 11070 | 11070 | 61.5 | 24569.25 | 291.36 | 20.38 | -53.02 | 15.09 | 20.38 | 0 | 0 | 0.5 | 0.5 | 1 | 0.5 | 0 | 0 | 0 | 0 | 0 | 0 | 0 | 0 | 0 | 0 | 0 | 0 | 0 | 0 | 0 | 0 | 0
3768 | 12 | 1411.34 | 660 | 131.35 | 2202.69 | 740.21 | 444.13 | 11547.34 | 3387.03 | 14490.24 | 190.84 | 0 | 0 | 2398.5 | 11070 | 11070 | 61.5 | 24569.25 | 290.04 | 19.07 | -54.4 | 13.71 | 20 | 3.44 | 0 | 0.5 | 0.5 | 1 | 0.5 | 0 | 0 | 0 | 0 | 0 | 0 | 0 | 0 | 0 | 0 | 0 | 0 | 0 | 0 | 0 | 0 | 0
3769 | 11.6 | 1411.34 | 660 | 131.35 | 2202.69 | 740.21 | 444.13 | 11547.34 | 3387.03 | 14490.24 | 190.84 | 0 | 0 | 2398.5 | 2214 | 2214 | 61.5 | 6857.25 | 284.87 | 13.89 | -56 | 12.11 | 20 | 22.55 | 0 | 0.5 | 0.1 | 0.5 | 0.5 | 0 | 0 | 0 | 0 | 0 | 0 | 0 | 0 | 0 | 0 | 0 | 0 | 0 | 0 | 0 | 0 | 0
3770 | 11.5 | 1411.34 | 660 | 131.35 | 2202.69 | 740.21 | 444.13 | 11547.34 | 3387.03 | 14490.24 | 190.84 | 0 | 0 | 2398.5 | 2214 | 2214 | 61.5 | 6857.25 | 284.77 | 13.8 | -56.1 | 12.01 | 20 | 22.89 | 0 | 0.5 | 0.1 | 0.5 | 0.5 | 0 | 0 | 0 | 0 | 0 | 0 | 0 | 0 | 0 | 0 | 0 | 0 | 0 | 0 | 0 | 0 | 0
3771 | 11.7 | 1411.34 | 660 | 131.35 | 2202.69 | 740.21 | 444.13 | 11547.34 | 3387.03 | 14490.24 | 190.84 | 0 | 0 | 2398.5 | 2214 | 2214 | 61.5 | 6857.25 | 284.96 | 13.98 | -55.9 | 12.21 | 20 | 22.21 | 0 | 0.5 | 0.1 | 0.5 | 0.5 | 0 | 0 | 0 | 0 | 0 | 0 | 0 | 0 | 0 | 0 | 0 | 0 | 0 | 0 | 0 | 0 | 0
3772 | 11.8 | 1411.34 | 660 | 131.35 | 2202.69 | 740.21 | 444.13 | 11547.34 | 3387.03 | 14490.24 | 190.84 | 0 | 0 | 2398.5 | 2214 | 2214 | 61.5 | 6857.25 | 285.05 | 14.07 | -55.81 | 12.31 | 20 | 21.87 | 0 | 0.5 | 0.1 | 0.5 | 0.5 | 0 | 0 | 0 | 0 | 0 | 0 | 0 | 0 | 0 | 0 | 0 | 0 | 0 | 0 | 0 | 0 | 0
3773 | 11.9 | 1411.34 | 660 | 131.35 | 2202.69 | 740.21 | 444.13 | 11547.34 | 3387.03 | 14490.24 | 190.84 | 0 | 0 | 2398.5 | 2214 | 2214 | 61.5 | 6857.25 | 285.14 | 14.17 | -55.71 | 12.41 | 20 | 21.53 | 0 | 0.5 | 0.1 | 0.5 | 0.5 | 0 | 0 | 0 | 0 | 0 | 0 | 0 | 0 | 0 | 0 | 0 | 0 | 0 | 0 | 0 | 0 | 0
3774 | 12.2 | 1411.34 | 660 | 131.35 | 2202.69 | 740.21 | 444.13 | 11547.34 | 3387.03 | 14490.24 | 190.84 | 3618.28 | 296.62 | 2398.5 | 2214 | 2214 | 61.5 | 6857.25 | 286.48 | 15.5 | -55.14 | 12.97 | 20 | 16.6 | 0 | 0.5 | 0.1 | 0.5 | 0.5 | 0 | 1125.55 | 0 | 586.43 | 0 | 1335.28 | 0 | 571.01 | 0 | 83.62 | 0 | 32.72 | 0 | 65.23 | 0 | 31.86 | 83.19
3775 | 12.7 | 1411.34 | 660 | 131.35 | 2202.69 | 740.21 | 444.13 | 11547.34 | 3387.03 | 14490.24 | 190.84 | 12249.64 | 997.99 | 2398.5 | 2214 | 2214 | 61.5 | 6857.25 | 289.47 | 18.49 | -54.02 | 14.1 | 20 | 5.57 | 0 | 0.5 | 0.1 | 0.5 | 0.5 | 0 | 4154.01 | 0 | 2053.49 | 0 | 4232.28 | 0 | 1809.86 | 0 | 308.62 | 0 | 114.57 | 0 | 206.75 | 0 | 100.97 | 267.07
3776 | 13.4 | 1411.34 | 660 | 131.35 | 2202.69 | 740.21 | 177.65 | 11280.86 | 3120.55 | 14223.76 | 190.84 | 62223.49 | 5016.1 | 959.4 | 4428 | 4428 | 24.6 | 9827.7 | 326.15 | 36.1 | -50.61 | 18.77 | 23.9 | 0 | 0 | 0.2 | 0.2 | 1 | 0.2 | 0 | 29950.06 | 0 | 13541.73 | 0 | 13120.82 | 0 | 5610.88 | 0 | 2225.16 | 0 | 755.51 | 0 | 640.98 | 0 | 313.04 | 1081.42
3777 | 13.8 | 1411.34 | 660 | 131.35 | 2202.69 | 740.21 | 177.65 | 11280.86 | 3120.55 | 14223.76 | 190.84 | 21655.61 | 3547.71 | 959.4 | 4428 | 4428 | 24.6 | 9827.7 | 314.48 | 24.43 | -53.13 | 16.25 | 23.9 | 0 | 0 | 0.2 | 0.2 | 1 | 0.2 | 0 | 7484.52 | 0 | 4322.93 | 0 | 6898.25 | 0 | 2949.91 | 0 | 1112.13 | 0 | 482.36 | 0 | 673.98 | 0 | 329.16 | 950.07
3778 | 14.5 | 1411.34 | 660 | 131.35 | 2202.69 | 740.21 | 177.65 | 11280.86 | 3120.55 | 14223.76 | 190.84 | 24913.12 | 4106.32 | 959.4 | 4428 | 4428 | 24.6 | 9827.7 | 316.22 | 26.17 | -52.17 | 17.2 | 23.9 | 0 | 0 | 0.2 | 0.2 | 1 | 0.2 | 0 | 7797.93 | 0 | 4978.4 | 0 | 8501.34 | 0 | 3635.44 | 0 | 1158.7 | 0 | 555.5 | 0 | 830.61 | 0 | 405.65 | 1155.85
3779 | 15.3 | 1411.34 | 660 | 131.35 | 2202.69 | 740.21 | 177.65 | 11280.86 | 3120.55 | 14223.76 | 190.84 | 28155.03 | 4667.91 | 959.4 | 4428 | 4428 | 24.6 | 9827.7 | 318.04 | 27.99 | -51.12 | 18.25 | 23.9 | 0 | 0 | 0.2 | 0.2 | 1 | 0.2 | 0 | 8203.77 | 0 | 5659.61 | 0 | 10010.75 | 0 | 4280.91 | 0 | 1219.01 | 0 | 631.51 | 0 | 978.09 | 0 | 477.67 | 1361.63
3780 | 15.8 | 1411.34 | 660 | 131.35 | 2202.69 | 740.21 | 177.65 | 11280.86 | 3120.55 | 14223.76 | 190.84 | 31036.55 | 5223.28 | 959.4 | 4428 | 4428 | 24.6 | 9827.7 | 319.49 | 29.44 | -50.39 | 18.99 | 23.9 | 0 | 0 | 0.2 | 0.2 | 1 | 0.2 | 0 | 8063.57 | 0 | 7290.86 | 0 | 11084.47 | 0 | 4597.65 | 0 | 1198.18 | 0 | 813.53 | 0 | 1082.99 | 0 | 513.02 | 1615.56
3781 | 16.8 | 1411.34 | 660 | 131.35 | 2202.69 | 740.21 | 177.65 | 11280.86 | 3120.55 | 14223.76 | 190.84 | 41923.67 | 7007.66 | 959.4 | 4428 | 4428 | 24.6 | 9827.7 | 324.07 | 34.02 | -48.52 | 20.85 | 23.9 | 0 | 0 | 0.2 | 0.2 | 1 | 0.2 | 0 | 9156.42 | 0 | 9791.02 | 0 | 17755.47 | 0 | 5220.76 | 0 | 1360.56 | 0 | 1092.5 | 0 | 1734.78 | 0 | 582.54 | 2237.27
3782 | 17.5 | 1411.34 | 660 | 131.35 | 2202.69 | 740.21 | 177.65 | 11280.86 | 3120.55 | 14223.76 | 190.84 | 47788.26 | 7804.29 | 959.4 | 4428 | 4428 | 24.6 | 9827.7 | 326.64 | 36.59 | -47.37 | 22.01 | 23.9 | 0 | 0 | 0.2 | 0.2 | 1 | 0.2 | 0 | 8605.14 | 0 | 8997.22 | 0 | 25279.45 | 0 | 4906.44 | 0 | 1278.65 | 0 | 1003.93 | 0 | 2469.9 | 0 | 547.47 | 2504.34
3783 | 18.6 | 1411.34 | 660 | 131.35 | 2202.69 | 740.21 | 177.65 | 11280.86 | 3120.55 | 14223.76 | 190.84 | 58472.73 | 9396.55 | 959.4 | 4428 | 4428 | 24.6 | 9827.7 | 331.2 | 41.15 | -45.43 | 23.94 | 23.94 | 0 | 0 | 0.2 | 0.2 | 1 | 0.2 | 0 | 7192.6 | 0 | 6225.7 | 0 | 40953.39 | 0 | 4101.04 | 0 | 1068.76 | 0 | 694.68 | 0 | 4001.3 | 0 | 457.6 | 3174.21
3784 | 19.1 | 1411.34 | 660 | 131.35 | 2202.69 | 740.21 | 177.65 | 11280.86 | 3120.55 | 14223.76 | 190.84 | 55179.47 | 8353.03 | 959.4 | 4428 | 4428 | 24.6 | 9827.7 | 330.39 | 40.34 | -45.24 | 24.14 | 24 | 0 | -1.95 | 0.2 | 0.2 | 1 | 0.2 | 0 | 7280.67 | 0 | 4151.26 | 0 | 37217.35 | 0 | 6530.19 | 0 | 1081.84 | 0 | 463.21 | 0 | 3636.28 | 0 | 728.65 | 2443.05
3785 | 19.2 | 1411.34 | 660 | 131.35 | 2202.69 | 740.21 | 177.65 | 11280.86 | 3120.55 | 14223.76 | 190.84 | 53719.45 | 7730.81 | 959.4 | 4428 | 4428 | 24.6 | 9827.7 | 329.88 | 39.83 | -45.28 | 24.09 | 24 | 0 | -1.29 | 0.2 | 0.2 | 1 | 0.2 | 0 | 6499.73 | 0 | 3705.99 | 0 | 34158.52 | 0 | 9355.21 | 0 | 965.8 | 0 | 413.52 | 0 | 3337.42 | 0 | 1043.87 | 1970.2
3786 | 18.8 | 1411.34 | 660 | 131.35 | 2202.69 | 740.21 | 444.13 | 11547.34 | 3387.03 | 14490.24 | 190.84 | 26171.94 | 3927.44 | 2398.5 | 11070 | 11070 | 61.5 | 24569.25 | 304.55 | 33.58 | -45.64 | 22.47 | 23.9 | 0 | 0 | 0.5 | 0.5 | 1 | 0.5 | 0 | 5107.38 | 0 | 2912.1 | 0 | 12979.71 | 0 | 5172.74 | 0 | 758.91 | 0 | 324.94 | 0 | 1268.17 | 0 | 577.19 | 998.23
3787 | 19 | 1411.34 | 660 | 131.35 | 2202.69 | 740.21 | 444.13 | 11547.34 | 3387.03 | 14490.24 | 190.84 | 29201.46 | 4041.25 | 2398.5 | 11070 | 11070 | 61.5 | 24569.25 | 305.58 | 34.61 | -45.23 | 22.89 | 23.9 | 0 | 0 | 0.5 | 0.5 | 1 | 0.5 | 0 | 3923.51 | 0 | 2237.09 | 0 | 15253.3 | 0 | 7787.55 | 0 | 583 | 0 | 249.62 | 0 | 1490.3 | 0 | 868.95 | 849.38
3788 | 17.7 | 1411.34 | 660 | 131.35 | 2202.69 | 740.21 | 444.13 | 11547.34 | 3387.03 | 14490.24 | 190.84 | 6198.1 | 982.78 | 2398.5 | 11070 | 11070 | 61.5 | 24569.25 | 297.33 | 26.35 | -48.29 | 19.83 | 23.9 | 0 | 0 | 0.5 | 0.5 | 1 | 0.5 | 0 | 1584.03 | 0 | 903.18 | 0 | 2486.67 | 0 | 1224.22 | 0 | 235.37 | 0 | 100.78 | 0 | 242.96 | 0 | 136.6 | 267.07
3789 | 16.3 | 1411.34 | 660 | 131.35 | 2202.69 | 740.21 | 444.13 | 11547.34 | 3387.03 | 14490.24 | 190.84 | 703.64 | 107.39 | 2398.5 | 11070 | 11070 | 61.5 | 24569.25 | 294.32 | 23.34 | -50.1 | 18.01 | 23.34 | 0 | 0 | 0.5 | 0.5 | 1 | 0.5 | 0 | 171.9 | 0 | 98.01 | 0 | 270.82 | 0 | 162.9 | 0 | 25.54 | 0 | 10.94 | 0 | 26.46 | 0 | 18.18 | 26.27
3790 | 16.8 | 1411.34 | 660 | 131.35 | 2202.69 | 740.21 | 444.13 | 11547.34 | 3387.03 | 14490.24 | 190.84 | 0 | 0 | 2398.5 | 11070 | 11070 | 61.5 | 24569.25 | 294.54 | 23.56 | -49.66 | 18.45 | 23.56 | 0 | 0 | 0.5 | 0.5 | 1 | 0.5 | 0 | 0 | 0 | 0 | 0 | 0 | 0 | 0 | 0 | 0 | 0 | 0 | 0 | 0 | 0 | 0 | 0
3791 | 16.3 | 1411.34 | 660 | 131.35 | 2202.69 | 740.21 | 444.13 | 11547.34 | 3387.03 | 14490.24 | 190.84 | 0 | 0 | 2398.5 | 11070 | 11070 | 61.5 | 24569.25 | 294.09 | 23.11 | -50.16 | 17.96 | 23.11 | 0 | 0 | 0.5 | 0.5 | 1 | 0.5 | 0 | 0 | 0 | 0 | 0 | 0 | 0 | 0 | 0 | 0 | 0 | 0 | 0 | 0 | 0 | 0 | 0
3792 | 14.3 | 1411.34 | 660 | 131.35 | 2202.69 | 740.21 | 444.13 | 11547.34 | 3387.03 | 14490.24 | 190.84 | 0 | 0 | 2398.5 | 11070 | 11070 | 61.5 | 24569.25 | 292.24 | 21.26 | -52.13 | 15.98 | 21.26 | 0 | 0 | 0.5 | 0.5 | 1 | 0.5 | 0 | 0 | 0 | 0 | 0 | 0 | 0 | 0 | 0 | 0 | 0 | 0 | 0 | 0 | 0 | 0 | 0
3793 | 13.2 | 1411.34 | 660 | 131.35 | 2202.69 | 740.21 | 444.13 | 11547.34 | 3387.03 | 14490.24 | 190.84 | 0 | 0 | 2398.5 | 2214 | 2214 | 61.5 | 6857.25 | 286.37 | 15.4 | -54.42 | 13.69 | 20 | 16.99 | 0 | 0.5 | 0.1 | 0.5 | 0.5 | 0 | 0 | 0 | 0 | 0 | 0 | 0 | 0 | 0 | 0 | 0 | 0 | 0 | 0 | 0 | 0 | 0
3794 | 11.9 | 1411.34 | 660 | 131.35 | 2202.69 | 740.21 | 444.13 | 11547.34 | 3387.03 | 14490.24 | 190.84 | 0 | 0 | 2398.5 | 2214 | 2214 | 61.5 | 6857.25 | 285.14 | 14.17 | -55.71 | 12.41 | 20 | 21.53 | 0 | 0.5 | 0.1 | 0.5 | 0.5 | 0 | 0 | 0 | 0 | 0 | 0 | 0 | 0 | 0 | 0 | 0 | 0 | 0 | 0 | 0 | 0 | 0
3795 | 11.6 | 1411.34 | 660 | 131.35 | 2202.69 | 740.21 | 444.13 | 11547.34 | 3387.03 | 14490.24 | 190.84 | 0 | 0 | 2398.5 | 2214 | 2214 | 61.5 | 6857.25 | 284.87 | 13.89 | -56 | 12.11 | 20 | 22.55 | 0 | 0.5 | 0.1 | 0.5 | 0.5 | 0 | 0 | 0 | 0 | 0 | 0 | 0 | 0 | 0 | 0 | 0 | 0 | 0 | 0 | 0 | 0 | 0
3796 | 11.2 | 1411.34 | 660 | 131.35 | 2202.69 | 740.21 | 444.13 | 11547.34 | 3387.03 | 14490.24 | 190.84 | 0 | 0 | 2398.5 | 2214 | 2214 | 61.5 | 6857.25 | 284.5 | 13.52 | -56.4 | 11.72 | 20 | 23.9 | 0 | 0.5 | 0.1 | 0.5 | 0.5 | 0 | 0 | 0 | 0 | 0 | 0 | 0 | 0 | 0 | 0 | 0 | 0 | 0 | 0 | 0 | 0 | 0
3797 | 11.3 | 1411.34 | 660 | 131.35 | 2202.69 | 740.21 | 444.13 | 11547.34 | 3387.03 | 14490.24 | 190.84 | 0 | 0 | 2398.5 | 2214 | 2214 | 61.5 | 6857.25 | 284.59 | 13.61 | -56.3 | 11.82 | 20 | 23.56 | 0 | 0.5 | 0.1 | 0.5 | 0.5 | 0 | 0 | 0 | 0 | 0 | 0 | 0 | 0 | 0 | 0 | 0 | 0 | 0 | 0 | 0 | 0 | 0
3798 | 12 | 1411.34 | 660 | 131.35 | 2202.69 | 740.21 | 444.13 | 11547.34 | 3387.03 | 14490.24 | 190.84 | 2596.86 | 214.12 | 2398.5 | 2214 | 2214 | 61.5 | 6857.25 | 286 | 15.02 | -55.42 | 12.7 | 20 | 18.38 | 0 | 0.5 | 0.1 | 0.5 | 0.5 | 0 | 792.36 | 0 | 422.21 | 0 | 968.24 | 0 | 414.05 | 0 | 58.87 | 0 | 23.56 | 0 | 47.3 | 0 | 23.1 | 61.3
3799 | 12.7 | 1411.34 | 660 | 131.35 | 2202.69 | 740.21 | 444.13 | 11547.34 | 3387.03 | 14490.24 | 190.84 | 8197.23 | 674.09 | 2398.5 | 2214 | 2214 | 61.5 | 6857.25 | 288.28 | 17.3 | -54.31 | 13.8 | 20 | 9.95 | 0 | 0.5 | 0.1 | 0.5 | 0.5 | 0 | 2456.11 | 0 | 1351.93 | 0 | 3074.46 | 0 | 1314.74 | 0 | 182.48 | 0 | 75.43 | 0 | 150.19 | 0 | 73.35 | 192.64
3800 | 13.3 | 1411.34 | 660 | 131.35 | 2202.69 | 740.21 | 177.65 | 11280.86 | 3120.55 | 14223.76 | 190.84 | 36147.49 | 2931.68 | 959.4 | 4428 | 4428 | 24.6 | 9827.7 | 317.89 | 27.84 | -52.66 | 16.72 | 23.9 | 0 | 0 | 0.2 | 0.2 | 1 | 0.2 | 0 | 14482.01 | 0 | 7051.03 | 0 | 10236.85 | 0 | 4377.6 | 0 | 1075.95 | 0 | 393.38 | 0 | 500.09 | 0 | 244.23 | 718.03
3801 | 14 | 1411.34 | 660 | 131.35 | 2202.69 | 740.21 | 177.65 | 11280.86 | 3120.55 | 14223.76 | 190.84 | 30076.78 | 4908.95 | 959.4 | 4428 | 4428 | 24.6 | 9827.7 | 317.49 | 27.44 | -52.25 | 17.12 | 23.9 | 0 | 0 | 0.2 | 0.2 | 1 | 0.2 | 0 | 11742.66 | 0 | 6819 | 0 | 8065.89 | 0 | 3449.23 | 0 | 1744.85 | 0 | 760.88 | 0 | 788.07 | 0 | 384.87 | 1230.28
3802 | 14.3 | 1411.34 | 660 | 131.35 | 2202.69 | 740.21 | 177.65 | 11280.86 | 3120.55 | 14223.76 | 190.84 | 30499.5 | 5029.37 | 959.4 | 4428 | 4428 | 24.6 | 9827.7 | 317.92 | 27.87 | -51.92 | 17.46 | 23.9 | 0 | 0 | 0.2 | 0.2 | 1 | 0.2 | 0 | 10252.31 | 0 | 7078.59 | 0 | 9224.09 | 0 | 3944.51 | 0 | 1523.4 | 0 | 789.84 | 0 | 901.23 | 0 | 440.14 | 1374.76
3803 | 15.5 | 1411.34 | 660 | 131.35 | 2202.69 | 740.21 | 177.65 | 11280.86 | 3120.55 | 14223.76 | 190.84 | 35659.38 | 6028.03 | 959.4 | 4428 | 4428 | 24.6 | 9827.7 | 320.8 | 30.75 | -50.31 | 19.07 | 23.9 | 0 | 0 | 0.2 | 0.2 | 1 | 0.2 | 0 | 10587.15 | 0 | 9094.74 | 0 | 11191.61 | 0 | 4785.89 | 0 | 1573.16 | 0 | 1014.81 | 0 | 1093.46 | 0 | 534.02 | 1812.58
3804 | 15.4 | 1411.34 | 660 | 131.35 | 2202.69 | 740.21 | 177.65 | 11280.86 | 3120.55 | 14223.76 | 190.84 | 32747.35 | 5543.13 | 959.4 | 4428 | 4428 | 24.6 | 9827.7 | 319.72 | 29.67 | -50.64 | 18.73 | 23.9 | 0 | 0 | 0.2 | 0.2 | 1 | 0.2 | 0 | 8431.48 | 0 | 7901.56 | 0 | 11606.89 | 0 | 4807.42 | 0 | 1252.84 | 0 | 881.67 | 0 | 1134.04 | 0 | 536.42 | 1738.15
3805 | 16.9 | 1411.34 | 660 | 131.35 | 2202.69 | 740.21 | 177.65 | 11280.86 | 3120.55 | 14223.76 | 190.84 | 44529.66 | 7519.5 | 959.4 | 4428 | 4428 | 24.6 | 9827.7 | 325.07 | 35.02 | -48.21 | 21.17 | 23.9 | 0 | 0 | 0.2 | 0.2 | 1 | 0.2 | 0 | 9348.48 | 0 | 10791.51 | 0 | 19059.4 | 0 | 5330.27 | 0 | 1389.1 | 0 | 1204.14 | 0 | 1862.18 | 0 | 594.76 | 2469.32
3806 | 17 | 1411.34 | 660 | 131.35 | 2202.69 | 740.21 | 177.65 | 11280.86 | 3120.55 | 14223.76 | 190.84 | 52351.12 | 8633.26 | 959.4 | 4428 | 4428 | 24.6 | 9827.7 | 327.75 | 37.7 | -47.49 | 21.89 | 23.9 | 0 | 0 | 0.2 | 0.2 | 1 | 0.2 | 0 | 8226.31 | 0 | 10134.26 | 0 | 29300.12 | 0 | 4690.44 | 0 | 1222.36 | 0 | 1130.8 | 0 | 2862.73 | 0 | 523.37 | 2894.01
3807 | 17.2 | 1411.34 | 660 | 131.35 | 2202.69 | 740.21 | 177.65 | 11280.86 | 3120.55 | 14223.76 | 190.84 | 55960.24 | 8931.06 | 959.4 | 4428 | 4428 | 24.6 | 9827.7 | 329.06 | 39.02 | -47.02 | 22.35 | 23.9 | 0 | 0 | 0.2 | 0.2 | 1 | 0.2 | 0 | 7622.83 | 0 | 6216.79 | 0 | 37774.27 | 0 | 4346.35 | 0 | 1132.68 | 0 | 693.68 | 0 | 3690.69 | 0 | 484.97 | 2929.03
3808 | 17.3 | 1411.34 | 660 | 131.35 | 2202.69 | 740.21 | 177.65 | 11280.86 | 3120.55 | 14223.76 | 190.84 | 56820.7 | 8595.49 | 959.4 | 4428 | 4428 | 24.6 | 9827.7 | 329.31 | 39.26 | -46.88 | 22.49 | 23.9 | 0 | 0 | 0.2 | 0.2 | 1 | 0.2 | 0 | 7163.77 | 0 | 4084.61 | 0 | 38939.47 | 0 | 6632.84 | 0 | 1064.47 | 0 | 455.77 | 0 | 3804.53 | 0 | 740.11 | 2530.61
3809 | 17.9 | 1411.34 | 660 | 131.35 | 2202.69 | 740.21 | 177.65 | 11280.86 | 3120.55 | 14223.76 | 190.84 | 55476.5 | 7964.24 | 959.4 | 4428 | 4428 | 24.6 | 9827.7 | 329.28 | 39.23 | -46.43 | 22.94 | 23.9 | 0 | 0 | 0.2 | 0.2 | 1 | 0.2 | 0 | 6429.33 | 0 | 3665.85 | 0 | 35694.81 | 0 | 9686.51 | 0 | 955.34 | 0 | 409.04 | 0 | 3487.52 | 0 | 1080.84 | 2031.5
3810 | 17.8 | 1411.34 | 660 | 131.35 | 2202.69 | 740.21 | 444.13 | 11547.34 | 3387.03 | 14490.24 | 190.84 | 55887.21 | 7596.19 | 2398.5 | 11070 | 11070 | 61.5 | 24569.25 | 312.68 | 41.7 | -44.35 | 23.76 | 23.9 | 0 | 0 | 0.5 | 0.5 | 1 | 0.5 | 0 | 5070.06 | 0 | 2890.82 | 0 | 34761.43 | 0 | 13164.9 | 0 | 753.37 | 0 | 322.56 | 0 | 3396.32 | 0 | 1468.97 | 1654.97
3811 | 17.2 | 1411.34 | 660 | 131.35 | 2202.69 | 740.21 | 444.13 | 11547.34 | 3387.03 | 14490.24 | 190.84 | 33899.24 | 4579.11 | 2398.5 | 11070 | 11070 | 61.5 | 24569.25 | 305.35 | 34.37 | -46.65 | 21.47 | 23.9 | 0 | 0 | 0.5 | 0.5 | 1 | 0.5 | 0 | 3984.17 | 0 | 2271.68 | 0 | 18215.96 | 0 | 9427.43 | 0 | 592.01 | 0 | 253.48 | 0 | 1779.77 | 0 | 1051.93 | 901.91
3812 | 16.2 | 1411.34 | 660 | 131.35 | 2202.69 | 740.21 | 444.13 | 11547.34 | 3387.03 | 14490.24 | 190.84 | 23304.6 | 3000.3 | 2398.5 | 11070 | 11070 | 61.5 | 24569.25 | 301.13 | 30.16 | -48.47 | 19.65 | 23.9 | 0 | 0 | 0.5 | 0.5 | 1 | 0.5 | 0 | 2275.3 | 0 | 1297.32 | 0 | 11322.22 | 0 | 8409.76 | 0 | 338.09 | 0 | 144.76 | 0 | 1106.22 | 0 | 938.38 | 472.85
3813 | 14.7 | 1411.34 | 660 | 131.35 | 2202.69 | 740.21 | 444.13 | 11547.34 | 3387.03 | 14490.24 | 190.84 | 3692.69 | 519.23 | 2398.5 | 11070 | 11070 | 61.5 | 24569.25 | 293.77 | 22.79 | -51.45 | 16.66 | 22.79 | 0 | 0 | 0.5 | 0.5 | 1 | 0.5 | 0 | 475.3 | 0 | 271.01 | 0 | 1430.85 | 0 | 1515.53 | 0 | 70.63 | 0 | 30.24 | 0 | 139.8 | 0 | 169.11 | 109.46
3814 | 13.8 | 1411.34 | 660 | 131.35 | 2202.69 | 740.21 | 444.13 | 11547.34 | 3387.03 | 14490.24 | 190.84 | 0 | 0 | 2398.5 | 11070 | 11070 | 61.5 | 24569.25 | 291.77 | 20.79 | -52.63 | 15.49 | 20.79 | 0 | 0 | 0.5 | 0.5 | 1 | 0.5 | 0 | 0 | 0 | 0 | 0 | 0 | 0 | 0 | 0 | 0 | 0 | 0 | 0 | 0 | 0 | 0 | 0
3815 | 13.2 | 1411.34 | 660 | 131.35 | 2202.69 | 740.21 | 444.13 | 11547.34 | 3387.03 | 14490.24 | 190.84 | 0 | 0 | 2398.5 | 11070 | 11070 | 61.5 | 24569.25 | 291.16 | 20.18 | -53.22 | 14.9 | 20.18 | 0 | 0 | 0.5 | 0.5 | 1 | 0.5 | 0 | 0 | 0 | 0 | 0 | 0 | 0 | 0 | 0 | 0 | 0 | 0 | 0 | 0 | 0 | 0 | 0
3816 | 12.7 | 1411.34 | 660 | 131.35 | 2202.69 | 740.21 | 444.13 | 11547.34 | 3387.03 | 14490.24 | 190.84 | 0 | 0 | 2398.5 | 11070 | 11070 | 61.5 | 24569.25 | 290.68 | 19.7 | -53.71 | 14.4 | 20 | 1.09 | 0 | 0.5 | 0.5 | 1 | 0.5 | 0 | 0 | 0 | 0 | 0 | 0 | 0 | 0 | 0 | 0 | 0 | 0 | 0 | 0 | 0 | 0 | 0
3817 | 12.3 | 1411.34 | 660 | 131.35 | 2202.69 | 740.21 | 444.13 | 11547.34 | 3387.03 | 14490.24 | 190.84 | 0 | 0 | 2398.5 | 2214 | 2214 | 61.5 | 6857.25 | 285.51 | 14.53 | -55.31 | 12.8 | 20 | 20.18 | 0 | 0.5 | 0.1 | 0.5 | 0.5 | 0 | 0 | 0 | 0 | 0 | 0 | 0 | 0 | 0 | 0 | 0 | 0 | 0 | 0 | 0 | 0 | 0
3818 | 11.8 | 1411.34 | 660 | 131.35 | 2202.69 | 740.21 | 444.13 | 11547.34 | 3387.03 | 14490.24 | 190.84 | 0 | 0 | 2398.5 | 2214 | 2214 | 61.5 | 6857.25 | 285.05 | 14.07 | -55.81 | 12.31 | 20 | 21.87 | 0 | 0.5 | 0.1 | 0.5 | 0.5 | 0 | 0 | 0 | 0 | 0 | 0 | 0 | 0 | 0 | 0 | 0 | 0 | 0 | 0 | 0 | 0 | 0
3819 | 11.3 | 1411.34 | 660 | 131.35 | 2202.69 | 740.21 | 444.13 | 11547.34 | 3387.03 | 14490.24 | 190.84 | 0 | 0 | 2398.5 | 2214 | 2214 | 61.5 | 6857.25 | 284.59 | 13.61 | -56.3 | 11.82 | 20 | 23.56 | 0 | 0.5 | 0.1 | 0.5 | 0.5 | 0 | 0 | 0 | 0 | 0 | 0 | 0 | 0 | 0 | 0 | 0 | 0 | 0 | 0 | 0 | 0 | 0
3820 | 10.6 | 1411.34 | 660 | 131.35 | 2202.69 | 740.21 | 444.13 | 11547.34 | 3387.03 | 14490.24 | 190.84 | 0 | 0 | 2398.5 | 2214 | 2214 | 61.5 | 6857.25 | 283.95 | 12.97 | -56.99 | 11.12 | 20 | 25.94 | 0 | 0.5 | 0.1 | 0.5 | 0.5 | 0 | 0 | 0 | 0 | 0 | 0 | 0 | 0 | 0 | 0 | 0 | 0 | 0 | 0 | 0 | 0 | 0
3821 | 10.8 | 1411.34 | 660 | 131.35 | 2202.69 | 740.21 | 444.13 | 11547.34 | 3387.03 | 14490.24 | 190.84 | 7520.54 | 568.52 | 2398.5 | 2214 | 2214 | 61.5 | 6857.25 | 286.32 | 15.35 | -56.24 | 11.87 | 20 | 17.17 | 0 | 0.5 | 0.1 | 0.5 | 0.5 | 0 | 6775.88 | 0 | 187.15 | 0 | 390.52 | 0 | 167 | 0 | 503.42 | 0 | 10.44 | 0 | 19.08 | 0 | 9.32 | 26.27
3822 | 11.7 | 1411.34 | 660 | 131.35 | 2202.69 | 740.21 | 444.13 | 11547.34 | 3387.03 | 14490.24 | 190.84 | 42220.74 | 3236.57 | 2398.5 | 2214 | 2214 | 61.5 | 6857.25 | 297.28 | 26.3 | -52.81 | 15.31 | 23.9 | 0 | 0 | 0.5 | 0.1 | 0.5 | 0.5 | 0 | 31359.35 | 0 | 5177.44 | 0 | 3981.39 | 0 | 1702.57 | 0 | 2329.86 | 0 | 288.86 | 0 | 194.5 | 0 | 94.99 | 328.37
3823 | 13.1 | 1411.34 | 660 | 131.35 | 2202.69 | 740.21 | 444.13 | 11547.34 | 3387.03 | 14490.24 | 190.84 | 34192.79 | 5382.8 | 2398.5 | 2214 | 2214 | 61.5 | 6857.25 | 297.09 | 26.11 | -51.83 | 16.29 | 23.9 | 0 | 0 | 0.5 | 0.1 | 0.5 | 0.5 | 0 | 21343.99 | 0 | 6363.43 | 0 | 4542.75 | 0 | 1942.62 | 0 | 3171.53 | 0 | 710.05 | 0 | 443.84 | 0 | 216.76 | 840.62
3824 | 14.1 | 1411.34 | 660 | 131.35 | 2202.69 | 740.21 | 444.13 | 11547.34 | 3387.03 | 14490.24 | 190.84 | 42432.21 | 6826.61 | 2398.5 | 11070 | 11070 | 61.5 | 24569.25 | 305.43 | 34.45 | -48.97 | 19.14 | 23.9 | 0 | 0 | 0.5 | 0.5 | 1 | 0.5 | 0 | 22694.31 | 0 | 9815.73 | 0 | 6950.09 | 0 | 2972.08 | 0 | 3372.17 | 0 | 1095.26 | 0 | 679.05 | 0 | 331.63 | 1348.49
3825 | 15.1 | 1411.34 | 660 | 131.35 | 2202.69 | 740.21 | 444.13 | 11547.34 | 3387.03 | 14490.24 | 190.84 | 41519.01 | 6815.94 | 2398.5 | 11070 | 11070 | 61.5 | 24569.25 | 306.09 | 35.12 | -48.05 | 20.06 | 23.9 | 0 | 0 | 0.5 | 0.5 | 1 | 0.5 | 0 | 18285.82 | 0 | 10654.25 | 0 | 8811.05 | 0 | 3767.89 | 0 | 2717.11 | 0 | 1188.82 | 0 | 860.87 | 0 | 420.43 | 1628.7
3826 | 17.1 | 1411.34 | 660 | 131.35 | 2202.69 | 740.21 | 444.13 | 11547.34 | 3387.03 | 14490.24 | 190.84 | 53609.72 | 9236.12 | 2398.5 | 11070 | 11070 | 61.5 | 24569.25 | 311.86 | 40.89 | -45.09 | 23.03 | 23.9 | 0 | 0 | 0.5 | 0.5 | 1 | 0.5 | 0 | 22116.82 | 0 | 18127.65 | 0 | 9361.83 | 0 | 4003.42 | 0 | 3286.36 | 0 | 2022.72 | 0 | 914.69 | 0 | 446.71 | 2565.64
3827 | 13.6 | 1411.34 | 660 | 131.35 | 2202.69 | 740.21 | 444.13 | 11547.34 | 3387.03 | 14490.24 | 190.84 | 11008.35 | 1808.32 | 2398.5 | 11070 | 11070 | 61.5 | 24569.25 | 295.09 | 24.12 | -51.95 | 16.16 | 23.9 | 0 | 0 | 0.5 | 0.5 | 1 | 0.5 | 0 | 3171.45 | 0 | 1829.96 | 0 | 4207.63 | 0 | 1799.31 | 0 | 471.25 | 0 | 204.19 | 0 | 411.1 | 0 | 200.77 | 521.01
3828 | 14.4 | 1411.34 | 660 | 131.35 | 2202.69 | 740.21 | 444.13 | 11547.34 | 3387.03 | 14490.24 | 190.84 | 24087.62 | 3955.69 | 2398.5 | 11070 | 11070 | 61.5 | 24569.25 | 299.95 | 28.98 | -50.12 | 17.99 | 23.9 | 0 | 0 | 0.5 | 0.5 | 1 | 0.5 | 0 | 6801.9 | 0 | 4291.79 | 0 | 9115.66 | 0 | 3878.27 | 0 | 1010.7 | 0 | 478.89 | 0 | 890.63 | 0 | 432.75 | 1142.72
3829 | 17.3 | 1411.34 | 660 | 131.35 | 2202.69 | 740.21 | 444.13 | 11547.34 | 3387.03 | 14490.24 | 190.84 | 51742.54 | 9238.27 | 2398.5 | 11070 | 11070 | 61.5 | 24569.25 | 311.54 | 40.56 | -45.02 | 23.1 | 23.9 | 0 | 0 | 0.5 | 0.5 | 1 | 0.5 | 0 | 7607.25 | 0 | 15837.75 | 0 | 23960.08 | 0 | 4337.46 | 0 | 1130.37 | 0 | 1767.21 | 0 | 2340.99 | 0 | 483.98 | 3515.71
3830 | 17 | 1411.34 | 660 | 131.35 | 2202.69 | 740.21 | 444.13 | 11547.34 | 3387.03 | 14490.24 | 190.84 | 38608.05 | 6298.19 | 2398.5 | 11070 | 11070 | 61.5 | 24569.25 | 306.91 | 35.93 | -46.41 | 21.71 | 23.9 | 0 | 0 | 0.5 | 0.5 | 1 | 0.5 | 0 | 8880.2 | 0 | 6843.52 | 0 | 17821.06 | 0 | 5063.27 | 0 | 1319.52 | 0 | 763.61 | 0 | 1741.18 | 0 | 564.97 | 1908.91
3831 | 18 | 1411.34 | 660 | 131.35 | 2202.69 | 740.21 | 444.13 | 11547.34 | 3387.03 | 14490.24 | 190.84 | 56678.94 | 9120.15 | 2398.5 | 11070 | 11070 | 61.5 | 24569.25 | 313.49 | 42.51 | -44 | 24.12 | 24 | 0 | -1.71 | 0.5 | 0.5 | 1 | 0.5 | 0 | 7347.79 | 0 | 6167.49 | 0 | 38974.14 | 0 | 4189.53 | 0 | 1091.82 | 0 | 688.18 | 0 | 3807.92 | 0 | 467.48 | 3064.76
3832 | 17.9 | 1411.34 | 660 | 131.35 | 2202.69 | 740.21 | 444.13 | 11547.34 | 3387.03 | 14490.24 | 190.84 | 57726.51 | 8777.71 | 2398.5 | 11070 | 11070 | 61.5 | 24569.25 | 313.59 | 42.61 | -44.05 | 24.07 | 24 | 0 | -0.97 | 0.5 | 0.5 | 1 | 0.5 | 0 | 6896.26 | 0 | 3932.08 | 0 | 40266.21 | 0 | 6631.96 | 0 | 1024.72 | 0 | 438.75 | 0 | 3934.16 | 0 | 740.01 | 2640.07
3833 | 17.9 | 1411.34 | 660 | 131.35 | 2202.69 | 740.21 | 444.13 | 11547.34 | 3387.03 | 14490.24 | 190.84 | 61490.03 | 8771.8 | 2398.5 | 11070 | 11070 | 61.5 | 24569.25 | 314.61 | 43.63 | -43.79 | 24.32 | 24 | 0 | -4.72 | 0.5 | 0.5 | 1 | 0.5 | 0 | 5958.1 | 0 | 3397.16 | 0 | 41318.59 | 0 | 10816.17 | 0 | 885.32 | 0 | 379.06 | 0 | 4036.98 | 0 | 1206.89 | 2263.54
3834 | 18.1 | 1411.34 | 660 | 131.35 | 2202.69 | 740.21 | 444.13 | 11547.34 | 3387.03 | 14490.24 | 190.84 | 39450.63 | 5627.78 | 2398.5 | 11070 | 11070 | 61.5 | 24569.25 | 307.97 | 36.99 | -45.31 | 22.8 | 23.9 | 0 | 0 | 0.5 | 0.5 | 1 | 0.5 | 0 | 5572.87 | 0 | 3177.51 | 0 | 22124.77 | 0 | 8575.48 | 0 | 828.08 | 0 | 354.55 | 0 | 2161.67 | 0 | 956.87 | 1326.6
3835 | 17.1 | 1411.34 | 660 | 131.35 | 2202.69 | 740.21 | 444.13 | 11547.34 | 3387.03 | 14490.24 | 190.84 | 50113.18 | 6477.99 | 2398.5 | 11070 | 11070 | 61.5 | 24569.25 | 310.17 | 39.19 | -45.51 | 22.6 | 23.9 | 0 | 0 | 0.5 | 0.5 | 1 | 0.5 | 0 | 3587.87 | 0 | 2045.72 | 0 | 28993.59 | 0 | 15486 | 0 | 533.13 | 0 | 228.27 | 0 | 2832.78 | 0 | 1727.96 | 1155.85
3836 | 16.1 | 1411.34 | 660 | 131.35 | 2202.69 | 740.21 | 444.13 | 11547.34 | 3387.03 | 14490.24 | 190.84 | 30994.31 | 3874.12 | 2398.5 | 11070 | 11070 | 61.5 | 24569.25 | 303.36 | 32.39 | -47.98 | 20.13 | 23.9 | 0 | 0 | 0.5 | 0.5 | 1 | 0.5 | 0 | 2246.14 | 0 | 1280.69 | 0 | 15469.99 | 0 | 11997.49 | 0 | 333.76 | 0 | 142.9 | 0 | 1511.48 | 0 | 1338.71 | 547.28
3837 | 14 | 1411.34 | 660 | 131.35 | 2202.69 | 740.21 | 444.13 | 11547.34 | 3387.03 | 14490.24 | 190.84 | 8033.44 | 954.73 | 2398.5 | 11070 | 11070 | 61.5 | 24569.25 | 294.42 | 23.45 | -51.82 | 16.3 | 23.45 | 0 | 0 | 0.5 | 0.5 | 1 | 0.5 | 0 | 499.92 | 0 | 285.04 | 0 | 3123.21 | 0 | 4125.26 | 0 | 74.28 | 0 | 31.81 | 0 | 305.15 | 0 | 460.31 | 83.19
3838 | 11 | 1411.34 | 660 | 131.35 | 2202.69 | 740.21 | 444.13 | 11547.34 | 3387.03 | 14490.24 | 190.84 | 0 | 0 | 2398.5 | 11070 | 11070 | 61.5 | 24569.25 | 289.22 | 18.24 | -55.39 | 12.73 | 20 | 6.48 | 0 | 0.5 | 0.5 | 1 | 0.5 | 0 | 0 | 0 | 0 | 0 | 0 | 0 | 0 | 0 | 0 | 0 | 0 | 0 | 0 | 0 | 0 | 0
3839 | 9 | 1411.34 | 660 | 131.35 | 2202.69 | 740.21 | 444.13 | 11547.34 | 3387.03 | 14490.24 | 190.84 | 0 | 0 | 2398.5 | 11070 | 11070 | 61.5 | 24569.25 | 287.28 | 16.3 | -57.36 | 10.75 | 20 | 13.64 | 0 | 0.5 | 0.5 | 1 | 0.5 | 0 | 0 | 0 | 0 | 0 | 0 | 0 | 0 | 0 | 0 | 0 | 0 | 0 | 0 | 0 | 0 | 0
3840 | 8.1 | 1411.34 | 660 | 131.35 | 2202.69 | 740.21 | 444.13 | 11547.34 | 3387.03 | 14490.24 | 190.84 | 0 | 0 | 2398.5 | 11070 | 11070 | 61.5 | 24569.25 | 286.45 | 15.48 | -58.25 | 9.86 | 20 | 16.69 | 0 | 0.5 | 0.5 | 1 | 0.5 | 0 | 0 | 0 | 0 | 0 | 0 | 0 | 0 | 0 | 0 | 0 | 0 | 0 | 0 | 0 | 0 | 0
3841 | 7.3 | 1411.34 | 660 | 131.35 | 2202.69 | 740.21 | 444.13 | 11547.34 | 3387.03 | 14490.24 | 190.84 | 0 | 0 | 2398.5 | 2214 | 2214 | 61.5 | 6857.25 | 280.92 | 9.94 | -60.25 | 7.87 | 20 | 37.11 | 0 | 0.5 | 0.1 | 0.5 | 0.5 | 0 | 0 | 0 | 0 | 0 | 0 | 0 | 0 | 0 | 0 | 0 | 0 | 0 | 0 | 0 | 0 | 0
3842 | 6.6 | 1411.34 | 660 | 131.35 | 2202.69 | 740.21 | 444.13 | 11547.34 | 3387.03 | 14490.24 | 190.84 | 0 | 0 | 2398.5 | 2214 | 2214 | 61.5 | 6857.25 | 280.28 | 9.3 | -60.94 | 7.18 | 20 | 39.48 | 0 | 0.5 | 0.1 | 0.5 | 0.5 | 0 | 0 | 0 | 0 | 0 | 0 | 0 | 0 | 0 | 0 | 0 | 0 | 0 | 0 | 0 | 0 | 0
3843 | 6.1 | 1411.34 | 660 | 131.35 | 2202.69 | 740.21 | 444.13 | 11547.34 | 3387.03 | 14490.24 | 190.84 | 0 | 0 | 2398.5 | 2214 | 2214 | 61.5 | 6857.25 | 279.82 | 8.84 | -61.43 | 6.68 | 20 | 41.18 | 0 | 0.5 | 0.1 | 0.5 | 0.5 | 0 | 0 | 0 | 0 | 0 | 0 | 0 | 0 | 0 | 0 | 0 | 0 | 0 | 0 | 0 | 0 | 0
3844 | 6.1 | 1411.34 | 660 | 131.35 | 2202.69 | 740.21 | 444.13 | 11547.34 | 3387.03 | 14490.24 | 190.84 | 0 | 0 | 2398.5 | 2214 | 2214 | 61.5 | 6857.25 | 279.82 | 8.84 | -61.43 | 6.68 | 20 | 41.18 | 0 | 0.5 | 0.1 | 0.5 | 0.5 | 0 | 0 | 0 | 0 | 0 | 0 | 0 | 0 | 0 | 0 | 0 | 0 | 0 | 0 | 0 | 0 | 0
3845 | 7.2 | 1411.34 | 660 | 131.35 | 2202.69 | 740.21 | 444.13 | 11547.34 | 3387.03 | 14490.24 | 190.84 | 2802.12 | 242.01 | 2398.5 | 2214 | 2214 | 61.5 | 6857.25 | 281.65 | 10.68 | -60.14 | 7.98 | 20 | 34.41 | 0 | 0.5 | 0.1 | 0.5 | 0.5 | 0 | 2157.08 | 0 | 152.1 | 0 | 345.29 | 0 | 147.66 | 0 | 160.26 | 0 | 8.49 | 0 | 16.87 | 0 | 8.24 | 48.16
3846 | 9.6 | 1411.34 | 660 | 131.35 | 2202.69 | 740.21 | 444.13 | 11547.34 | 3387.03 | 14490.24 | 190.84 | 28713.13 | 2205.72 | 2398.5 | 2214 | 2214 | 61.5 | 6857.25 | 291.41 | 20.43 | -55.87 | 12.24 | 20.43 | 0 | 0 | 0.5 | 0.1 | 0.5 | 0.5 | 0 | 20194.73 | 0 | 3612.12 | 0 | 3436.66 | 0 | 1469.62 | 0 | 1500.38 | 0 | 201.52 | 0 | 167.89 | 0 | 81.99 | 253.94
3847 | 10.7 | 1411.34 | 660 | 131.35 | 2202.69 | 740.21 | 444.13 | 11547.34 | 3387.03 | 14490.24 | 190.84 | 6619.21 | 546.05 | 2398.5 | 2214 | 2214 | 61.5 | 6857.25 | 286 | 15.02 | -56.4 | 11.71 | 20 | 18.38 | 0 | 0.5 | 0.1 | 0.5 | 0.5 | 0 | 1969.18 | 0 | 1090.56 | 0 | 2493.27 | 0 | 1066.2 | 0 | 146.3 | 0 | 60.84 | 0 | 121.8 | 0 | 59.48 | 157.62
3848 | 13.5 | 1411.34 | 660 | 131.35 | 2202.69 | 740.21 | 444.13 | 11547.34 | 3387.03 | 14490.24 | 190.84 | 35215.61 | 2857.54 | 2398.5 | 11070 | 11070 | 61.5 | 24569.25 | 301.73 | 30.75 | -50.33 | 17.79 | 23.9 | 0 | 0 | 0.5 | 0.5 | 1 | 0.5 | 0 | 13952.19 | 0 | 6810.14 | 0 | 10123.96 | 0 | 4329.32 | 0 | 1036.59 | 0 | 379.94 | 0 | 494.57 | 0 | 241.54 | 704.89
3849 | 15.7 | 1411.34 | 660 | 131.35 | 2202.69 | 740.21 | 444.13 | 11547.34 | 3387.03 | 14490.24 | 190.84 | 40630.01 | 6662.25 | 2398.5 | 11070 | 11070 | 61.5 | 24569.25 | 306.36 | 35.39 | -47.53 | 20.59 | 23.9 | 0 | 0 | 0.5 | 0.5 | 1 | 0.5 | 0 | 17754.31 | 0 | 10317.82 | 0 | 8796.3 | 0 | 3761.58 | 0 | 2638.13 | 0 | 1151.28 | 0 | 859.43 | 0 | 419.72 | 1593.67
3850 | 16.2 | 1411.34 | 660 | 131.35 | 2202.69 | 740.21 | 444.13 | 11547.34 | 3387.03 | 14490.24 | 190.84 | 46701.99 | 7890.69 | 2398.5 | 11070 | 11070 | 61.5 | 24569.25 | 308.8 | 37.82 | -46.54 | 21.58 | 23.9 | 0 | 0 | 0.5 | 0.5 | 1 | 0.5 | 0 | 18042.05 | 0 | 14029.65 | 0 | 10247.95 | 0 | 4382.35 | 0 | 2680.89 | 0 | 1565.46 | 0 | 1001.26 | 0 | 488.99 | 2154.09
3851 | 17.6 | 1411.34 | 660 | 131.35 | 2202.69 | 740.21 | 444.13 | 11547.34 | 3387.03 | 14490.24 | 190.84 | 42819.81 | 7439.13 | 2398.5 | 11070 | 11070 | 61.5 | 24569.25 | 308.91 | 37.93 | -45.45 | 22.66 | 23.9 | 0 | 0 | 0.5 | 0.5 | 1 | 0.5 | 0 | 13051.89 | 0 | 13779.22 | 0 | 11199.46 | 0 | 4789.24 | 0 | 1939.39 | 0 | 1537.52 | 0 | 1094.23 | 0 | 534.39 | 2333.59
3852 | 17.8 | 1411.34 | 660 | 131.35 | 2202.69 | 740.21 | 444.13 | 11547.34 | 3387.03 | 14490.24 | 190.84 | 42047.83 | 8178.15 | 2398.5 | 11070 | 11070 | 61.5 | 24569.25 | 309.09 | 38.11 | -45.26 | 22.86 | 23.9 | 0 | 0 | 0.5 | 0.5 | 1 | 0.5 | 0 | 7593.89 | 0 | 18485.23 | 0 | 11638.86 | 0 | 4329.85 | 0 | 1128.39 | 0 | 2062.62 | 0 | 1137.16 | 0 | 483.13 | 3366.85
3853 | 18.4 | 1411.34 | 660 | 131.35 | 2202.69 | 740.21 | 444.13 | 11547.34 | 3387.03 | 14490.24 | 190.84 | 49809.02 | 8707.39 | 2398.5 | 11070 | 11070 | 61.5 | 24569.25 | 311.88 | 40.91 | -44.1 | 24.02 | 24 | 0 | -0.22 | 0.5 | 0.5 | 1 | 0.5 | 0 | 8153.76 | 0 | 14435.65 | 0 | 22570.54 | 0 | 4649.07 | 0 | 1211.58 | 0 | 1610.76 | 0 | 2205.23 | 0 | 518.75 | 3161.08
3854 | 18.9 | 1411.34 | 660 | 131.35 | 2202.69 | 740.21 | 444.13 | 11547.34 | 3387.03 | 14490.24 | 190.84 | 35516.47 | 5776.02 | 2398.5 | 11070 | 11070 | 61.5 | 24569.25 | 307.68 | 36.7 | -44.78 | 23.34 | 23.9 | 0 | 0 | 0.5 | 0.5 | 1 | 0.5 | 0 | 8405.45 | 0 | 6244.72 | 0 | 16073.71 | 0 | 4792.58 | 0 | 1248.98 | 0 | 696.8 | 0 | 1570.46 | 0 | 534.77 | 1725.02
3855 | 18.9 | 1411.34 | 660 | 131.35 | 2202.69 | 740.21 | 444.13 | 11547.34 | 3387.03 | 14490.24 | 190.84 | 52453.37 | 8363.94 | 2398.5 | 11070 | 11070 | 61.5 | 24569.25 | 312.96 | 41.99 | -43.45 | 24.67 | 24 | 0 | -9.77 | 0.5 | 0.5 | 1 | 0.5 | 0 | 7926.92 | 0 | 6103.78 | 0 | 33902.94 | 0 | 4519.73 | 0 | 1177.87 | 0 | 681.07 | 0 | 3312.44 | 0 | 504.32 | 2688.23
3856 | 16.8 | 1411.34 | 660 | 131.35 | 2202.69 | 740.21 | 444.13 | 11547.34 | 3387.03 | 14490.24 | 190.84 | 20825.2 | 3380.86 | 2398.5 | 11070 | 11070 | 61.5 | 24569.25 | 301.12 | 30.14 | -48.02 | 20.1 | 23.9 | 0 | 0 | 0.5 | 0.5 | 1 | 0.5 | 0 | 5794.21 | 0 | 3303.72 | 0 | 8367.68 | 0 | 3359.59 | 0 | 860.97 | 0 | 368.64 | 0 | 817.55 | 0 | 374.87 | 958.83
3857 | 17.8 | 1411.34 | 660 | 131.35 | 2202.69 | 740.21 | 444.13 | 11547.34 | 3387.03 | 14490.24 | 190.84 | 23847.8 | 3807.62 | 2398.5 | 11070 | 11070 | 61.5 | 24569.25 | 302.97 | 31.99 | -46.79 | 21.32 | 23.9 | 0 | 0 | 0.5 | 0.5 | 1 | 0.5 | 0 | 6024.89 | 0 | 3435.24 | 0 | 10421.02 | 0 | 3966.65 | 0 | 895.24 | 0 | 383.31 | 0 | 1018.17 | 0 | 442.61 | 1068.29
3858 | 13.2 | 1411.34 | 660 | 131.35 | 2202.69 | 740.21 | 444.13 | 11547.34 | 3387.03 | 14490.24 | 190.84 | 9934.39 | 1622.11 | 2398.5 | 11070 | 11070 | 61.5 | 24569.25 | 294.38 | 23.41 | -52.43 | 15.68 | 23.41 | 0 | 0 | 0.5 | 0.5 | 1 | 0.5 | 0 | 2796.54 | 0 | 1594.52 | 0 | 3889.64 | 0 | 1653.69 | 0 | 415.54 | 0 | 177.92 | 0 | 380.03 | 0 | 184.52 | 464.09
3859 | 12.8 | 1411.34 | 660 | 131.35 | 2202.69 | 740.21 | 444.13 | 11547.34 | 3387.03 | 14490.24 | 190.84 | 5029.83 | 416.15 | 2398.5 | 11070 | 11070 | 61.5 | 24569.25 | 292.35 | 21.37 | -53.24 | 14.87 | 21.37 | 0 | 0 | 0.5 | 0.5 | 1 | 0.5 | 0 | 1429.35 | 0 | 814.98 | 0 | 1947.41 | 0 | 838.1 | 0 | 106.19 | 0 | 45.47 | 0 | 95.13 | 0 | 46.76 | 122.59
3860 | 12.6 | 1411.34 | 660 | 131.35 | 2202.69 | 740.21 | 444.13 | 11547.34 | 3387.03 | 14490.24 | 190.84 | 3065.46 | 253.14 | 2398.5 | 11070 | 11070 | 61.5 | 24569.25 | 291.52 | 20.55 | -53.58 | 14.53 | 20.55 | 0 | 0 | 0.5 | 0.5 | 1 | 0.5 | 0 | 861.08 | 0 | 490.97 | 0 | 1188.08 | 0 | 525.33 | 0 | 63.97 | 0 | 27.39 | 0 | 58.04 | 0 | 29.31 | 74.43
3861 | 12.3 | 1411.34 | 660 | 131.35 | 2202.69 | 740.21 | 444.13 | 11547.34 | 3387.03 | 14490.24 | 190.84 | 561.63 | 45.74 | 2398.5 | 11070 | 11070 | 61.5 | 24569.25 | 290.49 | 19.51 | -54.06 | 14.05 | 20 | 1.8 | 0 | 0.5 | 0.5 | 1 | 0.5 | 0 | 149.44 | 0 | 85.21 | 0 | 215.84 | 0 | 111.16 | 0 | 11.1 | 0 | 4.75 | 0 | 10.54 | 0 | 6.2 | 13.13
3862 | 12.4 | 1411.34 | 660 | 131.35 | 2202.69 | 740.21 | 444.13 | 11547.34 | 3387.03 | 14490.24 | 190.84 | 0 | 0 | 2398.5 | 11070 | 11070 | 61.5 | 24569.25 | 290.4 | 19.42 | -54.01 | 14.11 | 20 | 2.13 | 0 | 0.5 | 0.5 | 1 | 0.5 | 0 | 0 | 0 | 0 | 0 | 0 | 0 | 0 | 0 | 0 | 0 | 0 | 0 | 0 | 0 | 0 | 0
3863 | 10.8 | 1411.34 | 660 | 131.35 | 2202.69 | 740.21 | 444.13 | 11547.34 | 3387.03 | 14490.24 | 190.84 | 0 | 0 | 2398.5 | 11070 | 11070 | 61.5 | 24569.25 | 288.93 | 17.96 | -55.59 | 12.53 | 20 | 7.55 | 0 | 0.5 | 0.5 | 1 | 0.5 | 0 | 0 | 0 | 0 | 0 | 0 | 0 | 0 | 0 | 0 | 0 | 0 | 0 | 0 | 0 | 0 | 0
3864 | 10.5 | 1411.34 | 660 | 131.35 | 2202.69 | 740.21 | 444.13 | 11547.34 | 3387.03 | 14490.24 | 190.84 | 0 | 0 | 2398.5 | 11070 | 11070 | 61.5 | 24569.25 | 288.66 | 17.68 | -55.88 | 12.23 | 20 | 8.56 | 0 | 0.5 | 0.5 | 1 | 0.5 | 0 | 0 | 0 | 0 | 0 | 0 | 0 | 0 | 0 | 0 | 0 | 0 | 0 | 0 | 0 | 0 | 0
3865 | 9.5 | 1411.34 | 660 | 131.35 | 2202.69 | 740.21 | 444.13 | 11547.34 | 3387.03 | 14490.24 | 190.84 | 0 | 0 | 2398.5 | 2214 | 2214 | 61.5 | 6857.25 | 282.94 | 11.96 | -58.08 | 10.04 | 20 | 29.66 | 0 | 0.5 | 0.1 | 0.5 | 0.5 | 0 | 0 | 0 | 0 | 0 | 0 | 0 | 0 | 0 | 0 | 0 | 0 | 0 | 0 | 0 | 0 | 0
3866 | 9.1 | 1411.34 | 660 | 131.35 | 2202.69 | 740.21 | 444.13 | 11547.34 | 3387.03 | 14490.24 | 190.84 | 0 | 0 | 2398.5 | 2214 | 2214 | 61.5 | 6857.25 | 282.57 | 11.6 | -58.47 | 9.64 | 20 | 31.02 | 0 | 0.5 | 0.1 | 0.5 | 0.5 | 0 | 0 | 0 | 0 | 0 | 0 | 0 | 0 | 0 | 0 | 0 | 0 | 0 | 0 | 0 | 0 | 0
3867 | 9 | 1411.34 | 660 | 131.35 | 2202.69 | 740.21 | 444.13 | 11547.34 | 3387.03 | 14490.24 | 190.84 | 0 | 0 | 2398.5 | 2214 | 2214 | 61.5 | 6857.25 | 282.48 | 11.5 | -58.57 | 9.55 | 20 | 31.35 | 0 | 0.5 | 0.1 | 0.5 | 0.5 | 0 | 0 | 0 | 0 | 0 | 0 | 0 | 0 | 0 | 0 | 0 | 0 | 0 | 0 | 0 | 0 | 0
3868 | 8.8 | 1411.34 | 660 | 131.35 | 2202.69 | 740.21 | 444.13 | 11547.34 | 3387.03 | 14490.24 | 190.84 | 0 | 0 | 2398.5 | 2214 | 2214 | 61.5 | 6857.25 | 282.3 | 11.32 | -58.77 | 9.35 | 20 | 32.03 | 0 | 0.5 | 0.1 | 0.5 | 0.5 | 0 | 0 | 0 | 0 | 0 | 0 | 0 | 0 | 0 | 0 | 0 | 0 | 0 | 0 | 0 | 0 | 0
3869 | 8.7 | 1411.34 | 660 | 131.35 | 2202.69 | 740.21 | 444.13 | 11547.34 | 3387.03 | 14490.24 | 190.84 | 3344.14 | 267.34 | 2398.5 | 2214 | 2214 | 61.5 | 6857.25 | 283.18 | 12.21 | -58.62 | 9.49 | 20 | 28.76 | 0 | 0.5 | 0.1 | 0.5 | 0.5 | 0 | 2618.12 | 0 | 170.2 | 0 | 389.33 | 0 | 166.49 | 0 | 194.51 | 0 | 9.5 | 0 | 19.02 | 0 | 9.29 | 35.03
3870 | 9.3 | 1411.34 | 660 | 131.35 | 2202.69 | 740.21 | 444.13 | 11547.34 | 3387.03 | 14490.24 | 190.84 | 46638.15 | 3577.3 | 2398.5 | 2214 | 2214 | 61.5 | 6857.25 | 296.36 | 25.39 | -54.85 | 13.26 | 23.9 | 0 | 0 | 0.5 | 0.1 | 0.5 | 0.5 | 0 | 35093.95 | 0 | 5634.28 | 0 | 4139.67 | 0 | 1770.25 | 0 | 2607.32 | 0 | 314.34 | 0 | 202.23 | 0 | 98.76 | 354.64
3871 | 10.8 | 1411.34 | 660 | 131.35 | 2202.69 | 740.21 | 444.13 | 11547.34 | 3387.03 | 14490.24 | 190.84 | 39547.07 | 6239.65 | 2398.5 | 2214 | 2214 | 61.5 | 6857.25 | 296.66 | 25.68 | -53.67 | 14.44 | 23.9 | 0 | 0 | 0.5 | 0.1 | 0.5 | 0.5 | 0 | 25456.89 | 0 | 7372.49 | 0 | 4705.48 | 0 | 2012.21 | 0 | 3782.67 | 0 | 822.64 | 0 | 459.74 | 0 | 224.53 | 950.07
3872 | 12.1 | 1411.34 | 660 | 131.35 | 2202.69 | 740.21 | 177.65 | 11280.86 | 3120.55 | 14223.76 | 190.84 | 51186.09 | 8271.39 | 959.4 | 4428 | 4428 | 24.6 | 9827.7 | 322.87 | 32.82 | -52.43 | 16.94 | 23.9 | 0 | 0 | 0.2 | 0.2 | 1 | 0.2 | 0 | 29503.99 | 0 | 12359.76 | 0 | 6529.94 | 0 | 2792.41 | 0 | 4384.03 | 0 | 1379.13 | 0 | 638 | 0 | 311.58 | 1558.65
3873 | 13.8 | 1411.34 | 660 | 131.35 | 2202.69 | 740.21 | 177.65 | 11280.86 | 3120.55 | 14223.76 | 190.84 | 51913.16 | 8606.7 | 959.4 | 4428 | 4428 | 24.6 | 9827.7 | 324.72 | 34.67 | -50.68 | 18.7 | 23.9 | 0 | 0 | 0.2 | 0.2 | 1 | 0.2 | 0 | 25241.74 | 0 | 14685.39 | 0 | 8395.74 | 0 | 3590.28 | 0 | 3750.7 | 0 | 1638.63 | 0 | 820.3 | 0 | 400.61 | 1996.47
3874 | 11.8 | 1411.34 | 660 | 131.35 | 2202.69 | 740.21 | 177.65 | 11280.86 | 3120.55 | 14223.76 | 190.84 | 24356.34 | 4012.16 | 959.4 | 4428 | 4428 | 24.6 | 9827.7 | 313.58 | 23.53 | -54.88 | 14.49 | 23.53 | 0 | 0 | 0.2 | 0.2 | 1 | 0.2 | 0 | 7595.9 | 0 | 4800.25 | 0 | 8377.64 | 0 | 3582.54 | 0 | 1128.68 | 0 | 535.62 | 0 | 818.53 | 0 | 399.75 | 1129.58
3875 | 12.7 | 1411.34 | 660 | 131.35 | 2202.69 | 740.21 | 177.65 | 11280.86 | 3120.55 | 14223.76 | 190.84 | 61672.54 | 5144.04 | 959.4 | 4428 | 4428 | 24.6 | 9827.7 | 325.54 | 35.49 | -51.33 | 18.05 | 23.9 | 0 | 0 | 0.2 | 0.2 | 1 | 0.2 | 0 | 18244.77 | 0 | 14531.58 | 0 | 20240.65 | 0 | 8655.54 | 0 | 1355.51 | 0 | 810.73 | 0 | 988.79 | 0 | 482.9 | 1506.11
3876 | 14.2 | 1411.34 | 660 | 131.35 | 2202.69 | 740.21 | 177.65 | 11280.86 | 3120.55 | 14223.76 | 190.84 | 41111.59 | 7543.03 | 959.4 | 4428 | 4428 | 24.6 | 9827.7 | 321.64 | 31.59 | -51.11 | 18.27 | 23.9 | 0 | 0 | 0.2 | 0.2 | 1 | 0.2 | 0 | 8606.24 | 0 | 15088.24 | 0 | 12510.05 | 0 | 4907.07 | 0 | 1278.81 | 0 | 1683.58 | 0 | 1222.28 | 0 | 547.54 | 2810.82
3877 | 10.4 | 1411.34 | 660 | 131.35 | 2202.69 | 740.21 | 177.65 | 11280.86 | 3120.55 | 14223.76 | 190.84 | 21597 | 3520.13 | 959.4 | 4428 | 4428 | 24.6 | 9827.7 | 311.37 | 21.32 | -56.49 | 12.89 | 21.32 | 0 | 0 | 0.2 | 0.2 | 1 | 0.2 | 0 | 6150.26 | 0 | 3613.12 | 0 | 8326.89 | 0 | 3506.73 | 0 | 913.87 | 0 | 403.16 | 0 | 813.57 | 0 | 391.29 | 998.23
3878 | 14.3 | 1411.34 | 660 | 131.35 | 2202.69 | 740.21 | 177.65 | 11280.86 | 3120.55 | 14223.76 | 190.84 | 98862.72 | 8119.4 | 959.4 | 4428 | 4428 | 24.6 | 9827.7 | 338.55 | 48.5 | -46.96 | 22.41 | 23.9 | 0 | 0 | 0.2 | 0.2 | 1 | 0.2 | 0 | 17211.56 | 0 | 18811.9 | 0 | 53025.66 | 0 | 9813.61 | 0 | 1278.74 | 0 | 1049.54 | 0 | 2590.4 | 0 | 547.51 | 2653.2
3879 | 15.6 | 1411.34 | 660 | 131.35 | 2202.69 | 740.21 | 177.65 | 11280.86 | 3120.55 | 14223.76 | 190.84 | 51218.91 | 8171.99 | 959.4 | 4428 | 4428 | 24.6 | 9827.7 | 326.02 | 35.97 | -48.98 | 20.39 | 23.9 | 0 | 0 | 0.2 | 0.2 | 1 | 0.2 | 0 | 8198.3 | 0 | 6122.94 | 0 | 32223.19 | 0 | 4674.47 | 0 | 1218.2 | 0 | 683.21 | 0 | 3148.33 | 0 | 521.59 | 2600.66
3880 | 15.3 | 1411.34 | 660 | 131.35 | 2202.69 | 740.21 | 177.65 | 11280.86 | 3120.55 | 14223.76 | 190.84 | 29257.47 | 4617.14 | 959.4 | 4428 | 4428 | 24.6 | 9827.7 | 318.35 | 28.3 | -51.05 | 18.33 | 23.9 | 0 | 0 | 0.2 | 0.2 | 1 | 0.2 | 0 | 6773.3 | 0 | 3861.97 | 0 | 14301.21 | 0 | 4321 | 0 | 1006.45 | 0 | 430.93 | 0 | 1397.28 | 0 | 482.15 | 1300.33
3881 | 15.7 | 1411.34 | 660 | 131.35 | 2202.69 | 740.21 | 177.65 | 11280.86 | 3120.55 | 14223.76 | 190.84 | 50271.7 | 7302.41 | 959.4 | 4428 | 4428 | 24.6 | 9827.7 | 325.58 | 35.54 | -49.01 | 20.37 | 23.9 | 0 | 0 | 0.2 | 0.2 | 1 | 0.2 | 0 | 6726.94 | 0 | 3835.54 | 0 | 30972.63 | 0 | 8736.6 | 0 | 999.56 | 0 | 427.98 | 0 | 3026.14 | 0 | 974.85 | 1873.88
3882 | 15.6 | 1411.34 | 660 | 131.35 | 2202.69 | 740.21 | 444.13 | 11547.34 | 3387.03 | 14490.24 | 190.84 | 56396.75 | 7669.73 | 2398.5 | 11070 | 11070 | 61.5 | 24569.25 | 310.82 | 39.84 | -46.49 | 21.63 | 23.9 | 0 | 0 | 0.5 | 0.5 | 1 | 0.5 | 0 | 5063.6 | 0 | 2887.14 | 0 | 35119.52 | 0 | 13326.49 | 0 | 752.41 | 0 | 322.15 | 0 | 3431.31 | 0 | 1487 | 1676.86
3883 | 14.9 | 1411.34 | 660 | 131.35 | 2202.69 | 740.21 | 444.13 | 11547.34 | 3387.03 | 14490.24 | 190.84 | 45781.91 | 5982.52 | 2398.5 | 11070 | 11070 | 61.5 | 24569.25 | 306.84 | 35.86 | -48.01 | 20.1 | 23.9 | 0 | 0 | 0.5 | 0.5 | 1 | 0.5 | 0 | 3796.03 | 0 | 2164.4 | 0 | 26009.03 | 0 | 13812.45 | 0 | 564.06 | 0 | 241.51 | 0 | 2541.18 | 0 | 1541.22 | 1094.56
3884 | 13.9 | 1411.34 | 660 | 131.35 | 2202.69 | 740.21 | 444.13 | 11547.34 | 3387.03 | 14490.24 | 190.84 | 17981.36 | 2409.09 | 2398.5 | 11070 | 11070 | 61.5 | 24569.25 | 297.42 | 26.44 | -51.14 | 16.98 | 23.9 | 0 | 0 | 0.5 | 0.5 | 1 | 0.5 | 0 | 2229.16 | 0 | 1271.01 | 0 | 8475.37 | 0 | 6005.82 | 0 | 331.23 | 0 | 141.82 | 0 | 828.08 | 0 | 670.14 | 437.82
3885 | 10.9 | 1411.34 | 660 | 131.35 | 2202.69 | 740.21 | 444.13 | 11547.34 | 3387.03 | 14490.24 | 190.84 | 6700.46 | 813.57 | 2398.5 | 11070 | 11070 | 61.5 | 24569.25 | 291.18 | 20.2 | -54.98 | 13.14 | 20.2 | 0 | 0 | 0.5 | 0.5 | 1 | 0.5 | 0 | 508.98 | 0 | 290.21 | 0 | 2601.17 | 0 | 3300.1 | 0 | 75.63 | 0 | 32.38 | 0 | 254.14 | 0 | 368.23 | 83.19
3886 | 8.6 | 1411.34 | 660 | 131.35 | 2202.69 | 740.21 | 444.13 | 11547.34 | 3387.03 | 14490.24 | 190.84 | 0 | 0 | 2398.5 | 11070 | 11070 | 61.5 | 24569.25 | 286.92 | 15.94 | -57.76 | 10.36 | 20 | 14.97 | 0 | 0.5 | 0.5 | 1 | 0.5 | 0 | 0 | 0 | 0 | 0 | 0 | 0 | 0 | 0 | 0 | 0 | 0 | 0 | 0 | 0 | 0 | 0
3887 | 7.3 | 1411.34 | 660 | 131.35 | 2202.69 | 740.21 | 444.13 | 11547.34 | 3387.03 | 14490.24 | 190.84 | 0 | 0 | 2398.5 | 11070 | 11070 | 61.5 | 24569.25 | 285.72 | 14.74 | -59.04 | 9.07 | 20 | 19.4 | 0 | 0.5 | 0.5 | 1 | 0.5 | 0 | 0 | 0 | 0 | 0 | 0 | 0 | 0 | 0 | 0 | 0 | 0 | 0 | 0 | 0 | 0 | 0
3888 | 6.5 | 1411.34 | 660 | 131.35 | 2202.69 | 740.21 | 444.13 | 11547.34 | 3387.03 | 14490.24 | 190.84 | 0 | 0 | 2398.5 | 11070 | 11070 | 61.5 | 24569.25 | 284.99 | 14.01 | -59.83 | 8.28 | 20 | 22.11 | 0 | 0.5 | 0.5 | 1 | 0.5 | 0 | 0 | 0 | 0 | 0 | 0 | 0 | 0 | 0 | 0 | 0 | 0 | 0 | 0 | 0 | 0 | 0
3889 | 5.9 | 1411.34 | 660 | 131.35 | 2202.69 | 740.21 | 444.13 | 11547.34 | 3387.03 | 14490.24 | 190.84 | 0 | 0 | 2398.5 | 2214 | 2214 | 61.5 | 6857.25 | 279.63 | 8.66 | -61.63 | 6.49 | 20 | 41.85 | 0 | 0.5 | 0.1 | 0.5 | 0.5 | 0 | 0 | 0 | 0 | 0 | 0 | 0 | 0 | 0 | 0 | 0 | 0 | 0 | 0 | 0 | 0 | 0
3890 | 5.5 | 1411.34 | 660 | 131.35 | 2202.69 | 740.21 | 444.13 | 11547.34 | 3387.03 | 14490.24 | 190.84 | 0 | 0 | 2398.5 | 2214 | 2214 | 61.5 | 6857.25 | 279.27 | 8.29 | -62.02 | 6.09 | 20 | 43.21 | 0 | 0.5 | 0.1 | 0.5 | 0.5 | 0 | 0 | 0 | 0 | 0 | 0 | 0 | 0 | 0 | 0 | 0 | 0 | 0 | 0 | 0 | 0 | 0
3891 | 5.2 | 1411.34 | 660 | 131.35 | 2202.69 | 740.21 | 444.13 | 11547.34 | 3387.03 | 14490.24 | 190.84 | 0 | 0 | 2398.5 | 2214 | 2214 | 61.5 | 6857.25 | 278.99 | 8.02 | -62.32 | 5.79 | 20 | 44.22 | 0 | 0.5 | 0.1 | 0.5 | 0.5 | 0 | 0 | 0 | 0 | 0 | 0 | 0 | 0 | 0 | 0 | 0 | 0 | 0 | 0 | 0 | 0 | 0
3892 | 4.8 | 1411.34 | 660 | 131.35 | 2202.69 | 740.21 | 444.13 | 11547.34 | 3387.03 | 14490.24 | 190.84 | 0 | 0 | 2398.5 | 2214 | 2214 | 61.5 | 6857.25 | 278.63 | 7.65 | -62.72 | 5.4 | 20 | 45.58 | 0 | 0.5 | 0.1 | 0.5 | 0.5 | 0 | 0 | 0 | 0 | 0 | 0 | 0 | 0 | 0 | 0 | 0 | 0 | 0 | 0 | 0 | 0 | 0
3893 | 5 | 1411.34 | 660 | 131.35 | 2202.69 | 740.21 | 444.13 | 11547.34 | 3387.03 | 14490.24 | 190.84 | 3309.88 | 258.68 | 2398.5 | 2214 | 2214 | 61.5 | 6857.25 | 279.78 | 8.8 | -62.27 | 5.84 | 20 | 41.33 | 0 | 0.5 | 0.1 | 0.5 | 0.5 | 0 | 2702.63 | 0 | 141.63 | 0 | 326.15 | 0 | 139.47 | 0 | 200.79 | 0 | 7.9 | 0 | 15.93 | 0 | 7.78 | 26.27
3894 | 8.3 | 1411.34 | 660 | 131.35 | 2202.69 | 740.21 | 444.13 | 11547.34 | 3387.03 | 14490.24 | 190.84 | 46444.94 | 3563.17 | 2398.5 | 2214 | 2214 | 61.5 | 6857.25 | 295.39 | 24.41 | -55.85 | 12.26 | 23.9 | 0 | 0 | 0.5 | 0.1 | 0.5 | 0.5 | 0 | 34919.03 | 0 | 5593.42 | 0 | 4155.48 | 0 | 1777.01 | 0 | 2594.33 | 0 | 312.06 | 0 | 203 | 0 | 99.14 | 354.64
3895 | 11.7 | 1411.34 | 660 | 131.35 | 2202.69 | 740.21 | 444.13 | 11547.34 | 3387.03 | 14490.24 | 190.84 | 36563.41 | 5774.93 | 2398.5 | 2214 | 2214 | 61.5 | 6857.25 | 296.55 | 25.57 | -53.02 | 15.09 | 23.9 | 0 | 0 | 0.5 | 0.1 | 0.5 | 0.5 | 0 | 22985.21 | 0 | 6766.21 | 0 | 4771.53 | 0 | 2040.46 | 0 | 3415.4 | 0 | 754.99 | 0 | 466.2 | 0 | 227.68 | 910.67
3896 | 13.6 | 1411.34 | 660 | 131.35 | 2202.69 | 740.21 | 177.65 | 11280.86 | 3120.55 | 14223.76 | 190.84 | 54394.94 | 8796.36 | 959.4 | 4428 | 4428 | 24.6 | 9827.7 | 325.31 | 35.26 | -50.69 | 18.68 | 23.9 | 0 | 0 | 0.2 | 0.2 | 1 | 0.2 | 0 | 32050.8 | 0 | 13290.67 | 0 | 6341.6 | 0 | 2711.87 | 0 | 4762.47 | 0 | 1483 | 0 | 619.6 | 0 | 302.6 | 1628.7
3897 | 14.9 | 1411.34 | 660 | 131.35 | 2202.69 | 740.21 | 177.65 | 11280.86 | 3120.55 | 14223.76 | 190.84 | 60932.81 | 10223.34 | 959.4 | 4428 | 4428 | 24.6 | 9827.7 | 328.8 | 38.75 | -48.85 | 20.52 | 23.9 | 0 | 0 | 0.2 | 0.2 | 1 | 0.2 | 0 | 31879.92 | 0 | 18535.47 | 0 | 7367.04 | 0 | 3150.38 | 0 | 4737.07 | 0 | 2068.23 | 0 | 719.79 | 0 | 351.53 | 2346.73
3898 | 15.7 | 1411.34 | 660 | 131.35 | 2202.69 | 740.21 | 177.65 | 11280.86 | 3120.55 | 14223.76 | 190.84 | 58885.35 | 10339.79 | 959.4 | 4428 | 4428 | 24.6 | 9827.7 | 328.96 | 38.91 | -48.2 | 21.17 | 23.9 | 0 | 0 | 0.2 | 0.2 | 1 | 0.2 | 0 | 25510.88 | 0 | 21333.04 | 0 | 8434.55 | 0 | 3606.88 | 0 | 3790.69 | 0 | 2380.39 | 0 | 824.09 | 0 | 402.46 | 2942.17
3899 | 15.9 | 1411.34 | 660 | 131.35 | 2202.69 | 740.21 | 177.65 | 11280.86 | 3120.55 | 14223.76 | 190.84 | 51408.21 | 9666.33 | 959.4 | 4428 | 4428 | 24.6 | 9827.7 | 326.78 | 36.73 | -48.57 | 20.81 | 23.9 | 0 | 0 | 0.2 | 0.2 | 1 | 0.2 | 0 | 16336.85 | 0 | 21807.81 | 0 | 9290.6 | 0 | 3972.95 | 0 | 2427.51 | 0 | 2433.36 | 0 | 907.73 | 0 | 443.31 | 3454.42
3900 | 17.1 | 1411.34 | 660 | 131.35 | 2202.69 | 740.21 | 177.65 | 11280.86 | 3120.55 | 14223.76 | 190.84 | 41997.35 | 8366.7 | 959.4 | 4428 | 4428 | 24.6 | 9827.7 | 324.76 | 34.71 | -48.13 | 21.25 | 23.9 | 0 | 0 | 0.2 | 0.2 | 1 | 0.2 | 0 | 7384.75 | 0 | 19116.3 | 0 | 11285.69 | 0 | 4210.6 | 0 | 1097.31 | 0 | 2133.04 | 0 | 1102.65 | 0 | 469.83 | 3563.87
3901 | 17.9 | 1411.34 | 660 | 131.35 | 2202.69 | 740.21 | 177.65 | 11280.86 | 3120.55 | 14223.76 | 190.84 | 50152.25 | 8924.98 | 959.4 | 4428 | 4428 | 24.6 | 9827.7 | 328.01 | 37.96 | -46.73 | 22.64 | 23.9 | 0 | 0 | 0.2 | 0.2 | 1 | 0.2 | 0 | 7797.59 | 0 | 15009.86 | 0 | 22898.81 | 0 | 4445.99 | 0 | 1158.65 | 0 | 1674.83 | 0 | 2237.3 | 0 | 496.09 | 3358.1
3902 | 17.6 | 1411.34 | 660 | 131.35 | 2202.69 | 740.21 | 177.65 | 11280.86 | 3120.55 | 14223.76 | 190.84 | 51439.21 | 8496.19 | 959.4 | 4428 | 4428 | 24.6 | 9827.7 | 327.99 | 37.94 | -46.97 | 22.41 | 23.9 | 0 | 0 | 0.2 | 0.2 | 1 | 0.2 | 0 | 8271.41 | 0 | 9956.1 | 0 | 28495.54 | 0 | 4716.16 | 0 | 1229.06 | 0 | 1110.92 | 0 | 2784.12 | 0 | 526.24 | 2845.84
3903 | 17.4 | 1411.34 | 660 | 131.35 | 2202.69 | 740.21 | 177.65 | 11280.86 | 3120.55 | 14223.76 | 190.84 | 51603.4 | 8234.8 | 959.4 | 4428 | 4428 | 24.6 | 9827.7 | 327.78 | 37.73 | -47.17 | 22.2 | 23.9 | 0 | 0 | 0.2 | 0.2 | 1 | 0.2 | 0 | 7969.63 | 0 | 6071.59 | 0 | 33018.1 | 0 | 4544.09 | 0 | 1184.22 | 0 | 677.48 | 0 | 3225.99 | 0 | 507.04 | 2640.07
3904 | 17.8 | 1411.34 | 660 | 131.35 | 2202.69 | 740.21 | 177.65 | 11280.86 | 3120.55 | 14223.76 | 190.84 | 42450.06 | 6567.05 | 959.4 | 4428 | 4428 | 24.6 | 9827.7 | 325 | 34.95 | -47.53 | 21.85 | 23.9 | 0 | 0 | 0.2 | 0.2 | 1 | 0.2 | 0 | 7930.4 | 0 | 4521.72 | 0 | 24281.9 | 0 | 5716.04 | 0 | 1178.39 | 0 | 504.54 | 0 | 2372.43 | 0 | 637.81 | 1873.88
3905 | 17.6 | 1411.34 | 660 | 131.35 | 2202.69 | 740.21 | 177.65 | 11280.86 | 3120.55 | 14223.76 | 190.84 | 31336.08 | 4816.54 | 959.4 | 4428 | 4428 | 24.6 | 9827.7 | 321.09 | 31.04 | -48.62 | 20.76 | 23.9 | 0 | 0 | 0.2 | 0.2 | 1 | 0.2 | 0 | 6478.76 | 0 | 3694.03 | 0 | 15859.79 | 0 | 5303.5 | 0 | 962.69 | 0 | 412.19 | 0 | 1549.56 | 0 | 591.78 | 1300.33
3906 | 17.2 | 1411.34 | 660 | 131.35 | 2202.69 | 740.21 | 444.13 | 11547.34 | 3387.03 | 14490.24 | 190.84 | 18645.59 | 2955.21 | 2398.5 | 11070 | 11070 | 61.5 | 24569.25 | 300.78 | 29.8 | -47.8 | 20.32 | 23.9 | 0 | 0 | 0.5 | 0.5 | 1 | 0.5 | 0 | 4642.25 | 0 | 2646.89 | 0 | 8031.41 | 0 | 3325.04 | 0 | 689.8 | 0 | 295.35 | 0 | 784.7 | 0 | 371.01 | 814.35
3907 | 17.1 | 1411.34 | 660 | 131.35 | 2202.69 | 740.21 | 444.13 | 11547.34 | 3387.03 | 14490.24 | 190.84 | 8768.43 | 1422.99 | 2398.5 | 11070 | 11070 | 61.5 | 24569.25 | 297.59 | 26.62 | -48.67 | 19.44 | 23.9 | 0 | 0 | 0.5 | 0.5 | 1 | 0.5 | 0 | 2424.92 | 0 | 1382.63 | 0 | 3454.92 | 0 | 1505.97 | 0 | 360.32 | 0 | 154.28 | 0 | 337.56 | 0 | 168.04 | 402.8
3908 | 16.7 | 1411.34 | 660 | 131.35 | 2202.69 | 740.21 | 444.13 | 11547.34 | 3387.03 | 14490.24 | 190.84 | 10472.95 | 1518.09 | 2398.5 | 11070 | 11070 | 61.5 | 24569.25 | 297.71 | 26.74 | -48.95 | 19.17 | 23.9 | 0 | 0 | 0.5 | 0.5 | 1 | 0.5 | 0 | 1938.85 | 0 | 1105.48 | 0 | 4593.99 | 0 | 2834.63 | 0 | 288.1 | 0 | 123.35 | 0 | 448.85 | 0 | 316.29 | 341.5
3909 | 15.5 | 1411.34 | 660 | 131.35 | 2202.69 | 740.21 | 444.13 | 11547.34 | 3387.03 | 14490.24 | 190.84 | 2022.38 | 290.51 | 2398.5 | 11070 | 11070 | 61.5 | 24569.25 | 293.99 | 23.01 | -50.79 | 17.32 | 23.01 | 0 | 0 | 0.5 | 0.5 | 1 | 0.5 | 0 | 388.51 | 0 | 221.52 | 0 | 780.21 | 0 | 632.14 | 0 | 57.73 | 0 | 24.72 | 0 | 76.23 | 0 | 70.54 | 61.3
3910 | 15 | 1411.34 | 660 | 131.35 | 2202.69 | 740.21 | 444.13 | 11547.34 | 3387.03 | 14490.24 | 190.84 | 0 | 0 | 2398.5 | 11070 | 11070 | 61.5 | 24569.25 | 292.88 | 21.9 | -51.44 | 16.67 | 21.9 | 0 | 0 | 0.5 | 0.5 | 1 | 0.5 | 0 | 0 | 0 | 0 | 0 | 0 | 0 | 0 | 0 | 0 | 0 | 0 | 0 | 0 | 0 | 0 | 0
3911 | 14.9 | 1411.34 | 660 | 131.35 | 2202.69 | 740.21 | 444.13 | 11547.34 | 3387.03 | 14490.24 | 190.84 | 0 | 0 | 2398.5 | 11070 | 11070 | 61.5 | 24569.25 | 292.75 | 21.78 | -51.54 | 16.57 | 21.78 | 0 | 0 | 0.5 | 0.5 | 1 | 0.5 | 0 | 0 | 0 | 0 | 0 | 0 | 0 | 0 | 0 | 0 | 0 | 0 | 0 | 0 | 0 | 0 | 0
3912 | 14.9 | 1411.34 | 660 | 131.35 | 2202.69 | 740.21 | 444.13 | 11547.34 | 3387.03 | 14490.24 | 190.84 | 0 | 0 | 2398.5 | 11070 | 11070 | 61.5 | 24569.25 | 292.75 | 21.77 | -51.54 | 16.57 | 21.77 | 0 | 0 | 0.5 | 0.5 | 1 | 0.5 | 0 | 0 | 0 | 0 | 0 | 0 | 0 | 0 | 0 | 0 | 0 | 0 | 0 | 0 | 0 | 0 | 0
3913 | 15 | 1411.34 | 660 | 131.35 | 2202.69 | 740.21 | 444.13 | 11547.34 | 3387.03 | 14490.24 | 190.84 | 0 | 0 | 2398.5 | 2214 | 2214 | 61.5 | 6857.25 | 288.04 | 17.06 | -52.65 | 15.47 | 20 | 10.83 | 0 | 0.5 | 0.1 | 0.5 | 0.5 | 0 | 0 | 0 | 0 | 0 | 0 | 0 | 0 | 0 | 0 | 0 | 0 | 0 | 0 | 0 | 0 | 0
3914 | 15.2 | 1411.34 | 660 | 131.35 | 2202.69 | 740.21 | 444.13 | 11547.34 | 3387.03 | 14490.24 | 190.84 | 0 | 0 | 2398.5 | 2214 | 2214 | 61.5 | 6857.25 | 288.17 | 17.19 | -52.45 | 15.66 | 20 | 10.35 | 0 | 0.5 | 0.1 | 0.5 | 0.5 | 0 | 0 | 0 | 0 | 0 | 0 | 0 | 0 | 0 | 0 | 0 | 0 | 0 | 0 | 0 | 0 | 0
3915 | 15.3 | 1411.34 | 660 | 131.35 | 2202.69 | 740.21 | 444.13 | 11547.34 | 3387.03 | 14490.24 | 190.84 | 0 | 0 | 2398.5 | 2214 | 2214 | 61.5 | 6857.25 | 288.26 | 17.29 | -52.35 | 15.76 | 20 | 10.02 | 0 | 0.5 | 0.1 | 0.5 | 0.5 | 0 | 0 | 0 | 0 | 0 | 0 | 0 | 0 | 0 | 0 | 0 | 0 | 0 | 0 | 0 | 0 | 0
3916 | 14.8 | 1411.34 | 660 | 131.35 | 2202.69 | 740.21 | 444.13 | 11547.34 | 3387.03 | 14490.24 | 190.84 | 0 | 0 | 2398.5 | 2214 | 2214 | 61.5 | 6857.25 | 287.8 | 16.83 | -52.85 | 15.27 | 20 | 11.71 | 0 | 0.5 | 0.1 | 0.5 | 0.5 | 0 | 0 | 0 | 0 | 0 | 0 | 0 | 0 | 0 | 0 | 0 | 0 | 0 | 0 | 0 | 0 | 0
3917 | 14.2 | 1411.34 | 660 | 131.35 | 2202.69 | 740.21 | 444.13 | 11547.34 | 3387.03 | 14490.24 | 190.84 | 0 | 0 | 2398.5 | 2214 | 2214 | 61.5 | 6857.25 | 287.25 | 16.28 | -53.44 | 14.68 | 20 | 13.74 | 0 | 0.5 | 0.1 | 0.5 | 0.5 | 0 | 0 | 0 | 0 | 0 | 0 | 0 | 0 | 0 | 0 | 0 | 0 | 0 | 0 | 0 | 0 | 0
3918 | 14.6 | 1411.34 | 660 | 131.35 | 2202.69 | 740.21 | 444.13 | 11547.34 | 3387.03 | 14490.24 | 190.84 | 9701.91 | 763.95 | 2398.5 | 2214 | 2214 | 61.5 | 6857.25 | 290.46 | 19.48 | -52.33 | 15.79 | 20 | 1.92 | 0 | 0.5 | 0.1 | 0.5 | 0.5 | 0 | 5460.96 | 0 | 1338.73 | 0 | 2032.89 | 0 | 869.33 | 0 | 405.73 | 0 | 74.69 | 0 | 99.31 | 0 | 48.5 | 135.72
3919 | 14.5 | 1411.34 | 660 | 131.35 | 2202.69 | 740.21 | 444.13 | 11547.34 | 3387.03 | 14490.24 | 190.84 | 13041.84 | 1061.33 | 2398.5 | 2214 | 2214 | 61.5 | 6857.25 | 291.35 | 20.37 | -52.18 | 15.93 | 20.37 | 0 | 0 | 0.5 | 0.1 | 0.5 | 0.5 | 0 | 4547.9 | 0 | 2188.46 | 0 | 4416.74 | 0 | 1888.74 | 0 | 337.89 | 0 | 122.1 | 0 | 215.77 | 0 | 105.37 | 280.21
3920 | 14.6 | 1411.34 | 660 | 131.35 | 2202.69 | 740.21 | 177.65 | 11280.86 | 3120.55 | 14223.76 | 190.84 | 15544.34 | 1274.99 | 959.4 | 4428 | 4428 | 24.6 | 9827.7 | 312.63 | 22.58 | -52.92 | 16.45 | 22.58 | 0 | 0 | 0.2 | 0.2 | 1 | 0.2 | 0 | 4594.93 | 0 | 2583.2 | 0 | 5860.2 | 0 | 2506.01 | 0 | 341.38 | 0 | 144.12 | 0 | 286.28 | 0 | 139.81 | 363.39
3921 | 15.9 | 1411.34 | 660 | 131.35 | 2202.69 | 740.21 | 177.65 | 11280.86 | 3120.55 | 14223.76 | 190.84 | 40808.98 | 3342.16 | 959.4 | 4428 | 4428 | 24.6 | 9827.7 | 321.82 | 31.77 | -49.74 | 19.63 | 23.9 | 0 | 0 | 0.2 | 0.2 | 1 | 0.2 | 0 | 13835.39 | 0 | 7933.91 | 0 | 13336.55 | 0 | 5703.13 | 0 | 1027.91 | 0 | 442.64 | 0 | 651.52 | 0 | 318.18 | 901.91
3922 | 17 | 1411.34 | 660 | 131.35 | 2202.69 | 740.21 | 177.65 | 11280.86 | 3120.55 | 14223.76 | 190.84 | 29795.11 | 4908.39 | 959.4 | 4428 | 4428 | 24.6 | 9827.7 | 320.13 | 30.08 | -49.31 | 20.06 | 23.9 | 0 | 0 | 0.2 | 0.2 | 1 | 0.2 | 0 | 10002.29 | 0 | 6819.35 | 0 | 9087.41 | 0 | 3886.06 | 0 | 1486.25 | 0 | 760.92 | 0 | 887.87 | 0 | 433.62 | 1339.74
3923 | 17.1 | 1411.34 | 660 | 131.35 | 2202.69 | 740.21 | 177.65 | 11280.86 | 3120.55 | 14223.76 | 190.84 | 25283.77 | 4169.76 | 959.4 | 4428 | 4428 | 24.6 | 9827.7 | 318.7 | 28.65 | -49.58 | 19.8 | 23.9 | 0 | 0 | 0.2 | 0.2 | 1 | 0.2 | 0 | 7355.12 | 0 | 4794.99 | 0 | 9199.61 | 0 | 3934.04 | 0 | 1092.91 | 0 | 535.04 | 0 | 898.84 | 0 | 438.97 | 1204.01
3924 | 17.1 | 1411.34 | 660 | 131.35 | 2202.69 | 740.21 | 177.65 | 11280.86 | 3120.55 | 14223.76 | 190.84 | 22029.28 | 3606.99 | 959.4 | 4428 | 4428 | 24.6 | 9827.7 | 317.59 | 27.54 | -49.84 | 19.53 | 23.9 | 0 | 0 | 0.2 | 0.2 | 1 | 0.2 | 0 | 6266.43 | 0 | 3812.69 | 0 | 8377.21 | 0 | 3572.96 | 0 | 931.14 | 0 | 425.43 | 0 | 818.48 | 0 | 398.68 | 1033.26
3925 | 17.3 | 1411.34 | 660 | 131.35 | 2202.69 | 740.21 | 177.65 | 11280.86 | 3120.55 | 14223.76 | 190.84 | 29117.67 | 4775 | 959.4 | 4428 | 4428 | 24.6 | 9827.7 | 320.16 | 30.11 | -49.07 | 20.3 | 23.9 | 0 | 0 | 0.2 | 0.2 | 1 | 0.2 | 0 | 8000.62 | 0 | 5170.7 | 0 | 11384.59 | 0 | 4561.76 | 0 | 1188.82 | 0 | 576.96 | 0 | 1112.32 | 0 | 509.01 | 1387.9
3926 | 17.4 | 1411.34 | 660 | 131.35 | 2202.69 | 740.21 | 177.65 | 11280.86 | 3120.55 | 14223.76 | 190.84 | 19574.23 | 3187.98 | 959.4 | 4428 | 4428 | 24.6 | 9827.7 | 317.03 | 26.98 | -49.74 | 19.63 | 23.9 | 0 | 0 | 0.2 | 0.2 | 1 | 0.2 | 0 | 5592.8 | 0 | 3222.78 | 0 | 7569.77 | 0 | 3188.88 | 0 | 831.04 | 0 | 359.6 | 0 | 739.59 | 0 | 355.82 | 901.91
3927 | 17.4 | 1411.34 | 660 | 131.35 | 2202.69 | 740.21 | 177.65 | 11280.86 | 3120.55 | 14223.76 | 190.84 | 23096.49 | 3756.58 | 959.4 | 4428 | 4428 | 24.6 | 9827.7 | 318.21 | 28.16 | -49.46 | 19.91 | 23.9 | 0 | 0 | 0.2 | 0.2 | 1 | 0.2 | 0 | 6462 | 0 | 3726.09 | 0 | 9223.93 | 0 | 3684.47 | 0 | 960.2 | 0 | 415.76 | 0 | 901.21 | 0 | 411.12 | 1068.29
3928 | 17.5 | 1411.34 | 660 | 131.35 | 2202.69 | 740.21 | 177.65 | 11280.86 | 3120.55 | 14223.76 | 190.84 | 11334.93 | 1857.57 | 959.4 | 4428 | 4428 | 24.6 | 9827.7 | 314.34 | 24.29 | -50.31 | 19.06 | 23.9 | 0 | 0 | 0.2 | 0.2 | 1 | 0.2 | 0 | 3235.5 | 0 | 1844.8 | 0 | 4402.14 | 0 | 1852.48 | 0 | 480.77 | 0 | 205.85 | 0 | 430.11 | 0 | 206.7 | 534.14
3929 | 19.4 | 1411.34 | 660 | 131.35 | 2202.69 | 740.21 | 177.65 | 11280.86 | 3120.55 | 14223.76 | 190.84 | 27382.99 | 4234.84 | 959.4 | 4428 | 4428 | 24.6 | 9827.7 | 321.41 | 31.36 | -47.16 | 22.22 | 23.9 | 0 | 0 | 0.2 | 0.2 | 1 | 0.2 | 0 | 5997.81 | 0 | 3419.8 | 0 | 13351.78 | 0 | 4613.6 | 0 | 891.22 | 0 | 381.59 | 0 | 1304.52 | 0 | 514.8 | 1142.72
3930 | 18.4 | 1411.34 | 660 | 131.35 | 2202.69 | 740.21 | 444.13 | 11547.34 | 3387.03 | 14490.24 | 190.84 | 8257.44 | 1352.66 | 2398.5 | 11070 | 11070 | 61.5 | 24569.25 | 298.63 | 27.65 | -47.43 | 20.68 | 23.9 | 0 | 0 | 0.5 | 0.5 | 1 | 0.5 | 0 | 2333.04 | 0 | 1330.24 | 0 | 3222.68 | 0 | 1371.48 | 0 | 346.67 | 0 | 148.43 | 0 | 314.87 | 0 | 153.03 | 389.66
3931 | 18.6 | 1411.34 | 660 | 131.35 | 2202.69 | 740.21 | 444.13 | 11547.34 | 3387.03 | 14490.24 | 190.84 | 5946.22 | 973.01 | 2398.5 | 11070 | 11070 | 61.5 | 24569.25 | 298.08 | 27.11 | -47.42 | 20.7 | 23.9 | 0 | 0 | 0.5 | 0.5 | 1 | 0.5 | 0 | 1663.98 | 0 | 948.76 | 0 | 2325.34 | 0 | 1008.14 | 0 | 247.25 | 0 | 105.86 | 0 | 227.19 | 0 | 112.49 | 280.21
3932 | 18.1 | 1411.34 | 660 | 131.35 | 2202.69 | 740.21 | 444.13 | 11547.34 | 3387.03 | 14490.24 | 190.84 | 2876.17 | 470.45 | 2398.5 | 11070 | 11070 | 61.5 | 24569.25 | 296.66 | 25.68 | -48.15 | 19.96 | 23.9 | 0 | 0 | 0.5 | 0.5 | 1 | 0.5 | 0 | 793.57 | 0 | 452.48 | 0 | 1122.34 | 0 | 507.78 | 0 | 117.92 | 0 | 50.49 | 0 | 109.66 | 0 | 56.66 | 135.72
3933 | 17.5 | 1411.34 | 660 | 131.35 | 2202.69 | 740.21 | 444.13 | 11547.34 | 3387.03 | 14490.24 | 190.84 | 1968.49 | 284.82 | 2398.5 | 11070 | 11070 | 61.5 | 24569.25 | 295.81 | 24.83 | -48.82 | 19.29 | 23.9 | 0 | 0 | 0.5 | 0.5 | 1 | 0.5 | 0 | 389.39 | 0 | 222.02 | 0 | 759.19 | 0 | 597.88 | 0 | 57.86 | 0 | 24.77 | 0 | 74.18 | 0 | 66.71 | 61.3
3934 | 16.2 | 1411.34 | 660 | 131.35 | 2202.69 | 740.21 | 444.13 | 11547.34 | 3387.03 | 14490.24 | 190.84 | 0 | 0 | 2398.5 | 11070 | 11070 | 61.5 | 24569.25 | 294.01 | 23.03 | -50.26 | 17.86 | 23.03 | 0 | 0 | 0.5 | 0.5 | 1 | 0.5 | 0 | 0 | 0 | 0 | 0 | 0 | 0 | 0 | 0 | 0 | 0 | 0 | 0 | 0 | 0 | 0 | 0
3935 | 15.1 | 1411.34 | 660 | 131.35 | 2202.69 | 740.21 | 444.13 | 11547.34 | 3387.03 | 14490.24 | 190.84 | 0 | 0 | 2398.5 | 11070 | 11070 | 61.5 | 24569.25 | 292.97 | 21.99 | -51.34 | 16.77 | 21.99 | 0 | 0 | 0.5 | 0.5 | 1 | 0.5 | 0 | 0 | 0 | 0 | 0 | 0 | 0 | 0 | 0 | 0 | 0 | 0 | 0 | 0 | 0 | 0 | 0
3936 | 14.6 | 1411.34 | 660 | 131.35 | 2202.69 | 740.21 | 444.13 | 11547.34 | 3387.03 | 14490.24 | 190.84 | 0 | 0 | 2398.5 | 11070 | 11070 | 61.5 | 24569.25 | 292.48 | 21.5 | -51.84 | 16.28 | 21.5 | 0 | 0 | 0.5 | 0.5 | 1 | 0.5 | 0 | 0 | 0 | 0 | 0 | 0 | 0 | 0 | 0 | 0 | 0 | 0 | 0 | 0 | 0 | 0 | 0
3937 | 14.3 | 1411.34 | 660 | 131.35 | 2202.69 | 740.21 | 444.13 | 11547.34 | 3387.03 | 14490.24 | 190.84 | 0 | 0 | 2398.5 | 2214 | 2214 | 61.5 | 6857.25 | 287.39 | 16.41 | -53.34 | 14.78 | 20 | 13.23 | 0 | 0.5 | 0.1 | 0.5 | 0.5 | 0 | 0 | 0 | 0 | 0 | 0 | 0 | 0 | 0 | 0 | 0 | 0 | 0 | 0 | 0 | 0 | 0
3938 | 14.9 | 1411.34 | 660 | 131.35 | 2202.69 | 740.21 | 444.13 | 11547.34 | 3387.03 | 14490.24 | 190.84 | 0 | 0 | 2398.5 | 2214 | 2214 | 61.5 | 6857.25 | 287.9 | 16.92 | -52.75 | 15.37 | 20 | 11.37 | 0 | 0.5 | 0.1 | 0.5 | 0.5 | 0 | 0 | 0 | 0 | 0 | 0 | 0 | 0 | 0 | 0 | 0 | 0 | 0 | 0 | 0 | 0 | 0
3939 | 14.9 | 1411.34 | 660 | 131.35 | 2202.69 | 740.21 | 444.13 | 11547.34 | 3387.03 | 14490.24 | 190.84 | 0 | 0 | 2398.5 | 2214 | 2214 | 61.5 | 6857.25 | 287.9 | 16.92 | -52.75 | 15.37 | 20 | 11.37 | 0 | 0.5 | 0.1 | 0.5 | 0.5 | 0 | 0 | 0 | 0 | 0 | 0 | 0 | 0 | 0 | 0 | 0 | 0 | 0 | 0 | 0 | 0 | 0
3940 | 15.1 | 1411.34 | 660 | 131.35 | 2202.69 | 740.21 | 444.13 | 11547.34 | 3387.03 | 14490.24 | 190.84 | 0 | 0 | 2398.5 | 2214 | 2214 | 61.5 | 6857.25 | 288.08 | 17.1 | -52.55 | 15.57 | 20 | 10.69 | 0 | 0.5 | 0.1 | 0.5 | 0.5 | 0 | 0 | 0 | 0 | 0 | 0 | 0 | 0 | 0 | 0 | 0 | 0 | 0 | 0 | 0 | 0 | 0
3941 | 13.9 | 1411.34 | 660 | 131.35 | 2202.69 | 740.21 | 444.13 | 11547.34 | 3387.03 | 14490.24 | 190.84 | 2563.75 | 204.17 | 2398.5 | 2214 | 2214 | 61.5 | 6857.25 | 287.73 | 16.75 | -53.54 | 14.57 | 20 | 11.99 | 0 | 0.5 | 0.1 | 0.5 | 0.5 | 0 | 1998.29 | 0 | 130.14 | 0 | 304.34 | 0 | 130.98 | 0 | 148.46 | 0 | 7.26 | 0 | 14.87 | 0 | 7.31 | 26.27
3942 | 14.8 | 1411.34 | 660 | 131.35 | 2202.69 | 740.21 | 444.13 | 11547.34 | 3387.03 | 14490.24 | 190.84 | 35617.39 | 2733.36 | 2398.5 | 2214 | 2214 | 61.5 | 6857.25 | 298.2 | 27.22 | -50.23 | 17.88 | 23.9 | 0 | 0 | 0.5 | 0.1 | 0.5 | 0.5 | 0 | 25888.53 | 0 | 4345.87 | 0 | 3770.58 | 0 | 1612.42 | 0 | 1923.4 | 0 | 242.46 | 0 | 184.2 | 0 | 89.96 | 293.34
3943 | 15.8 | 1411.34 | 660 | 131.35 | 2202.69 | 740.21 | 444.13 | 11547.34 | 3387.03 | 14490.24 | 190.84 | 32314.84 | 5091.41 | 2398.5 | 2214 | 2214 | 61.5 | 6857.25 | 298.98 | 28 | -49.31 | 18.8 | 23.9 | 0 | 0 | 0.5 | 0.1 | 0.5 | 0.5 | 0 | 19854.85 | 0 | 5927.44 | 0 | 4575.8 | 0 | 1956.75 | 0 | 2950.26 | 0 | 661.4 | 0 | 447.07 | 0 | 218.34 | 814.35
3944 | 16.4 | 1411.34 | 660 | 131.35 | 2202.69 | 740.21 | 177.65 | 11280.86 | 3120.55 | 14223.76 | 190.84 | 50288.23 | 8132.1 | 959.4 | 4428 | 4428 | 24.6 | 9827.7 | 326.46 | 36.41 | -48.26 | 21.12 | 23.9 | 0 | 0 | 0.2 | 0.2 | 1 | 0.2 | 0 | 28831.08 | 0 | 12024.82 | 0 | 6606.98 | 0 | 2825.35 | 0 | 4284.04 | 0 | 1341.76 | 0 | 645.53 | 0 | 315.26 | 1545.51
3945 | 17.5 | 1411.34 | 660 | 131.35 | 2202.69 | 740.21 | 177.65 | 11280.86 | 3120.55 | 14223.76 | 190.84 | 58750.91 | 9847.18 | 959.4 | 4428 | 4428 | 24.6 | 9827.7 | 330.41 | 40.36 | -46.47 | 22.91 | 23.9 | 0 | 0 | 0.2 | 0.2 | 1 | 0.2 | 0 | 30379.39 | 0 | 17572.26 | 0 | 7564.46 | 0 | 3234.8 | 0 | 4514.11 | 0 | 1960.75 | 0 | 739.08 | 0 | 360.95 | 2272.3
3946 | 17.7 | 1411.34 | 660 | 131.35 | 2202.69 | 740.21 | 177.65 | 11280.86 | 3120.55 | 14223.76 | 190.84 | 43476.26 | 7314.09 | 959.4 | 4428 | 4428 | 24.6 | 9827.7 | 325.43 | 35.38 | -47.5 | 21.87 | 23.9 | 0 | 0 | 0.2 | 0.2 | 1 | 0.2 | 0 | 16296.64 | 0 | 12219.82 | 0 | 10478.75 | 0 | 4481.05 | 0 | 2421.54 | 0 | 1363.51 | 0 | 1023.81 | 0 | 500 | 2005.23
3947 | 18.4 | 1411.34 | 660 | 131.35 | 2202.69 | 740.21 | 177.65 | 11280.86 | 3120.55 | 14223.76 | 190.84 | 47343.84 | 8496.45 | 959.4 | 4428 | 4428 | 24.6 | 9827.7 | 327.53 | 37.48 | -46.46 | 22.91 | 23.9 | 0 | 0 | 0.2 | 0.2 | 1 | 0.2 | 0 | 14821.28 | 0 | 17543.26 | 0 | 10492.41 | 0 | 4486.89 | 0 | 2202.31 | 0 | 1957.51 | 0 | 1025.15 | 0 | 500.66 | 2810.82
3948 | 19.7 | 1411.34 | 660 | 131.35 | 2202.69 | 740.21 | 177.65 | 11280.86 | 3120.55 | 14223.76 | 190.84 | 40775.38 | 7572.06 | 959.4 | 4428 | 4428 | 24.6 | 9827.7 | 326.53 | 36.48 | -45.7 | 23.67 | 23.9 | 0 | 0 | 0.2 | 0.2 | 1 | 0.2 | 0 | 8347.09 | 0 | 15597.72 | 0 | 12071.27 | 0 | 4759.3 | 0 | 1240.3 | 0 | 1740.43 | 0 | 1179.41 | 0 | 531.05 | 2880.87
3949 | 20.2 | 1411.34 | 660 | 131.35 | 2202.69 | 740.21 | 177.65 | 11280.86 | 3120.55 | 14223.76 | 190.84 | 44484.01 | 7573.27 | 959.4 | 4428 | 4428 | 24.6 | 9827.7 | 328.06 | 38.01 | -44.95 | 24.42 | 24 | 0 | -6.12 | 0.2 | 0.2 | 1 | 0.2 | 0 | 8766.4 | 0 | 11459.35 | 0 | 19259.88 | 0 | 4998.39 | 0 | 1302.61 | 0 | 1278.66 | 0 | 1881.76 | 0 | 557.73 | 2552.5
3950 | 20.1 | 1411.34 | 660 | 131.35 | 2202.69 | 740.21 | 177.65 | 11280.86 | 3120.55 | 14223.76 | 190.84 | 53697.12 | 8919.58 | 959.4 | 4428 | 4428 | 24.6 | 9827.7 | 331.03 | 40.98 | -44.32 | 25.06 | 24 | 0 | -15.25 | 0.2 | 0.2 | 1 | 0.2 | 0 | 8080.95 | 0 | 10547.53 | 0 | 30461.08 | 0 | 4607.56 | 0 | 1200.76 | 0 | 1176.92 | 0 | 2976.16 | 0 | 514.12 | 3051.62
3951 | 20.4 | 1411.34 | 660 | 131.35 | 2202.69 | 740.21 | 177.65 | 11280.86 | 3120.55 | 14223.76 | 190.84 | 56632.12 | 9141.37 | 959.4 | 4428 | 4428 | 24.6 | 9827.7 | 332.22 | 42.17 | -43.8 | 25.57 | 24 | 0 | -22.68 | 0.2 | 0.2 | 1 | 0.2 | 0 | 7335.35 | 0 | 6185.8 | 0 | 38928.53 | 0 | 4182.44 | 0 | 1089.97 | 0 | 690.23 | 0 | 3803.46 | 0 | 466.69 | 3091.03
3952 | 20.1 | 1411.34 | 660 | 131.35 | 2202.69 | 740.21 | 177.65 | 11280.86 | 3120.55 | 14223.76 | 190.84 | 60267.71 | 9162.05 | 959.4 | 4428 | 4428 | 24.6 | 9827.7 | 333.01 | 42.96 | -43.84 | 25.53 | 24 | 0 | -22.07 | 0.2 | 0.2 | 1 | 0.2 | 0 | 6716.42 | 0 | 3829.54 | 0 | 42935.26 | 0 | 6786.49 | 0 | 998 | 0 | 427.31 | 0 | 4194.94 | 0 | 757.25 | 2784.55
3953 | 19.9 | 1411.34 | 660 | 131.35 | 2202.69 | 740.21 | 177.65 | 11280.86 | 3120.55 | 14223.76 | 190.84 | 69586.67 | 9896.03 | 959.4 | 4428 | 4428 | 24.6 | 9827.7 | 335.74 | 45.7 | -43.34 | 26.03 | 24 | 0 | -29.28 | 0.2 | 0.2 | 1 | 0.2 | 0 | 5531.69 | 0 | 3154.03 | 0 | 48563.85 | 0 | 12337.1 | 0 | 821.96 | 0 | 351.93 | 0 | 4744.87 | 0 | 1376.6 | 2600.66
3954 | 19.7 | 1411.34 | 660 | 131.35 | 2202.69 | 740.21 | 444.13 | 11547.34 | 3387.03 | 14490.24 | 190.84 | 58760.77 | 7974.68 | 2398.5 | 11070 | 11070 | 61.5 | 24569.25 | 315.31 | 44.33 | -42.26 | 25.86 | 24 | 0 | -27.28 | 0.5 | 0.5 | 1 | 0.5 | 0 | 4888.76 | 0 | 2787.45 | 0 | 37049.67 | 0 | 14034.89 | 0 | 726.43 | 0 | 311.03 | 0 | 3619.89 | 0 | 1566.04 | 1751.29
3955 | 19 | 1411.34 | 660 | 131.35 | 2202.69 | 740.21 | 444.13 | 11547.34 | 3387.03 | 14490.24 | 190.84 | 43566.27 | 5733.23 | 2398.5 | 11070 | 11070 | 61.5 | 24569.25 | 309.94 | 38.96 | -44.14 | 23.98 | 23.98 | 0 | 0 | 0.5 | 0.5 | 1 | 0.5 | 0 | 3884.01 | 0 | 2214.57 | 0 | 24499.44 | 0 | 12968.24 | 0 | 577.13 | 0 | 247.11 | 0 | 2393.69 | 0 | 1447.02 | 1068.29
3956 | 18.3 | 1411.34 | 660 | 131.35 | 2202.69 | 740.21 | 444.13 | 11547.34 | 3387.03 | 14490.24 | 190.84 | 32468.47 | 4055.6 | 2398.5 | 11070 | 11070 | 61.5 | 24569.25 | 305.83 | 34.86 | -45.7 | 22.42 | 23.9 | 0 | 0 | 0.5 | 0.5 | 1 | 0.5 | 0 | 2280.74 | 0 | 1300.42 | 0 | 16230.77 | 0 | 12656.53 | 0 | 338.9 | 0 | 145.1 | 0 | 1585.81 | 0 | 1412.24 | 573.55
3957 | 14.9 | 1411.34 | 660 | 131.35 | 2202.69 | 740.21 | 444.13 | 11547.34 | 3387.03 | 14490.24 | 190.84 | 3592.02 | 473.39 | 2398.5 | 11070 | 11070 | 61.5 | 24569.25 | 293.92 | 22.94 | -51.26 | 16.85 | 22.94 | 0 | 0 | 0.5 | 0.5 | 1 | 0.5 | 0 | 471.49 | 0 | 268.83 | 0 | 1390.36 | 0 | 1461.34 | 0 | 70.06 | 0 | 30 | 0 | 135.84 | 0 | 163.06 | 74.43
3958 | 12.5 | 1411.34 | 660 | 131.35 | 2202.69 | 740.21 | 444.13 | 11547.34 | 3387.03 | 14490.24 | 190.84 | 0 | 0 | 2398.5 | 11070 | 11070 | 61.5 | 24569.25 | 290.58 | 19.61 | -53.91 | 14.21 | 20 | 1.46 | 0 | 0.5 | 0.5 | 1 | 0.5 | 0 | 0 | 0 | 0 | 0 | 0 | 0 | 0 | 0 | 0 | 0 | 0 | 0 | 0 | 0 | 0 | 0
3959 | 11.6 | 1411.34 | 660 | 131.35 | 2202.69 | 740.21 | 444.13 | 11547.34 | 3387.03 | 14490.24 | 190.84 | 0 | 0 | 2398.5 | 11070 | 11070 | 61.5 | 24569.25 | 289.67 | 18.69 | -54.8 | 13.32 | 20 | 4.84 | 0 | 0.5 | 0.5 | 1 | 0.5 | 0 | 0 | 0 | 0 | 0 | 0 | 0 | 0 | 0 | 0 | 0 | 0 | 0 | 0 | 0 | 0 | 0
3960 | 10.8 | 1411.34 | 660 | 131.35 | 2202.69 | 740.21 | 444.13 | 11547.34 | 3387.03 | 14490.24 | 190.84 | 0 | 0 | 2398.5 | 11070 | 11070 | 61.5 | 24569.25 | 288.93 | 17.96 | -55.59 | 12.53 | 20 | 7.55 | 0 | 0.5 | 0.5 | 1 | 0.5 | 0 | 0 | 0 | 0 | 0 | 0 | 0 | 0 | 0 | 0 | 0 | 0 | 0 | 0 | 0 | 0 | 0
3961 | 10.3 | 1411.34 | 660 | 131.35 | 2202.69 | 740.21 | 444.13 | 11547.34 | 3387.03 | 14490.24 | 190.84 | 0 | 0 | 2398.5 | 2214 | 2214 | 61.5 | 6857.25 | 283.67 | 12.7 | -57.29 | 10.83 | 20 | 26.95 | 0 | 0.5 | 0.1 | 0.5 | 0.5 | 0 | 0 | 0 | 0 | 0 | 0 | 0 | 0 | 0 | 0 | 0 | 0 | 0 | 0 | 0 | 0 | 0
3962 | 10.1 | 1411.34 | 660 | 131.35 | 2202.69 | 740.21 | 444.13 | 11547.34 | 3387.03 | 14490.24 | 190.84 | 0 | 0 | 2398.5 | 2214 | 2214 | 61.5 | 6857.25 | 283.49 | 12.51 | -57.48 | 10.63 | 20 | 27.63 | 0 | 0.5 | 0.1 | 0.5 | 0.5 | 0 | 0 | 0 | 0 | 0 | 0 | 0 | 0 | 0 | 0 | 0 | 0 | 0 | 0 | 0 | 0 | 0
3963 | 11.4 | 1411.34 | 660 | 131.35 | 2202.69 | 740.21 | 444.13 | 11547.34 | 3387.03 | 14490.24 | 190.84 | 0 | 0 | 2398.5 | 2214 | 2214 | 61.5 | 6857.25 | 284.68 | 13.71 | -56.2 | 11.91 | 20 | 23.23 | 0 | 0.5 | 0.1 | 0.5 | 0.5 | 0 | 0 | 0 | 0 | 0 | 0 | 0 | 0 | 0 | 0 | 0 | 0 | 0 | 0 | 0 | 0 | 0
3964 | 11 | 1411.34 | 660 | 131.35 | 2202.69 | 740.21 | 444.13 | 11547.34 | 3387.03 | 14490.24 | 190.84 | 0 | 0 | 2398.5 | 2214 | 2214 | 61.5 | 6857.25 | 284.32 | 13.34 | -56.6 | 11.52 | 20 | 24.58 | 0 | 0.5 | 0.1 | 0.5 | 0.5 | 0 | 0 | 0 | 0 | 0 | 0 | 0 | 0 | 0 | 0 | 0 | 0 | 0 | 0 | 0 | 0 | 0
3965 | 10.3 | 1411.34 | 660 | 131.35 | 2202.69 | 740.21 | 444.13 | 11547.34 | 3387.03 | 14490.24 | 190.84 | 2393.11 | 191.44 | 2398.5 | 2214 | 2214 | 61.5 | 6857.25 | 284.37 | 13.4 | -57.11 | 11 | 20 | 24.37 | 0 | 0.5 | 0.1 | 0.5 | 0.5 | 0 | 1825.21 | 0 | 130.49 | 0 | 305.15 | 0 | 132.25 | 0 | 135.61 | 0 | 7.28 | 0 | 14.91 | 0 | 7.38 | 26.27
3966 | 13 | 1411.34 | 660 | 131.35 | 2202.69 | 740.21 | 444.13 | 11547.34 | 3387.03 | 14490.24 | 190.84 | 33043.22 | 2537.49 | 2398.5 | 2214 | 2214 | 61.5 | 6857.25 | 295.79 | 24.82 | -52.2 | 15.92 | 23.9 | 0 | 0 | 0.5 | 0.1 | 0.5 | 0.5 | 0 | 23740.9 | 0 | 4046.77 | 0 | 3681.3 | 0 | 1574.24 | 0 | 1763.84 | 0 | 225.77 | 0 | 179.84 | 0 | 87.83 | 280.21
3967 | 15.9 | 1411.34 | 660 | 131.35 | 2202.69 | 740.21 | 444.13 | 11547.34 | 3387.03 | 14490.24 | 190.84 | 29760.72 | 4685.96 | 2398.5 | 2214 | 2214 | 61.5 | 6857.25 | 298.27 | 27.29 | -49.41 | 18.7 | 23.9 | 0 | 0 | 0.5 | 0.1 | 0.5 | 0.5 | 0 | 17880.86 | 0 | 5425.18 | 0 | 4521.25 | 0 | 1933.43 | 0 | 2656.94 | 0 | 605.35 | 0 | 441.74 | 0 | 215.74 | 766.19
3968 | 18.2 | 1411.34 | 660 | 131.35 | 2202.69 | 740.21 | 177.65 | 11280.86 | 3120.55 | 14223.76 | 190.84 | 42607.55 | 6864.28 | 959.4 | 4428 | 4428 | 24.6 | 9827.7 | 325.5 | 35.45 | -47.1 | 22.27 | 23.9 | 0 | 0 | 0.2 | 0.2 | 1 | 0.2 | 0 | 22849.45 | 0 | 9757.04 | 0 | 7005.35 | 0 | 2995.71 | 0 | 3395.23 | 0 | 1088.71 | 0 | 684.45 | 0 | 334.27 | 1361.63
3969 | 19.8 | 1411.34 | 660 | 131.35 | 2202.69 | 740.21 | 177.65 | 11280.86 | 3120.55 | 14223.76 | 190.84 | 35466.54 | 5828.56 | 959.4 | 4428 | 4428 | 24.6 | 9827.7 | 324.57 | 34.52 | -46.09 | 23.28 | 23.9 | 0 | 0 | 0.2 | 0.2 | 1 | 0.2 | 0 | 14654.57 | 0 | 8425.56 | 0 | 8676.2 | 0 | 3710.22 | 0 | 2177.54 | 0 | 940.14 | 0 | 847.7 | 0 | 413.99 | 1449.19
3970 | 20.2 | 1411.34 | 660 | 131.35 | 2202.69 | 740.21 | 177.65 | 11280.86 | 3120.55 | 14223.76 | 190.84 | 25659.16 | 4233.16 | 959.4 | 4428 | 4428 | 24.6 | 9827.7 | 321.63 | 31.58 | -46.49 | 22.89 | 23.9 | 0 | 0 | 0.2 | 0.2 | 1 | 0.2 | 0 | 8098.32 | 0 | 5162.56 | 0 | 8684.51 | 0 | 3713.77 | 0 | 1203.34 | 0 | 576.05 | 0 | 848.51 | 0 | 414.39 | 1190.88
3971 | 20.1 | 1411.34 | 660 | 131.35 | 2202.69 | 740.21 | 177.65 | 11280.86 | 3120.55 | 14223.76 | 190.84 | 15689.39 | 2566.09 | 959.4 | 4428 | 4428 | 24.6 | 9827.7 | 318.16 | 28.11 | -47.39 | 21.98 | 23.9 | 0 | 0 | 0.2 | 0.2 | 1 | 0.2 | 0 | 4522.21 | 0 | 2619.76 | 0 | 5987.13 | 0 | 2560.29 | 0 | 671.96 | 0 | 292.32 | 0 | 584.97 | 0 | 285.68 | 731.16
3972 | 21 | 1411.34 | 660 | 131.35 | 2202.69 | 740.21 | 177.65 | 11280.86 | 3120.55 | 14223.76 | 190.84 | 33596.21 | 5717.33 | 959.4 | 4428 | 4428 | 24.6 | 9827.7 | 325.09 | 35.04 | -45.04 | 24.33 | 24 | 0 | -4.75 | 0.2 | 0.2 | 1 | 0.2 | 0 | 8636.16 | 0 | 8247.38 | 0 | 11788.54 | 0 | 4924.13 | 0 | 1283.26 | 0 | 920.26 | 0 | 1151.78 | 0 | 549.44 | 1812.58
3973 | 21.7 | 1411.34 | 660 | 131.35 | 2202.69 | 740.21 | 177.65 | 11280.86 | 3120.55 | 14223.76 | 190.84 | 35927.71 | 5964.03 | 959.4 | 4428 | 4428 | 24.6 | 9827.7 | 326.47 | 36.42 | -44.17 | 25.2 | 24 | 0 | -17.29 | 0.2 | 0.2 | 1 | 0.2 | 0 | 8752.02 | 0 | 7541.17 | 0 | 14644.32 | 0 | 4990.19 | 0 | 1300.47 | 0 | 841.46 | 0 | 1430.81 | 0 | 556.82 | 1834.48
3974 | 22.6 | 1411.34 | 660 | 131.35 | 2202.69 | 740.21 | 177.65 | 11280.86 | 3120.55 | 14223.76 | 190.84 | 37269.37 | 6079.3 | 959.4 | 4428 | 4428 | 24.6 | 9827.7 | 327.71 | 37.66 | -43.19 | 26.19 | 24 | 0 | -31.55 | 0.2 | 0.2 | 1 | 0.2 | 0 | 8705.96 | 0 | 6596.66 | 0 | 17002.81 | 0 | 4963.93 | 0 | 1293.63 | 0 | 736.07 | 0 | 1661.24 | 0 | 553.89 | 1834.48
3975 | 22 | 1411.34 | 660 | 131.35 | 2202.69 | 740.21 | 177.65 | 11280.86 | 3120.55 | 14223.76 | 190.84 | 30712.62 | 4992.92 | 959.4 | 4428 | 4428 | 24.6 | 9827.7 | 324.95 | 34.9 | -44.31 | 25.07 | 24 | 0 | -15.37 | 0.2 | 0.2 | 1 | 0.2 | 0 | 8104.8 | 0 | 4786.46 | 0 | 13200.19 | 0 | 4621.16 | 0 | 1204.3 | 0 | 534.08 | 0 | 1289.71 | 0 | 515.64 | 1449.19
3976 | 21.4 | 1411.34 | 660 | 131.35 | 2202.69 | 740.21 | 177.65 | 11280.86 | 3120.55 | 14223.76 | 190.84 | 24502.02 | 3965.27 | 959.4 | 4428 | 4428 | 24.6 | 9827.7 | 322.31 | 32.26 | -45.4 | 23.97 | 23.97 | 0 | 0 | 0.2 | 0.2 | 1 | 0.2 | 0 | 6595.06 | 0 | 3760.34 | 0 | 10258.94 | 0 | 3887.68 | 0 | 979.97 | 0 | 419.59 | 0 | 1002.34 | 0 | 433.8 | 1129.58
3977 | 21.3 | 1411.34 | 660 | 131.35 | 2202.69 | 740.21 | 177.65 | 11280.86 | 3120.55 | 14223.76 | 190.84 | 13363.13 | 2180.36 | 959.4 | 4428 | 4428 | 24.6 | 9827.7 | 318.47 | 28.42 | -46.4 | 22.98 | 23.9 | 0 | 0 | 0.2 | 0.2 | 1 | 0.2 | 0 | 3784.55 | 0 | 2157.86 | 0 | 5223.35 | 0 | 2197.37 | 0 | 562.35 | 0 | 240.78 | 0 | 510.34 | 0 | 245.19 | 621.71
3978 | 20.3 | 1411.34 | 660 | 131.35 | 2202.69 | 740.21 | 444.13 | 11547.34 | 3387.03 | 14490.24 | 190.84 | 32113.77 | 4678.03 | 2398.5 | 11070 | 11070 | 61.5 | 24569.25 | 307.74 | 36.76 | -43.7 | 24.41 | 24 | 0 | -6.03 | 0.5 | 0.5 | 1 | 0.5 | 0 | 5412.34 | 0 | 3085.98 | 0 | 16945.56 | 0 | 6669.89 | 0 | 804.23 | 0 | 344.34 | 0 | 1655.65 | 0 | 744.24 | 1129.58
3979 | 19.6 | 1411.34 | 660 | 131.35 | 2202.69 | 740.21 | 444.13 | 11547.34 | 3387.03 | 14490.24 | 190.84 | 59009.52 | 7538.26 | 2398.5 | 11070 | 11070 | 61.5 | 24569.25 | 315.16 | 44.19 | -42.37 | 25.75 | 24 | 0 | -25.64 | 0.5 | 0.5 | 1 | 0.5 | 0 | 3365.65 | 0 | 1919.01 | 0 | 34887.03 | 0 | 18837.82 | 0 | 500.11 | 0 | 214.13 | 0 | 3408.59 | 0 | 2101.96 | 1313.47
3980 | 18.6 | 1411.34 | 660 | 131.35 | 2202.69 | 740.21 | 444.13 | 11547.34 | 3387.03 | 14490.24 | 190.84 | 28047.44 | 3558.62 | 2398.5 | 11070 | 11070 | 61.5 | 24569.25 | 304.78 | 33.8 | -45.74 | 22.38 | 23.9 | 0 | 0 | 0.5 | 0.5 | 1 | 0.5 | 0 | 2343.19 | 0 | 1336.03 | 0 | 13822.78 | 0 | 10545.43 | 0 | 348.18 | 0 | 149.08 | 0 | 1350.54 | 0 | 1176.68 | 534.14
3981 | 17.3 | 1411.34 | 660 | 131.35 | 2202.69 | 740.21 | 444.13 | 11547.34 | 3387.03 | 14490.24 | 190.84 | 8415.15 | 1011.24 | 2398.5 | 11070 | 11070 | 61.5 | 24569.25 | 297.57 | 26.59 | -48.53 | 19.59 | 23.9 | 0 | 0 | 0.5 | 0.5 | 1 | 0.5 | 0 | 575.82 | 0 | 328.32 | 0 | 3269.07 | 0 | 4241.93 | 0 | 85.56 | 0 | 36.63 | 0 | 319.4 | 0 | 473.32 | 96.32
3982 | 16.5 | 1411.34 | 660 | 131.35 | 2202.69 | 740.21 | 444.13 | 11547.34 | 3387.03 | 14490.24 | 190.84 | 0 | 0 | 2398.5 | 11070 | 11070 | 61.5 | 24569.25 | 294.28 | 23.31 | -49.96 | 18.15 | 23.31 | 0 | 0 | 0.5 | 0.5 | 1 | 0.5 | 0 | 0 | 0 | 0 | 0 | 0 | 0 | 0 | 0 | 0 | 0 | 0 | 0 | 0 | 0 | 0 | 0
3983 | 15.6 | 1411.34 | 660 | 131.35 | 2202.69 | 740.21 | 444.13 | 11547.34 | 3387.03 | 14490.24 | 190.84 | 0 | 0 | 2398.5 | 11070 | 11070 | 61.5 | 24569.25 | 293.44 | 22.46 | -50.85 | 17.27 | 22.46 | 0 | 0 | 0.5 | 0.5 | 1 | 0.5 | 0 | 0 | 0 | 0 | 0 | 0 | 0 | 0 | 0 | 0 | 0 | 0 | 0 | 0 | 0 | 0 | 0
3984 | 15.4 | 1411.34 | 660 | 131.35 | 2202.69 | 740.21 | 444.13 | 11547.34 | 3387.03 | 14490.24 | 190.84 | 0 | 0 | 2398.5 | 11070 | 11070 | 61.5 | 24569.25 | 293.23 | 22.25 | -51.05 | 17.07 | 22.25 | 0 | 0 | 0.5 | 0.5 | 1 | 0.5 | 0 | 0 | 0 | 0 | 0 | 0 | 0 | 0 | 0 | 0 | 0 | 0 | 0 | 0 | 0 | 0 | 0
3985 | 15.1 | 1411.34 | 660 | 131.35 | 2202.69 | 740.21 | 444.13 | 11547.34 | 3387.03 | 14490.24 | 190.84 | 0 | 0 | 2398.5 | 2214 | 2214 | 61.5 | 6857.25 | 288.15 | 17.17 | -52.55 | 15.57 | 20 | 10.44 | 0 | 0.5 | 0.1 | 0.5 | 0.5 | 0 | 0 | 0 | 0 | 0 | 0 | 0 | 0 | 0 | 0 | 0 | 0 | 0 | 0 | 0 | 0 | 0
3986 | 14.2 | 1411.34 | 660 | 131.35 | 2202.69 | 740.21 | 444.13 | 11547.34 | 3387.03 | 14490.24 | 190.84 | 0 | 0 | 2398.5 | 2214 | 2214 | 61.5 | 6857.25 | 287.25 | 16.28 | -53.44 | 14.68 | 20 | 13.74 | 0 | 0.5 | 0.1 | 0.5 | 0.5 | 0 | 0 | 0 | 0 | 0 | 0 | 0 | 0 | 0 | 0 | 0 | 0 | 0 | 0 | 0 | 0 | 0
3987 | 14.6 | 1411.34 | 660 | 131.35 | 2202.69 | 740.21 | 444.13 | 11547.34 | 3387.03 | 14490.24 | 190.84 | 0 | 0 | 2398.5 | 2214 | 2214 | 61.5 | 6857.25 | 287.62 | 16.64 | -53.04 | 15.07 | 20 | 12.39 | 0 | 0.5 | 0.1 | 0.5 | 0.5 | 0 | 0 | 0 | 0 | 0 | 0 | 0 | 0 | 0 | 0 | 0 | 0 | 0 | 0 | 0 | 0 | 0
3988 | 15 | 1411.34 | 660 | 131.35 | 2202.69 | 740.21 | 444.13 | 11547.34 | 3387.03 | 14490.24 | 190.84 | 0 | 0 | 2398.5 | 2214 | 2214 | 61.5 | 6857.25 | 287.99 | 17.01 | -52.65 | 15.47 | 20 | 11.03 | 0 | 0.5 | 0.1 | 0.5 | 0.5 | 0 | 0 | 0 | 0 | 0 | 0 | 0 | 0 | 0 | 0 | 0 | 0 | 0 | 0 | 0 | 0 | 0
3989 | 15.7 | 1411.34 | 660 | 131.35 | 2202.69 | 740.21 | 444.13 | 11547.34 | 3387.03 | 14490.24 | 190.84 | 880.93 | 72.01 | 2398.5 | 2214 | 2214 | 61.5 | 6857.25 | 288.89 | 17.91 | -51.89 | 16.22 | 20 | 7.71 | 0 | 0.5 | 0.1 | 0.5 | 0.5 | 0 | 585.37 | 0 | 67.94 | 0 | 158.88 | 0 | 68.74 | 0 | 43.49 | 0 | 3.79 | 0 | 7.76 | 0 | 3.83 | 13.13
3990 | 16.3 | 1411.34 | 660 | 131.35 | 2202.69 | 740.21 | 444.13 | 11547.34 | 3387.03 | 14490.24 | 190.84 | 2585.38 | 213.36 | 2398.5 | 2214 | 2214 | 61.5 | 6857.25 | 289.94 | 18.96 | -51.17 | 16.94 | 20 | 3.83 | 0 | 0.5 | 0.1 | 0.5 | 0.5 | 0 | 785.12 | 0 | 420.38 | 0 | 966.55 | 0 | 413.33 | 0 | 58.33 | 0 | 23.45 | 0 | 47.22 | 0 | 23.06 | 61.3
3991 | 15.8 | 1411.34 | 660 | 131.35 | 2202.69 | 740.21 | 444.13 | 11547.34 | 3387.03 | 14490.24 | 190.84 | 4513.79 | 374.02 | 2398.5 | 2214 | 2214 | 61.5 | 6857.25 | 290.05 | 19.07 | -51.53 | 16.59 | 20 | 3.43 | 0 | 0.5 | 0.1 | 0.5 | 0.5 | 0 | 1329.38 | 0 | 742.61 | 0 | 1710.39 | 0 | 731.41 | 0 | 98.77 | 0 | 41.43 | 0 | 83.56 | 0 | 40.81 | 109.46
3992 | 16.1 | 1411.34 | 660 | 131.35 | 2202.69 | 740.21 | 444.13 | 11547.34 | 3387.03 | 14490.24 | 190.84 | 10638.85 | 877.27 | 2398.5 | 11070 | 11070 | 61.5 | 24569.25 | 296.92 | 25.94 | -49.57 | 18.54 | 23.9 | 0 | 0 | 0.5 | 0.5 | 1 | 0.5 | 0 | 3121.12 | 0 | 1761.44 | 0 | 4032.05 | 0 | 1724.23 | 0 | 231.89 | 0 | 98.27 | 0 | 196.97 | 0 | 96.2 | 253.94
3993 | 15.4 | 1411.34 | 660 | 131.35 | 2202.69 | 740.21 | 444.13 | 11547.34 | 3387.03 | 14490.24 | 190.84 | 6301.01 | 1039.64 | 2398.5 | 11070 | 11070 | 61.5 | 24569.25 | 295.26 | 24.29 | -50.55 | 17.57 | 23.9 | 0 | 0 | 0.5 | 0.5 | 1 | 0.5 | 0 | 1831.08 | 0 | 1044.26 | 0 | 2399.54 | 0 | 1026.12 | 0 | 272.08 | 0 | 116.52 | 0 | 234.44 | 0 | 114.5 | 302.1
3994 | 15.3 | 1411.34 | 660 | 131.35 | 2202.69 | 740.21 | 444.13 | 11547.34 | 3387.03 | 14490.24 | 190.84 | 8164.42 | 1344.81 | 2398.5 | 11070 | 11070 | 61.5 | 24569.25 | 295.76 | 24.78 | -50.5 | 17.62 | 23.9 | 0 | 0 | 0.5 | 0.5 | 1 | 0.5 | 0 | 2361.31 | 0 | 1354.65 | 0 | 3115.97 | 0 | 1332.49 | 0 | 350.87 | 0 | 151.16 | 0 | 304.44 | 0 | 148.68 | 389.66
3995 | 15.4 | 1411.34 | 660 | 131.35 | 2202.69 | 740.21 | 444.13 | 11547.34 | 3387.03 | 14490.24 | 190.84 | 4796.49 | 792.87 | 2398.5 | 11070 | 11070 | 61.5 | 24569.25 | 294.79 | 23.81 | -50.67 | 17.45 | 23.81 | 0 | 0 | 0.5 | 0.5 | 1 | 0.5 | 0 | 1381.38 | 0 | 791.77 | 0 | 1837.55 | 0 | 785.79 | 0 | 205.26 | 0 | 88.35 | 0 | 179.54 | 0 | 87.68 | 232.05
3996 | 16.1 | 1411.34 | 660 | 131.35 | 2202.69 | 740.21 | 444.13 | 11547.34 | 3387.03 | 14490.24 | 190.84 | 36223.32 | 2957.63 | 2398.5 | 11070 | 11070 | 61.5 | 24569.25 | 304.53 | 33.55 | -47.69 | 20.43 | 23.9 | 0 | 0 | 0.5 | 0.5 | 1 | 0.5 | 0 | 10390.51 | 0 | 6044.98 | 0 | 13863.42 | 0 | 5924.41 | 0 | 771.97 | 0 | 337.26 | 0 | 677.25 | 0 | 330.53 | 840.62
3997 | 15.6 | 1411.34 | 660 | 131.35 | 2202.69 | 740.21 | 444.13 | 11547.34 | 3387.03 | 14490.24 | 190.84 | 16468.75 | 2690.51 | 2398.5 | 11070 | 11070 | 61.5 | 24569.25 | 298.65 | 27.67 | -49.54 | 18.57 | 23.9 | 0 | 0 | 0.5 | 0.5 | 1 | 0.5 | 0 | 4717.81 | 0 | 2727.27 | 0 | 6333.69 | 0 | 2689.98 | 0 | 701.02 | 0 | 304.31 | 0 | 618.83 | 0 | 300.15 | 766.19
3998 | 17.3 | 1411.34 | 660 | 131.35 | 2202.69 | 740.21 | 444.13 | 11547.34 | 3387.03 | 14490.24 | 190.84 | 38111.5 | 6224.05 | 2398.5 | 11070 | 11070 | 61.5 | 24569.25 | 307.03 | 36.05 | -46.15 | 21.96 | 23.9 | 0 | 0 | 0.5 | 0.5 | 1 | 0.5 | 0 | 8835 | 0 | 6765.9 | 0 | 17473.1 | 0 | 5037.5 | 0 | 1312.8 | 0 | 754.95 | 0 | 1707.19 | 0 | 562.09 | 1887.01
3999 | 14.7 | 1411.34 | 660 | 131.35 | 2202.69 | 740.21 | 444.13 | 11547.34 | 3387.03 | 14490.24 | 190.84 | 12194.54 | 1997.85 | 2398.5 | 11070 | 11070 | 61.5 | 24569.25 | 296.48 | 25.5 | -50.77 | 17.34 | 23.9 | 0 | 0 | 0.5 | 0.5 | 1 | 0.5 | 0 | 3489.34 | 0 | 1994.32 | 0 | 4721.34 | 0 | 1989.54 | 0 | 518.49 | 0 | 222.53 | 0 | 461.29 | 0 | 222 | 573.55
4000 | 15 | 1411.34 | 660 | 131.35 | 2202.69 | 740.21 | 444.13 | 11547.34 | 3387.03 | 14490.24 | 190.84 | 6108.44 | 1006.95 | 2398.5 | 11070 | 11070 | 61.5 | 24569.25 | 294.83 | 23.86 | -50.96 | 17.16 | 23.86 | 0 | 0 | 0.5 | 0.5 | 1 | 0.5 | 0 | 1750.24 | 0 | 997.94 | 0 | 2360.03 | 0 | 1000.23 | 0 | 260.07 | 0 | 111.35 | 0 | 230.58 | 0 | 111.61 | 293.34
4001 | 16 | 1411.34 | 660 | 131.35 | 2202.69 | 740.21 | 444.13 | 11547.34 | 3387.03 | 14490.24 | 190.84 | 41306.2 | 3325.59 | 2398.5 | 11070 | 11070 | 61.5 | 24569.25 | 305.92 | 34.94 | -47.41 | 20.7 | 23.9 | 0 | 0 | 0.5 | 0.5 | 1 | 0.5 | 0 | 10997.56 | 0 | 6270.54 | 0 | 17202 | 0 | 6836.12 | 0 | 817.07 | 0 | 349.84 | 0 | 840.35 | 0 | 381.39 | 936.94
4002 | 17.1 | 1411.34 | 660 | 131.35 | 2202.69 | 740.21 | 444.13 | 11547.34 | 3387.03 | 14490.24 | 190.84 | 42340.47 | 5955.24 | 2398.5 | 11070 | 11070 | 61.5 | 24569.25 | 307.92 | 36.94 | -46.08 | 22.04 | 23.9 | 0 | 0 | 0.5 | 0.5 | 1 | 0.5 | 0 | 5557.21 | 0 | 3168.58 | 0 | 24245.79 | 0 | 9368.89 | 0 | 825.75 | 0 | 353.56 | 0 | 2368.91 | 0 | 1045.4 | 1361.63
4003 | 14.4 | 1411.34 | 660 | 131.35 | 2202.69 | 740.21 | 444.13 | 11547.34 | 3387.03 | 14490.24 | 190.84 | 2977.27 | 491.93 | 2398.5 | 11070 | 11070 | 61.5 | 24569.25 | 293.29 | 22.32 | -51.8 | 16.32 | 22.32 | 0 | 0 | 0.5 | 0.5 | 1 | 0.5 | 0 | 844.54 | 0 | 481.53 | 0 | 1154.07 | 0 | 497.13 | 0 | 125.49 | 0 | 53.73 | 0 | 112.76 | 0 | 55.47 | 144.48
4004 | 14.6 | 1411.34 | 660 | 131.35 | 2202.69 | 740.21 | 444.13 | 11547.34 | 3387.03 | 14490.24 | 190.84 | 12941.47 | 1027.81 | 2398.5 | 11070 | 11070 | 61.5 | 24569.25 | 296.28 | 25.3 | -50.88 | 17.23 | 23.9 | 0 | 0 | 0.5 | 0.5 | 1 | 0.5 | 0 | 3325.64 | 0 | 1896.2 | 0 | 5180.91 | 0 | 2538.73 | 0 | 247.08 | 0 | 105.79 | 0 | 253.1 | 0 | 141.64 | 280.21
4005 | 13.6 | 1411.34 | 660 | 131.35 | 2202.69 | 740.21 | 444.13 | 11547.34 | 3387.03 | 14490.24 | 190.84 | 1341.6 | 202.23 | 2398.5 | 11070 | 11070 | 61.5 | 24569.25 | 292.04 | 21.06 | -52.72 | 15.4 | 21.06 | 0 | 0 | 0.5 | 0.5 | 1 | 0.5 | 0 | 311.8 | 0 | 177.78 | 0 | 516.59 | 0 | 335.43 | 0 | 46.33 | 0 | 19.84 | 0 | 50.47 | 0 | 37.43 | 48.16
4006 | 13.6 | 1411.34 | 660 | 131.35 | 2202.69 | 740.21 | 444.13 | 11547.34 | 3387.03 | 14490.24 | 190.84 | 0 | 0 | 2398.5 | 11070 | 11070 | 61.5 | 24569.25 | 291.53 | 20.56 | -52.82 | 15.29 | 20.56 | 0 | 0 | 0.5 | 0.5 | 1 | 0.5 | 0 | 0 | 0 | 0 | 0 | 0 | 0 | 0 | 0 | 0 | 0 | 0 | 0 | 0 | 0 | 0 | 0
4007 | 13.6 | 1411.34 | 660 | 131.35 | 2202.69 | 740.21 | 444.13 | 11547.34 | 3387.03 | 14490.24 | 190.84 | 0 | 0 | 2398.5 | 11070 | 11070 | 61.5 | 24569.25 | 291.52 | 20.54 | -52.82 | 15.29 | 20.54 | 0 | 0 | 0.5 | 0.5 | 1 | 0.5 | 0 | 0 | 0 | 0 | 0 | 0 | 0 | 0 | 0 | 0 | 0 | 0 | 0 | 0 | 0 | 0 | 0
4008 | 12.9 | 1411.34 | 660 | 131.35 | 2202.69 | 740.21 | 444.13 | 11547.34 | 3387.03 | 14490.24 | 190.84 | 0 | 0 | 2398.5 | 11070 | 11070 | 61.5 | 24569.25 | 290.88 | 19.9 | -53.51 | 14.6 | 20 | 0.37 | 0 | 0.5 | 0.5 | 1 | 0.5 | 0 | 0 | 0 | 0 | 0 | 0 | 0 | 0 | 0 | 0 | 0 | 0 | 0 | 0 | 0 | 0 | 0
4009 | 12.6 | 1411.34 | 660 | 131.35 | 2202.69 | 740.21 | 444.13 | 11547.34 | 3387.03 | 14490.24 | 190.84 | 0 | 0 | 2398.5 | 2214 | 2214 | 61.5 | 6857.25 | 285.78 | 14.81 | -55.02 | 13.1 | 20 | 19.16 | 0 | 0.5 | 0.1 | 0.5 | 0.5 | 0 | 0 | 0 | 0 | 0 | 0 | 0 | 0 | 0 | 0 | 0 | 0 | 0 | 0 | 0 | 0 | 0
4010 | 12 | 1411.34 | 660 | 131.35 | 2202.69 | 740.21 | 444.13 | 11547.34 | 3387.03 | 14490.24 | 190.84 | 0 | 0 | 2398.5 | 2214 | 2214 | 61.5 | 6857.25 | 285.23 | 14.26 | -55.61 | 12.51 | 20 | 21.19 | 0 | 0.5 | 0.1 | 0.5 | 0.5 | 0 | 0 | 0 | 0 | 0 | 0 | 0 | 0 | 0 | 0 | 0 | 0 | 0 | 0 | 0 | 0 | 0
4011 | 11.6 | 1411.34 | 660 | 131.35 | 2202.69 | 740.21 | 444.13 | 11547.34 | 3387.03 | 14490.24 | 190.84 | 0 | 0 | 2398.5 | 2214 | 2214 | 61.5 | 6857.25 | 284.87 | 13.89 | -56 | 12.11 | 20 | 22.55 | 0 | 0.5 | 0.1 | 0.5 | 0.5 | 0 | 0 | 0 | 0 | 0 | 0 | 0 | 0 | 0 | 0 | 0 | 0 | 0 | 0 | 0 | 0 | 0
4012 | 11.3 | 1411.34 | 660 | 131.35 | 2202.69 | 740.21 | 444.13 | 11547.34 | 3387.03 | 14490.24 | 190.84 | 0 | 0 | 2398.5 | 2214 | 2214 | 61.5 | 6857.25 | 284.59 | 13.61 | -56.3 | 11.82 | 20 | 23.56 | 0 | 0.5 | 0.1 | 0.5 | 0.5 | 0 | 0 | 0 | 0 | 0 | 0 | 0 | 0 | 0 | 0 | 0 | 0 | 0 | 0 | 0 | 0 | 0
4013 | 11.4 | 1411.34 | 660 | 131.35 | 2202.69 | 740.21 | 444.13 | 11547.34 | 3387.03 | 14490.24 | 190.84 | 3128.24 | 260.54 | 2398.5 | 2214 | 2214 | 61.5 | 6857.25 | 285.6 | 14.62 | -55.97 | 12.14 | 20 | 19.84 | 0 | 0.5 | 0.1 | 0.5 | 0.5 | 0 | 2226.68 | 0 | 206.83 | 0 | 483.66 | 0 | 211.08 | 0 | 165.43 | 0 | 11.54 | 0 | 23.63 | 0 | 11.78 | 48.16
4014 | 12 | 1411.34 | 660 | 131.35 | 2202.69 | 740.21 | 444.13 | 11547.34 | 3387.03 | 14490.24 | 190.84 | 42205.08 | 3237.46 | 2398.5 | 2214 | 2214 | 61.5 | 6857.25 | 297.55 | 26.57 | -52.51 | 15.6 | 23.9 | 0 | 0 | 0.5 | 0.1 | 0.5 | 0.5 | 0 | 31462.44 | 0 | 5029.84 | 0 | 4001.59 | 0 | 1711.21 | 0 | 2337.52 | 0 | 280.62 | 0 | 195.49 | 0 | 95.47 | 328.37
4015 | 13 | 1411.34 | 660 | 131.35 | 2202.69 | 740.21 | 444.13 | 11547.34 | 3387.03 | 14490.24 | 190.84 | 33708.36 | 5334.3 | 2398.5 | 2214 | 2214 | 61.5 | 6857.25 | 296.85 | 25.87 | -51.96 | 16.15 | 23.9 | 0 | 0 | 0.5 | 0.1 | 0.5 | 0.5 | 0 | 20657.66 | 0 | 6147.25 | 0 | 4835.6 | 0 | 2067.85 | 0 | 3069.54 | 0 | 685.92 | 0 | 472.46 | 0 | 230.74 | 875.64
4016 | 14.3 | 1411.34 | 660 | 131.35 | 2202.69 | 740.21 | 444.13 | 11547.34 | 3387.03 | 14490.24 | 190.84 | 44569.24 | 7186.98 | 2398.5 | 11070 | 11070 | 61.5 | 24569.25 | 306.29 | 35.31 | -48.61 | 19.51 | 23.9 | 0 | 0 | 0.5 | 0.5 | 1 | 0.5 | 0 | 24338.1 | 0 | 10287.65 | 0 | 6965.02 | 0 | 2978.46 | 0 | 3616.43 | 0 | 1147.92 | 0 | 680.51 | 0 | 332.34 | 1409.79
4017 | 15.3 | 1411.34 | 660 | 131.35 | 2202.69 | 740.21 | 444.13 | 11547.34 | 3387.03 | 14490.24 | 190.84 | 56519.59 | 9417.27 | 2398.5 | 11070 | 11070 | 61.5 | 24569.25 | 311.05 | 40.07 | -46.65 | 21.46 | 23.9 | 0 | 0 | 0.5 | 0.5 | 1 | 0.5 | 0 | 28619.5 | 0 | 16448.2 | 0 | 8021.6 | 0 | 3430.29 | 0 | 4252.6 | 0 | 1835.33 | 0 | 783.74 | 0 | 382.76 | 2162.84
4018 | 16.3 | 1411.34 | 660 | 131.35 | 2202.69 | 740.21 | 444.13 | 11547.34 | 3387.03 | 14490.24 | 190.84 | 49010.03 | 8332.45 | 2398.5 | 11070 | 11070 | 61.5 | 24569.25 | 309.64 | 38.66 | -46.25 | 21.86 | 23.9 | 0 | 0 | 0.5 | 0.5 | 1 | 0.5 | 0 | 19435.07 | 0 | 15081.35 | 0 | 10152.2 | 0 | 4341.4 | 0 | 2887.88 | 0 | 1682.81 | 0 | 991.91 | 0 | 484.42 | 2285.43
4019 | 16.6 | 1411.34 | 660 | 131.35 | 2202.69 | 740.21 | 444.13 | 11547.34 | 3387.03 | 14490.24 | 190.84 | 49243.16 | 9067.14 | 2398.5 | 11070 | 11070 | 61.5 | 24569.25 | 310.17 | 39.2 | -45.89 | 22.22 | 23.9 | 0 | 0 | 0.5 | 0.5 | 1 | 0.5 | 0 | 15699.52 | 0 | 19698.39 | 0 | 9698.05 | 0 | 4147.19 | 0 | 2332.81 | 0 | 2197.99 | 0 | 947.54 | 0 | 462.75 | 3126.05
4020 | 17 | 1411.34 | 660 | 131.35 | 2202.69 | 740.21 | 444.13 | 11547.34 | 3387.03 | 14490.24 | 190.84 | 37776.09 | 6592.23 | 2398.5 | 11070 | 11070 | 61.5 | 24569.25 | 306.76 | 35.79 | -46.45 | 21.67 | 23.9 | 0 | 0 | 0.5 | 0.5 | 1 | 0.5 | 0 | 9063.81 | 0 | 11026.6 | 0 | 12517.71 | 0 | 5167.96 | 0 | 1346.8 | 0 | 1230.37 | 0 | 1223.03 | 0 | 576.65 | 2215.38
4021 | 16.9 | 1411.34 | 660 | 131.35 | 2202.69 | 740.21 | 444.13 | 11547.34 | 3387.03 | 14490.24 | 190.84 | 35767.03 | 5937.71 | 2398.5 | 11070 | 11070 | 61.5 | 24569.25 | 305.95 | 34.97 | -46.73 | 21.39 | 23.9 | 0 | 0 | 0.5 | 0.5 | 1 | 0.5 | 0 | 8729.17 | 0 | 7503.41 | 0 | 14557.29 | 0 | 4977.16 | 0 | 1297.08 | 0 | 837.25 | 0 | 1422.3 | 0 | 555.36 | 1825.72
4022 | 17.3 | 1411.34 | 660 | 131.35 | 2202.69 | 740.21 | 444.13 | 11547.34 | 3387.03 | 14490.24 | 190.84 | 28523.36 | 4651.75 | 2398.5 | 11070 | 11070 | 61.5 | 24569.25 | 304.01 | 33.03 | -46.91 | 21.2 | 23.9 | 0 | 0 | 0.5 | 0.5 | 1 | 0.5 | 0 | 7803.31 | 0 | 4780.11 | 0 | 11490.69 | 0 | 4449.25 | 0 | 1159.5 | 0 | 533.37 | 0 | 1122.68 | 0 | 496.46 | 1339.74
4023 | 17.3 | 1411.34 | 660 | 131.35 | 2202.69 | 740.21 | 444.13 | 11547.34 | 3387.03 | 14490.24 | 190.84 | 28753.05 | 4674.8 | 2398.5 | 11070 | 11070 | 61.5 | 24569.25 | 304.07 | 33.1 | -46.89 | 21.22 | 23.9 | 0 | 0 | 0.5 | 0.5 | 1 | 0.5 | 0 | 7723.85 | 0 | 4529.46 | 0 | 12095.8 | 0 | 4403.95 | 0 | 1147.7 | 0 | 505.41 | 0 | 1181.8 | 0 | 491.4 | 1348.49
4024 | 17.3 | 1411.34 | 660 | 131.35 | 2202.69 | 740.21 | 444.13 | 11547.34 | 3387.03 | 14490.24 | 190.84 | 18251.9 | 2970.18 | 2398.5 | 11070 | 11070 | 61.5 | 24569.25 | 300.77 | 29.79 | -47.73 | 20.39 | 23.9 | 0 | 0 | 0.5 | 0.5 | 1 | 0.5 | 0 | 5186.69 | 0 | 2957.32 | 0 | 7131.86 | 0 | 2976.03 | 0 | 770.7 | 0 | 329.98 | 0 | 696.81 | 0 | 332.07 | 840.62
4025 | 16.6 | 1411.34 | 660 | 131.35 | 2202.69 | 740.21 | 444.13 | 11547.34 | 3387.03 | 14490.24 | 190.84 | 10604.19 | 1736.52 | 2398.5 | 11070 | 11070 | 61.5 | 24569.25 | 297.72 | 26.74 | -49.02 | 19.09 | 23.9 | 0 | 0 | 0.5 | 0.5 | 1 | 0.5 | 0 | 3012.67 | 0 | 1717.75 | 0 | 4130.69 | 0 | 1743.08 | 0 | 447.66 | 0 | 191.67 | 0 | 403.58 | 0 | 194.5 | 499.12
4026 | 13.3 | 1411.34 | 660 | 131.35 | 2202.69 | 740.21 | 444.13 | 11547.34 | 3387.03 | 14490.24 | 190.84 | 3789.72 | 626.42 | 2398.5 | 11070 | 11070 | 61.5 | 24569.25 | 292.54 | 21.57 | -52.82 | 15.3 | 21.57 | 0 | 0 | 0.5 | 0.5 | 1 | 0.5 | 0 | 1081.27 | 0 | 616.51 | 0 | 1466.35 | 0 | 625.59 | 0 | 160.67 | 0 | 68.79 | 0 | 143.27 | 0 | 69.8 | 183.89
4027 | 13.5 | 1411.34 | 660 | 131.35 | 2202.69 | 740.21 | 444.13 | 11547.34 | 3387.03 | 14490.24 | 190.84 | 10712.53 | 878.22 | 2398.5 | 11070 | 11070 | 61.5 | 24569.25 | 294.6 | 23.62 | -52.13 | 15.98 | 23.62 | 0 | 0 | 0.5 | 0.5 | 1 | 0.5 | 0 | 3006.57 | 0 | 1714.27 | 0 | 4181.4 | 0 | 1810.29 | 0 | 223.37 | 0 | 95.64 | 0 | 204.27 | 0 | 101 | 253.94
4028 | 13.4 | 1411.34 | 660 | 131.35 | 2202.69 | 740.21 | 444.13 | 11547.34 | 3387.03 | 14490.24 | 190.84 | 8366.38 | 678.7 | 2398.5 | 11070 | 11070 | 61.5 | 24569.25 | 293.88 | 22.9 | -52.4 | 15.71 | 22.9 | 0 | 0 | 0.5 | 0.5 | 1 | 0.5 | 0 | 2273.67 | 0 | 1296.39 | 0 | 3283.38 | 0 | 1512.94 | 0 | 168.92 | 0 | 72.33 | 0 | 160.4 | 0 | 84.41 | 192.64
4029 | 13.1 | 1411.34 | 660 | 131.35 | 2202.69 | 740.21 | 444.13 | 11547.34 | 3387.03 | 14490.24 | 190.84 | 6722.85 | 449.04 | 2398.5 | 11070 | 11070 | 61.5 | 24569.25 | 293.07 | 22.1 | -52.83 | 15.29 | 22.1 | 0 | 0 | 0.5 | 0.5 | 1 | 0.5 | 0 | 950.87 | 0 | 542.16 | 0 | 2602.99 | 0 | 2626.83 | 0 | 70.65 | 0 | 30.25 | 0 | 127.16 | 0 | 146.55 | 74.43
4030 | 13.1 | 1411.34 | 660 | 131.35 | 2202.69 | 740.21 | 444.13 | 11547.34 | 3387.03 | 14490.24 | 190.84 | 0 | 0 | 2398.5 | 11070 | 11070 | 61.5 | 24569.25 | 291.11 | 20.13 | -53.32 | 14.8 | 20.13 | 0 | 0 | 0.5 | 0.5 | 1 | 0.5 | 0 | 0 | 0 | 0 | 0 | 0 | 0 | 0 | 0 | 0 | 0 | 0 | 0 | 0 | 0 | 0 | 0
4031 | 13 | 1411.34 | 660 | 131.35 | 2202.69 | 740.21 | 444.13 | 11547.34 | 3387.03 | 14490.24 | 190.84 | 0 | 0 | 2398.5 | 11070 | 11070 | 61.5 | 24569.25 | 290.95 | 19.98 | -53.42 | 14.7 | 20 | 0.08 | 0 | 0.5 | 0.5 | 1 | 0.5 | 0 | 0 | 0 | 0 | 0 | 0 | 0 | 0 | 0 | 0 | 0 | 0 | 0 | 0 | 0 | 0 | 0
4032 | 13.3 | 1411.34 | 660 | 131.35 | 2202.69 | 740.21 | 444.13 | 11547.34 | 3387.03 | 14490.24 | 190.84 | 0 | 0 | 2398.5 | 11070 | 11070 | 61.5 | 24569.25 | 291.23 | 20.25 | -53.12 | 15 | 20.25 | 0 | 0 | 0.5 | 0.5 | 1 | 0.5 | 0 | 0 | 0 | 0 | 0 | 0 | 0 | 0 | 0 | 0 | 0 | 0 | 0 | 0 | 0 | 0 | 0
4033 | 13.1 | 1411.34 | 660 | 131.35 | 2202.69 | 740.21 | 444.13 | 11547.34 | 3387.03 | 14490.24 | 190.84 | 0 | 0 | 2398.5 | 2214 | 2214 | 61.5 | 6857.25 | 286.25 | 15.27 | -54.52 | 13.59 | 20 | 17.44 | 0 | 0.5 | 0.1 | 0.5 | 0.5 | 0 | 0 | 0 | 0 | 0 | 0 | 0 | 0 | 0 | 0 | 0 | 0 | 0 | 0 | 0 | 0 | 0
4034 | 13 | 1411.34 | 660 | 131.35 | 2202.69 | 740.21 | 444.13 | 11547.34 | 3387.03 | 14490.24 | 190.84 | 0 | 0 | 2398.5 | 2214 | 2214 | 61.5 | 6857.25 | 286.15 | 15.17 | -54.62 | 13.49 | 20 | 17.81 | 0 | 0.5 | 0.1 | 0.5 | 0.5 | 0 | 0 | 0 | 0 | 0 | 0 | 0 | 0 | 0 | 0 | 0 | 0 | 0 | 0 | 0 | 0 | 0
4035 | 13.5 | 1411.34 | 660 | 131.35 | 2202.69 | 740.21 | 444.13 | 11547.34 | 3387.03 | 14490.24 | 190.84 | 0 | 0 | 2398.5 | 2214 | 2214 | 61.5 | 6857.25 | 286.61 | 15.63 | -54.13 | 13.99 | 20 | 16.11 | 0 | 0.5 | 0.1 | 0.5 | 0.5 | 0 | 0 | 0 | 0 | 0 | 0 | 0 | 0 | 0 | 0 | 0 | 0 | 0 | 0 | 0 | 0 | 0
4036 | 13.8 | 1411.34 | 660 | 131.35 | 2202.69 | 740.21 | 444.13 | 11547.34 | 3387.03 | 14490.24 | 190.84 | 0 | 0 | 2398.5 | 2214 | 2214 | 61.5 | 6857.25 | 286.89 | 15.91 | -53.83 | 14.28 | 20 | 15.1 | 0 | 0.5 | 0.1 | 0.5 | 0.5 | 0 | 0 | 0 | 0 | 0 | 0 | 0 | 0 | 0 | 0 | 0 | 0 | 0 | 0 | 0 | 0 | 0
4037 | 14 | 1411.34 | 660 | 131.35 | 2202.69 | 740.21 | 444.13 | 11547.34 | 3387.03 | 14490.24 | 190.84 | 864.09 | 70.75 | 2398.5 | 2214 | 2214 | 61.5 | 6857.25 | 287.32 | 16.35 | -53.57 | 14.54 | 20 | 13.48 | 0 | 0.5 | 0.1 | 0.5 | 0.5 | 0 | 567.95 | 0 | 67.97 | 0 | 158.94 | 0 | 69.23 | 0 | 42.2 | 0 | 3.79 | 0 | 7.76 | 0 | 3.86 | 13.13
4038 | 13.6 | 1411.34 | 660 | 131.35 | 2202.69 | 740.21 | 444.13 | 11547.34 | 3387.03 | 14490.24 | 190.84 | 2001.77 | 165.74 | 2398.5 | 2214 | 2214 | 61.5 | 6857.25 | 287.29 | 16.31 | -53.88 | 14.23 | 20 | 13.61 | 0 | 0.5 | 0.1 | 0.5 | 0.5 | 0 | 601.22 | 0 | 326.1 | 0 | 752.61 | 0 | 321.84 | 0 | 44.67 | 0 | 18.19 | 0 | 36.77 | 0 | 17.96 | 48.16
4039 | 13.7 | 1411.34 | 660 | 131.35 | 2202.69 | 740.21 | 444.13 | 11547.34 | 3387.03 | 14490.24 | 190.84 | 9386.53 | 770.42 | 2398.5 | 2214 | 2214 | 61.5 | 6857.25 | 289.55 | 18.57 | -53.24 | 14.88 | 20 | 5.28 | 0 | 0.5 | 0.1 | 0.5 | 0.5 | 0 | 2821.58 | 0 | 1547.31 | 0 | 3514.66 | 0 | 1502.98 | 0 | 209.63 | 0 | 86.33 | 0 | 171.7 | 0 | 83.85 | 218.91
4040 | 14 | 1411.34 | 660 | 131.35 | 2202.69 | 740.21 | 177.65 | 11280.86 | 3120.55 | 14223.76 | 190.84 | 19219.56 | 1571.69 | 959.4 | 4428 | 4428 | 24.6 | 9827.7 | 313.22 | 23.17 | -53.24 | 16.14 | 23.17 | 0 | 0 | 0.2 | 0.2 | 1 | 0.2 | 0 | 5955.36 | 0 | 3263.3 | 0 | 7005.24 | 0 | 2995.66 | 0 | 442.46 | 0 | 182.06 | 0 | 342.22 | 0 | 167.13 | 437.82
4041 | 13.4 | 1411.34 | 660 | 131.35 | 2202.69 | 740.21 | 177.65 | 11280.86 | 3120.55 | 14223.76 | 190.84 | 20152.23 | 1653.04 | 959.4 | 4428 | 4428 | 24.6 | 9827.7 | 313.1 | 23.05 | -53.76 | 15.62 | 23.05 | 0 | 0 | 0.2 | 0.2 | 1 | 0.2 | 0 | 5885.62 | 0 | 3356.53 | 0 | 7642.09 | 0 | 3268 | 0 | 437.28 | 0 | 187.26 | 0 | 373.33 | 0 | 182.33 | 472.85
4042 | 14.6 | 1411.34 | 660 | 131.35 | 2202.69 | 740.21 | 177.65 | 11280.86 | 3120.55 | 14223.76 | 190.84 | 46115.23 | 3793.09 | 959.4 | 4428 | 4428 | 24.6 | 9827.7 | 322.33 | 32.28 | -50.62 | 18.75 | 23.9 | 0 | 0 | 0.2 | 0.2 | 1 | 0.2 | 0 | 14255.37 | 0 | 8857.38 | 0 | 16112.34 | 0 | 6890.14 | 0 | 1059.11 | 0 | 494.16 | 0 | 787.12 | 0 | 384.41 | 1068.29
4043 | 15.8 | 1411.34 | 660 | 131.35 | 2202.69 | 740.21 | 177.65 | 11280.86 | 3120.55 | 14223.76 | 190.84 | 33539.34 | 5631.75 | 959.4 | 4428 | 4428 | 24.6 | 9827.7 | 320.34 | 30.29 | -50.19 | 19.19 | 23.9 | 0 | 0 | 0.2 | 0.2 | 1 | 0.2 | 0 | 10012.08 | 0 | 8170.98 | 0 | 10756.47 | 0 | 4599.81 | 0 | 1487.71 | 0 | 911.74 | 0 | 1050.95 | 0 | 513.26 | 1668.1
4044 | 14.3 | 1411.34 | 660 | 131.35 | 2202.69 | 740.21 | 177.65 | 11280.86 | 3120.55 | 14223.76 | 190.84 | 26877.87 | 4437.84 | 959.4 | 4428 | 4428 | 24.6 | 9827.7 | 316.7 | 26.65 | -52.21 | 17.16 | 23.9 | 0 | 0 | 0.2 | 0.2 | 1 | 0.2 | 0 | 7517.83 | 0 | 4999.92 | 0 | 10073.65 | 0 | 4286.48 | 0 | 1117.08 | 0 | 557.9 | 0 | 984.23 | 0 | 478.29 | 1300.33
4045 | 12.9 | 1411.34 | 660 | 131.35 | 2202.69 | 740.21 | 177.65 | 11280.86 | 3120.55 | 14223.76 | 190.84 | 30594.03 | 5027.01 | 959.4 | 4428 | 4428 | 24.6 | 9827.7 | 316.68 | 26.63 | -53.29 | 16.08 | 23.9 | 0 | 0 | 0.2 | 0.2 | 1 | 0.2 | 0 | 8337.78 | 0 | 5512.73 | 0 | 11989.53 | 0 | 4754 | 0 | 1238.92 | 0 | 615.12 | 0 | 1171.42 | 0 | 530.46 | 1471.08
4046 | 13.9 | 1411.34 | 660 | 131.35 | 2202.69 | 740.21 | 177.65 | 11280.86 | 3120.55 | 14223.76 | 190.84 | 28943.61 | 4721.27 | 959.4 | 4428 | 4428 | 24.6 | 9827.7 | 317.02 | 26.97 | -52.44 | 16.93 | 23.9 | 0 | 0 | 0.2 | 0.2 | 1 | 0.2 | 0 | 7896.89 | 0 | 4856.58 | 0 | 11687.52 | 0 | 4502.61 | 0 | 1173.41 | 0 | 541.91 | 0 | 1141.91 | 0 | 502.41 | 1361.63
4047 | 16.3 | 1411.34 | 660 | 131.35 | 2202.69 | 740.21 | 177.65 | 11280.86 | 3120.55 | 14223.76 | 190.84 | 52723.78 | 8437.49 | 959.4 | 4428 | 4428 | 24.6 | 9827.7 | 327.17 | 37.12 | -48.17 | 21.21 | 23.9 | 0 | 0 | 0.2 | 0.2 | 1 | 0.2 | 0 | 7895.4 | 0 | 6163.14 | 0 | 34163.48 | 0 | 4501.76 | 0 | 1173.19 | 0 | 687.7 | 0 | 3337.9 | 0 | 502.32 | 2736.39
4048 | 15.1 | 1411.34 | 660 | 131.35 | 2202.69 | 740.21 | 177.65 | 11280.86 | 3120.55 | 14223.76 | 190.84 | 32754.01 | 5168.7 | 959.4 | 4428 | 4428 | 24.6 | 9827.7 | 319.34 | 29.29 | -50.96 | 18.41 | 23.9 | 0 | 0 | 0.2 | 0.2 | 1 | 0.2 | 0 | 7336.19 | 0 | 4182.91 | 0 | 16475.05 | 0 | 4759.87 | 0 | 1090.09 | 0 | 466.74 | 0 | 1609.67 | 0 | 531.12 | 1471.08
4049 | 16.7 | 1411.34 | 660 | 131.35 | 2202.69 | 740.21 | 177.65 | 11280.86 | 3120.55 | 14223.76 | 190.84 | 56523.99 | 8128.67 | 959.4 | 4428 | 4428 | 24.6 | 9827.7 | 328.54 | 38.49 | -47.53 | 21.84 | 23.9 | 0 | 0 | 0.2 | 0.2 | 1 | 0.2 | 0 | 6395.16 | 0 | 3646.36 | 0 | 36594.11 | 0 | 9888.36 | 0 | 950.26 | 0 | 406.87 | 0 | 3575.38 | 0 | 1103.36 | 2092.79
4050 | 16.1 | 1411.34 | 660 | 131.35 | 2202.69 | 740.21 | 444.13 | 11547.34 | 3387.03 | 14490.24 | 190.84 | 25877.09 | 3899.26 | 2398.5 | 11070 | 11070 | 61.5 | 24569.25 | 301.98 | 31.01 | -48.33 | 19.79 | 23.9 | 0 | 0 | 0.5 | 0.5 | 1 | 0.5 | 0 | 5137.82 | 0 | 2929.46 | 0 | 12720.87 | 0 | 5088.94 | 0 | 763.43 | 0 | 326.88 | 0 | 1242.88 | 0 | 567.83 | 998.23
4051 | 15.6 | 1411.34 | 660 | 131.35 | 2202.69 | 740.21 | 444.13 | 11547.34 | 3387.03 | 14490.24 | 190.84 | 34932.26 | 4723.97 | 2398.5 | 11070 | 11070 | 61.5 | 24569.25 | 304.2 | 33.23 | -48.15 | 19.97 | 23.9 | 0 | 0 | 0.5 | 0.5 | 1 | 0.5 | 0 | 4057.67 | 0 | 2313.58 | 0 | 18803.43 | 0 | 9757.57 | 0 | 602.93 | 0 | 258.15 | 0 | 1837.17 | 0 | 1088.77 | 936.94
4052 | 14.3 | 1411.34 | 660 | 131.35 | 2202.69 | 740.21 | 444.13 | 11547.34 | 3387.03 | 14490.24 | 190.84 | 10912.22 | 1579.68 | 2398.5 | 11070 | 11070 | 61.5 | 24569.25 | 295.65 | 24.67 | -51.28 | 16.83 | 23.9 | 0 | 0 | 0.5 | 0.5 | 1 | 0.5 | 0 | 2000.45 | 0 | 1140.61 | 0 | 4798.95 | 0 | 2972.22 | 0 | 297.25 | 0 | 127.27 | 0 | 468.88 | 0 | 331.65 | 354.64
4053 | 13.2 | 1411.34 | 660 | 131.35 | 2202.69 | 740.21 | 444.13 | 11547.34 | 3387.03 | 14490.24 | 190.84 | 908.65 | 140.05 | 2398.5 | 11070 | 11070 | 61.5 | 24569.25 | 291.54 | 20.56 | -53.15 | 14.97 | 20.56 | 0 | 0 | 0.5 | 0.5 | 1 | 0.5 | 0 | 229.44 | 0 | 130.82 | 0 | 349.55 | 0 | 198.84 | 0 | 34.09 | 0 | 14.6 | 0 | 34.15 | 0 | 22.19 | 35.03
4054 | 13.6 | 1411.34 | 660 | 131.35 | 2202.69 | 740.21 | 444.13 | 11547.34 | 3387.03 | 14490.24 | 190.84 | 0 | 0 | 2398.5 | 11070 | 11070 | 61.5 | 24569.25 | 291.52 | 20.54 | -52.82 | 15.29 | 20.54 | 0 | 0 | 0.5 | 0.5 | 1 | 0.5 | 0 | 0 | 0 | 0 | 0 | 0 | 0 | 0 | 0 | 0 | 0 | 0 | 0 | 0 | 0 | 0 | 0
4055 | 11.2 | 1411.34 | 660 | 131.35 | 2202.69 | 740.21 | 444.13 | 11547.34 | 3387.03 | 14490.24 | 190.84 | 0 | 0 | 2398.5 | 11070 | 11070 | 61.5 | 24569.25 | 289.32 | 18.34 | -55.19 | 12.92 | 20 | 6.13 | 0 | 0.5 | 0.5 | 1 | 0.5 | 0 | 0 | 0 | 0 | 0 | 0 | 0 | 0 | 0 | 0 | 0 | 0 | 0 | 0 | 0 | 0 | 0
4056 | 12.5 | 1411.34 | 660 | 131.35 | 2202.69 | 740.21 | 444.13 | 11547.34 | 3387.03 | 14490.24 | 190.84 | 0 | 0 | 2398.5 | 11070 | 11070 | 61.5 | 24569.25 | 290.49 | 19.52 | -53.91 | 14.21 | 20 | 1.79 | 0 | 0.5 | 0.5 | 1 | 0.5 | 0 | 0 | 0 | 0 | 0 | 0 | 0 | 0 | 0 | 0 | 0 | 0 | 0 | 0 | 0 | 0 | 0
4057 | 12.6 | 1411.34 | 660 | 131.35 | 2202.69 | 740.21 | 444.13 | 11547.34 | 3387.03 | 14490.24 | 190.84 | 0 | 0 | 2398.5 | 2214 | 2214 | 61.5 | 6857.25 | 285.78 | 14.81 | -55.02 | 13.1 | 20 | 19.16 | 0 | 0.5 | 0.1 | 0.5 | 0.5 | 0 | 0 | 0 | 0 | 0 | 0 | 0 | 0 | 0 | 0 | 0 | 0 | 0 | 0 | 0 | 0 | 0
4058 | 12.7 | 1411.34 | 660 | 131.35 | 2202.69 | 740.21 | 444.13 | 11547.34 | 3387.03 | 14490.24 | 190.84 | 0 | 0 | 2398.5 | 2214 | 2214 | 61.5 | 6857.25 | 285.88 | 14.9 | -54.92 | 13.2 | 20 | 18.82 | 0 | 0.5 | 0.1 | 0.5 | 0.5 | 0 | 0 | 0 | 0 | 0 | 0 | 0 | 0 | 0 | 0 | 0 | 0 | 0 | 0 | 0 | 0 | 0
4059 | 12.4 | 1411.34 | 660 | 131.35 | 2202.69 | 740.21 | 444.13 | 11547.34 | 3387.03 | 14490.24 | 190.84 | 0 | 0 | 2398.5 | 2214 | 2214 | 61.5 | 6857.25 | 285.6 | 14.62 | -55.21 | 12.9 | 20 | 19.84 | 0 | 0.5 | 0.1 | 0.5 | 0.5 | 0 | 0 | 0 | 0 | 0 | 0 | 0 | 0 | 0 | 0 | 0 | 0 | 0 | 0 | 0 | 0 | 0
4060 | 11.8 | 1411.34 | 660 | 131.35 | 2202.69 | 740.21 | 444.13 | 11547.34 | 3387.03 | 14490.24 | 190.84 | 0 | 0 | 2398.5 | 2214 | 2214 | 61.5 | 6857.25 | 285.05 | 14.07 | -55.81 | 12.31 | 20 | 21.87 | 0 | 0.5 | 0.1 | 0.5 | 0.5 | 0 | 0 | 0 | 0 | 0 | 0 | 0 | 0 | 0 | 0 | 0 | 0 | 0 | 0 | 0 | 0 | 0
4061 | 12.1 | 1411.34 | 660 | 131.35 | 2202.69 | 740.21 | 444.13 | 11547.34 | 3387.03 | 14490.24 | 190.84 | 859.01 | 70.37 | 2398.5 | 2214 | 2214 | 61.5 | 6857.25 | 285.58 | 14.6 | -55.45 | 12.67 | 20 | 19.93 | 0 | 0.5 | 0.1 | 0.5 | 0.5 | 0 | 562.63 | 0 | 67.97 | 0 | 158.96 | 0 | 69.46 | 0 | 41.8 | 0 | 3.79 | 0 | 7.77 | 0 | 3.87 | 13.13
4062 | 12.8 | 1411.34 | 660 | 131.35 | 2202.69 | 740.21 | 444.13 | 11547.34 | 3387.03 | 14490.24 | 190.84 | 23352.91 | 1796.97 | 2398.5 | 2214 | 2214 | 61.5 | 6857.25 | 292.78 | 21.81 | -53.11 | 15.01 | 21.81 | 0 | 0 | 0.5 | 0.1 | 0.5 | 0.5 | 0 | 16604.57 | 0 | 2849.24 | 0 | 2731.16 | 0 | 1167.93 | 0 | 1233.65 | 0 | 158.96 | 0 | 133.42 | 0 | 65.16 | 205.78
4063 | 13.5 | 1411.34 | 660 | 131.35 | 2202.69 | 740.21 | 444.13 | 11547.34 | 3387.03 | 14490.24 | 190.84 | 28685.81 | 2286 | 2398.5 | 2214 | 2214 | 61.5 | 6857.25 | 295.06 | 24.08 | -52.02 | 16.1 | 23.9 | 0 | 0 | 0.5 | 0.1 | 0.5 | 0.5 | 0 | 14398.24 | 0 | 5042.72 | 0 | 6475.66 | 0 | 2769.19 | 0 | 1069.73 | 0 | 281.34 | 0 | 316.35 | 0 | 154.5 | 464.09
4064 | 13.8 | 1411.34 | 660 | 131.35 | 2202.69 | 740.21 | 177.65 | 11280.86 | 3120.55 | 14223.76 | 190.84 | 10567.67 | 1726.34 | 959.4 | 4428 | 4428 | 24.6 | 9827.7 | 310.73 | 20.68 | -54.02 | 15.35 | 20.68 | 0 | 0 | 0.2 | 0.2 | 1 | 0.2 | 0 | 3408.55 | 0 | 1828.32 | 0 | 3734.02 | 0 | 1596.78 | 0 | 506.48 | 0 | 204.01 | 0 | 364.83 | 0 | 178.17 | 472.85
4065 | 13.2 | 1411.34 | 660 | 131.35 | 2202.69 | 740.21 | 177.65 | 11280.86 | 3120.55 | 14223.76 | 190.84 | 17992.56 | 1478.21 | 959.4 | 4428 | 4428 | 24.6 | 9827.7 | 312.14 | 22.09 | -54.12 | 15.26 | 22.09 | 0 | 0 | 0.2 | 0.2 | 1 | 0.2 | 0 | 5247.69 | 0 | 2992.52 | 0 | 6831.14 | 0 | 2921.21 | 0 | 389.88 | 0 | 166.96 | 0 | 333.71 | 0 | 162.98 | 424.69
4066 | 13.3 | 1411.34 | 660 | 131.35 | 2202.69 | 740.21 | 177.65 | 11280.86 | 3120.55 | 14223.76 | 190.84 | 26617.65 | 2179.3 | 959.4 | 4428 | 4428 | 24.6 | 9827.7 | 314.99 | 24.94 | -53.37 | 16 | 23.9 | 0 | 0 | 0.2 | 0.2 | 1 | 0.2 | 0 | 7718.87 | 0 | 4442.61 | 0 | 10125.99 | 0 | 4330.19 | 0 | 573.48 | 0 | 247.86 | 0 | 494.67 | 0 | 241.59 | 621.71
4067 | 14.3 | 1411.34 | 660 | 131.35 | 2202.69 | 740.21 | 177.65 | 11280.86 | 3120.55 | 14223.76 | 190.84 | 27960.4 | 4632.95 | 959.4 | 4428 | 4428 | 24.6 | 9827.7 | 317.07 | 27.02 | -52.12 | 17.25 | 23.9 | 0 | 0 | 0.2 | 0.2 | 1 | 0.2 | 0 | 8181.62 | 0 | 5560.54 | 0 | 9959.32 | 0 | 4258.92 | 0 | 1215.72 | 0 | 620.46 | 0 | 973.06 | 0 | 475.22 | 1348.49
4068 | 14.8 | 1411.34 | 660 | 131.35 | 2202.69 | 740.21 | 177.65 | 11280.86 | 3120.55 | 14223.76 | 190.84 | 36783.86 | 6379.49 | 959.4 | 4428 | 4428 | 24.6 | 9827.7 | 320.59 | 30.54 | -50.9 | 18.48 | 23.9 | 0 | 0 | 0.2 | 0.2 | 1 | 0.2 | 0 | 8935.2 | 0 | 10483.7 | 0 | 12270.32 | 0 | 5094.63 | 0 | 1327.69 | 0 | 1169.79 | 0 | 1198.86 | 0 | 568.47 | 2114.68
4069 | 16.1 | 1411.34 | 660 | 131.35 | 2202.69 | 740.21 | 177.65 | 11280.86 | 3120.55 | 14223.76 | 190.84 | 41370.15 | 6938.64 | 959.4 | 4428 | 4428 | 24.6 | 9827.7 | 323.26 | 33.21 | -49.26 | 20.12 | 23.9 | 0 | 0 | 0.2 | 0.2 | 1 | 0.2 | 0 | 9150.52 | 0 | 9685.98 | 0 | 17316.25 | 0 | 5217.4 | 0 | 1359.69 | 0 | 1080.78 | 0 | 1691.86 | 0 | 582.17 | 2224.14
4070 | 15.6 | 1411.34 | 660 | 131.35 | 2202.69 | 740.21 | 177.65 | 11280.86 | 3120.55 | 14223.76 | 190.84 | 34557.42 | 5623.55 | 959.4 | 4428 | 4428 | 24.6 | 9827.7 | 320.45 | 30.4 | -50.31 | 19.06 | 23.9 | 0 | 0 | 0.2 | 0.2 | 1 | 0.2 | 0 | 8262.62 | 0 | 6085.25 | 0 | 15498.4 | 0 | 4711.15 | 0 | 1227.75 | 0 | 679.01 | 0 | 1514.25 | 0 | 525.68 | 1676.86
4071 | 15.1 | 1411.34 | 660 | 131.35 | 2202.69 | 740.21 | 177.65 | 11280.86 | 3120.55 | 14223.76 | 190.84 | 24178.68 | 3932.41 | 959.4 | 4428 | 4428 | 24.6 | 9827.7 | 316.5 | 26.45 | -51.64 | 17.73 | 23.9 | 0 | 0 | 0.2 | 0.2 | 1 | 0.2 | 0 | 6722.47 | 0 | 3887.65 | 0 | 9735.57 | 0 | 3832.99 | 0 | 998.9 | 0 | 433.79 | 0 | 951.2 | 0 | 427.69 | 1120.82
4072 | 13.5 | 1411.34 | 660 | 131.35 | 2202.69 | 740.21 | 177.65 | 11280.86 | 3120.55 | 14223.76 | 190.84 | 10562.88 | 1732.52 | 959.4 | 4428 | 4428 | 24.6 | 9827.7 | 310.46 | 20.41 | -54.32 | 15.05 | 20.41 | 0 | 0 | 0.2 | 0.2 | 1 | 0.2 | 0 | 3017.06 | 0 | 1720.25 | 0 | 4098.78 | 0 | 1726.78 | 0 | 448.31 | 0 | 191.95 | 0 | 400.47 | 0 | 192.68 | 499.12
4073 | 14.2 | 1411.34 | 660 | 131.35 | 2202.69 | 740.21 | 177.65 | 11280.86 | 3120.55 | 14223.76 | 190.84 | 26125.84 | 2132.31 | 959.4 | 4428 | 4428 | 24.6 | 9827.7 | 315.59 | 25.54 | -52.52 | 16.85 | 23.9 | 0 | 0 | 0.2 | 0.2 | 1 | 0.2 | 0 | 7402.33 | 0 | 4220.62 | 0 | 10207.3 | 0 | 4295.59 | 0 | 549.96 | 0 | 235.47 | 0 | 498.65 | 0 | 239.66 | 608.57
4074 | 14 | 1411.34 | 660 | 131.35 | 2202.69 | 740.21 | 444.13 | 11547.34 | 3387.03 | 14490.24 | 190.84 | 9332.93 | 1525.98 | 2398.5 | 11070 | 11070 | 61.5 | 24569.25 | 294.93 | 23.95 | -51.69 | 16.43 | 23.9 | 0 | 0 | 0.5 | 0.5 | 1 | 0.5 | 0 | 2631.85 | 0 | 1500.62 | 0 | 3648.59 | 0 | 1551.87 | 0 | 391.07 | 0 | 167.44 | 0 | 356.48 | 0 | 173.16 | 437.82
4075 | 13.8 | 1411.34 | 660 | 131.35 | 2202.69 | 740.21 | 444.13 | 11547.34 | 3387.03 | 14490.24 | 190.84 | 5161.33 | 846.81 | 2398.5 | 11070 | 11070 | 61.5 | 24569.25 | 293.43 | 22.46 | -52.22 | 15.9 | 22.46 | 0 | 0 | 0.5 | 0.5 | 1 | 0.5 | 0 | 1449.93 | 0 | 826.72 | 0 | 2013.44 | 0 | 871.25 | 0 | 215.45 | 0 | 92.25 | 0 | 196.72 | 0 | 97.22 | 245.18
4076 | 14 | 1411.34 | 660 | 131.35 | 2202.69 | 740.21 | 444.13 | 11547.34 | 3387.03 | 14490.24 | 190.84 | 8361.88 | 678.46 | 2398.5 | 11070 | 11070 | 61.5 | 24569.25 | 294.39 | 23.42 | -51.81 | 16.3 | 23.42 | 0 | 0 | 0.5 | 0.5 | 1 | 0.5 | 0 | 2273.33 | 0 | 1296.2 | 0 | 3281.36 | 0 | 1511 | 0 | 168.9 | 0 | 72.32 | 0 | 160.3 | 0 | 84.3 | 192.64
4077 | 13.7 | 1411.34 | 660 | 131.35 | 2202.69 | 740.21 | 444.13 | 11547.34 | 3387.03 | 14490.24 | 190.84 | 2657.63 | 200.88 | 2398.5 | 11070 | 11070 | 61.5 | 24569.25 | 292.47 | 21.5 | -52.53 | 15.59 | 21.5 | 0 | 0 | 0.5 | 0.5 | 1 | 0.5 | 0 | 624.04 | 0 | 355.81 | 0 | 1023.7 | 0 | 654.07 | 0 | 46.36 | 0 | 19.85 | 0 | 50.01 | 0 | 36.49 | 48.16
4078 | 13.1 | 1411.34 | 660 | 131.35 | 2202.69 | 740.21 | 444.13 | 11547.34 | 3387.03 | 14490.24 | 190.84 | 0 | 0 | 2398.5 | 11070 | 11070 | 61.5 | 24569.25 | 291.09 | 20.11 | -53.32 | 14.8 | 20.11 | 0 | 0 | 0.5 | 0.5 | 1 | 0.5 | 0 | 0 | 0 | 0 | 0 | 0 | 0 | 0 | 0 | 0 | 0 | 0 | 0 | 0 | 0 | 0 | 0
4079 | 12.6 | 1411.34 | 660 | 131.35 | 2202.69 | 740.21 | 444.13 | 11547.34 | 3387.03 | 14490.24 | 190.84 | 0 | 0 | 2398.5 | 11070 | 11070 | 61.5 | 24569.25 | 290.59 | 19.61 | -53.81 | 14.3 | 20 | 1.44 | 0 | 0.5 | 0.5 | 1 | 0.5 | 0 | 0 | 0 | 0 | 0 | 0 | 0 | 0 | 0 | 0 | 0 | 0 | 0 | 0 | 0 | 0 | 0
4080 | 12.8 | 1411.34 | 660 | 131.35 | 2202.69 | 740.21 | 444.13 | 11547.34 | 3387.03 | 14490.24 | 190.84 | 0 | 0 | 2398.5 | 11070 | 11070 | 61.5 | 24569.25 | 290.77 | 19.79 | -53.61 | 14.5 | 20 | 0.77 | 0 | 0.5 | 0.5 | 1 | 0.5 | 0 | 0 | 0 | 0 | 0 | 0 | 0 | 0 | 0 | 0 | 0 | 0 | 0 | 0 | 0 | 0 | 0
4081 | 12.8 | 1411.34 | 660 | 131.35 | 2202.69 | 740.21 | 444.13 | 11547.34 | 3387.03 | 14490.24 | 190.84 | 0 | 0 | 2398.5 | 2214 | 2214 | 61.5 | 6857.25 | 285.97 | 14.99 | -54.82 | 13.3 | 20 | 18.48 | 0 | 0.5 | 0.1 | 0.5 | 0.5 | 0 | 0 | 0 | 0 | 0 | 0 | 0 | 0 | 0 | 0 | 0 | 0 | 0 | 0 | 0 | 0 | 0
4082 | 12.3 | 1411.34 | 660 | 131.35 | 2202.69 | 740.21 | 444.13 | 11547.34 | 3387.03 | 14490.24 | 190.84 | 0 | 0 | 2398.5 | 2214 | 2214 | 61.5 | 6857.25 | 285.51 | 14.53 | -55.31 | 12.8 | 20 | 20.18 | 0 | 0.5 | 0.1 | 0.5 | 0.5 | 0 | 0 | 0 | 0 | 0 | 0 | 0 | 0 | 0 | 0 | 0 | 0 | 0 | 0 | 0 | 0 | 0
4083 | 11.9 | 1411.34 | 660 | 131.35 | 2202.69 | 740.21 | 444.13 | 11547.34 | 3387.03 | 14490.24 | 190.84 | 0 | 0 | 2398.5 | 2214 | 2214 | 61.5 | 6857.25 | 285.14 | 14.17 | -55.71 | 12.41 | 20 | 21.53 | 0 | 0.5 | 0.1 | 0.5 | 0.5 | 0 | 0 | 0 | 0 | 0 | 0 | 0 | 0 | 0 | 0 | 0 | 0 | 0 | 0 | 0 | 0 | 0
4084 | 11.7 | 1411.34 | 660 | 131.35 | 2202.69 | 740.21 | 444.13 | 11547.34 | 3387.03 | 14490.24 | 190.84 | 0 | 0 | 2398.5 | 2214 | 2214 | 61.5 | 6857.25 | 284.96 | 13.98 | -55.9 | 12.21 | 20 | 22.21 | 0 | 0.5 | 0.1 | 0.5 | 0.5 | 0 | 0 | 0 | 0 | 0 | 0 | 0 | 0 | 0 | 0 | 0 | 0 | 0 | 0 | 0 | 0 | 0
4085 | 11.1 | 1411.34 | 660 | 131.35 | 2202.69 | 740.21 | 444.13 | 11547.34 | 3387.03 | 14490.24 | 190.84 | 4098.64 | 321.49 | 2398.5 | 2214 | 2214 | 61.5 | 6857.25 | 285.61 | 14.63 | -56.2 | 11.92 | 20 | 19.82 | 0 | 0.5 | 0.1 | 0.5 | 0.5 | 0 | 3285.39 | 0 | 184.84 | 0 | 432.25 | 0 | 196.16 | 0 | 244.09 | 0 | 10.31 | 0 | 21.12 | 0 | 10.94 | 35.03
4086 | 11.3 | 1411.34 | 660 | 131.35 | 2202.69 | 740.21 | 444.13 | 11547.34 | 3387.03 | 14490.24 | 190.84 | 44812.38 | 3437.62 | 2398.5 | 2214 | 2214 | 61.5 | 6857.25 | 297.67 | 26.69 | -53.01 | 15.1 | 23.9 | 0 | 0 | 0.5 | 0.1 | 0.5 | 0.5 | 0 | 33733.79 | 0 | 5269.05 | 0 | 4069.35 | 0 | 1740.18 | 0 | 2506.27 | 0 | 293.97 | 0 | 198.8 | 0 | 97.09 | 341.5
4087 | 12.7 | 1411.34 | 660 | 131.35 | 2202.69 | 740.21 | 444.13 | 11547.34 | 3387.03 | 14490.24 | 190.84 | 38636.73 | 6110.08 | 2398.5 | 2214 | 2214 | 61.5 | 6857.25 | 298.12 | 27.14 | -51.87 | 16.24 | 23.9 | 0 | 0 | 0.5 | 0.1 | 0.5 | 0.5 | 0 | 24730.79 | 0 | 7072.63 | 0 | 4786.46 | 0 | 2046.84 | 0 | 3674.78 | 0 | 789.18 | 0 | 467.66 | 0 | 228.39 | 950.07
4088 | 13.6 | 1411.34 | 660 | 131.35 | 2202.69 | 740.21 | 177.65 | 11280.86 | 3120.55 | 14223.76 | 190.84 | 40006.98 | 6451.73 | 959.4 | 4428 | 4428 | 24.6 | 9827.7 | 320.46 | 30.41 | -51.85 | 17.52 | 23.9 | 0 | 0 | 0.2 | 0.2 | 1 | 0.2 | 0 | 21154.35 | 0 | 9022.36 | 0 | 6885.72 | 0 | 2944.55 | 0 | 3143.35 | 0 | 1006.73 | 0 | 672.76 | 0 | 328.56 | 1300.33
4089 | 14.9 | 1411.34 | 660 | 131.35 | 2202.69 | 740.21 | 177.65 | 11280.86 | 3120.55 | 14223.76 | 190.84 | 39735.22 | 6510.29 | 959.4 | 4428 | 4428 | 24.6 | 9827.7 | 321.57 | 31.53 | -50.58 | 18.79 | 23.9 | 0 | 0 | 0.2 | 0.2 | 1 | 0.2 | 0 | 17292.57 | 0 | 9884.64 | 0 | 8796.39 | 0 | 3761.62 | 0 | 2569.52 | 0 | 1102.95 | 0 | 859.44 | 0 | 419.73 | 1558.65
4090 | 16.9 | 1411.34 | 660 | 131.35 | 2202.69 | 740.21 | 177.65 | 11280.86 | 3120.55 | 14223.76 | 190.84 | 54258.08 | 9366.39 | 959.4 | 4428 | 4428 | 24.6 | 9827.7 | 328.43 | 38.38 | -47.4 | 21.97 | 23.9 | 0 | 0 | 0.2 | 0.2 | 1 | 0.2 | 0 | 22732.21 | 0 | 18173.77 | 0 | 9352.62 | 0 | 3999.48 | 0 | 3377.8 | 0 | 2027.87 | 0 | 913.79 | 0 | 446.27 | 2600.66
4091 | 17.4 | 1411.34 | 660 | 131.35 | 2202.69 | 740.21 | 177.65 | 11280.86 | 3120.55 | 14223.76 | 190.84 | 53692.54 | 10129.1 | 959.4 | 4428 | 4428 | 24.6 | 9827.7 | 328.94 | 38.89 | -46.9 | 22.48 | 23.9 | 0 | 0 | 0.2 | 0.2 | 1 | 0.2 | 0 | 17397.93 | 0 | 22811.39 | 0 | 9444.46 | 0 | 4038.75 | 0 | 2585.18 | 0 | 2545.34 | 0 | 922.76 | 0 | 450.65 | 3625.17
4092 | 17.6 | 1411.34 | 660 | 131.35 | 2202.69 | 740.21 | 177.65 | 11280.86 | 3120.55 | 14223.76 | 190.84 | 41453.56 | 7936.18 | 959.4 | 4428 | 4428 | 24.6 | 9827.7 | 324.93 | 34.88 | -47.7 | 21.67 | 23.9 | 0 | 0 | 0.2 | 0.2 | 1 | 0.2 | 0 | 7983.4 | 0 | 17464.09 | 0 | 11454.14 | 0 | 4551.94 | 0 | 1186.26 | 0 | 1948.68 | 0 | 1119.11 | 0 | 507.91 | 3174.21
4093 | 18.3 | 1411.34 | 660 | 131.35 | 2202.69 | 740.21 | 177.65 | 11280.86 | 3120.55 | 14223.76 | 190.84 | 49842.12 | 8917.02 | 959.4 | 4428 | 4428 | 24.6 | 9827.7 | 328.28 | 38.23 | -46.36 | 23.01 | 23.9 | 0 | 0 | 0.2 | 0.2 | 1 | 0.2 | 0 | 7785.71 | 0 | 15093.1 | 0 | 22524.08 | 0 | 4439.22 | 0 | 1156.89 | 0 | 1684.12 | 0 | 2200.69 | 0 | 495.34 | 3379.99
4094 | 17.6 | 1411.34 | 660 | 131.35 | 2202.69 | 740.21 | 177.65 | 11280.86 | 3120.55 | 14223.76 | 190.84 | 54208.15 | 9137.18 | 959.4 | 4428 | 4428 | 24.6 | 9827.7 | 328.98 | 38.93 | -46.73 | 22.64 | 23.9 | 0 | 0 | 0.2 | 0.2 | 1 | 0.2 | 0 | 7735.64 | 0 | 10842.51 | 0 | 31219.33 | 0 | 4410.67 | 0 | 1149.45 | 0 | 1209.83 | 0 | 3050.25 | 0 | 492.15 | 3235.51
4095 | 17.6 | 1411.34 | 660 | 131.35 | 2202.69 | 740.21 | 177.65 | 11280.86 | 3120.55 | 14223.76 | 190.84 | 26840.84 | 4364.51 | 959.4 | 4428 | 4428 | 24.6 | 9827.7 | 319.66 | 29.61 | -48.96 | 20.41 | 23.9 | 0 | 0 | 0.2 | 0.2 | 1 | 0.2 | 0 | 7323.78 | 0 | 4269.07 | 0 | 11072.15 | 0 | 4175.84 | 0 | 1088.25 | 0 | 476.35 | 0 | 1081.79 | 0 | 465.95 | 1252.17
4096 | 17.4 | 1411.34 | 660 | 131.35 | 2202.69 | 740.21 | 177.65 | 11280.86 | 3120.55 | 14223.76 | 190.84 | 24492.02 | 3964.56 | 959.4 | 4428 | 4428 | 24.6 | 9827.7 | 318.68 | 28.63 | -49.35 | 20.02 | 23.9 | 0 | 0 | 0.2 | 0.2 | 1 | 0.2 | 0 | 6599.95 | 0 | 3763.13 | 0 | 10242.49 | 0 | 3886.45 | 0 | 980.69 | 0 | 419.9 | 0 | 1000.73 | 0 | 433.66 | 1129.58
4097 | 17.2 | 1411.34 | 660 | 131.35 | 2202.69 | 740.21 | 177.65 | 11280.86 | 3120.55 | 14223.76 | 190.84 | 38973.96 | 5835.2 | 959.4 | 4428 | 4428 | 24.6 | 9827.7 | 323.24 | 33.19 | -48.41 | 20.96 | 23.9 | 0 | 0 | 0.2 | 0.2 | 1 | 0.2 | 0 | 6844.77 | 0 | 3902.72 | 0 | 21565.26 | 0 | 6661.2 | 0 | 1017.07 | 0 | 435.47 | 0 | 2107.01 | 0 | 743.27 | 1532.38
4098 | 17.6 | 1411.34 | 660 | 131.35 | 2202.69 | 740.21 | 444.13 | 11547.34 | 3387.03 | 14490.24 | 190.84 | 33329.61 | 4844.61 | 2398.5 | 11070 | 11070 | 61.5 | 24569.25 | 305.64 | 34.66 | -46.27 | 21.84 | 23.9 | 0 | 0 | 0.5 | 0.5 | 1 | 0.5 | 0 | 5486.2 | 0 | 3128.1 | 0 | 17754.42 | 0 | 6960.9 | 0 | 815.2 | 0 | 349.04 | 0 | 1734.67 | 0 | 776.71 | 1168.99
4099 | 16.9 | 1411.34 | 660 | 131.35 | 2202.69 | 740.21 | 444.13 | 11547.34 | 3387.03 | 14490.24 | 190.84 | 12293.56 | 1950.89 | 2398.5 | 11070 | 11070 | 61.5 | 24569.25 | 298.51 | 27.53 | -48.6 | 19.52 | 23.9 | 0 | 0 | 0.5 | 0.5 | 1 | 0.5 | 0 | 3125.37 | 0 | 1782.01 | 0 | 5091.41 | 0 | 2294.77 | 0 | 464.4 | 0 | 198.84 | 0 | 497.45 | 0 | 256.06 | 534.14
4100 | 16.7 | 1411.34 | 660 | 131.35 | 2202.69 | 740.21 | 444.13 | 11547.34 | 3387.03 | 14490.24 | 190.84 | 9090.23 | 1343.54 | 2398.5 | 11070 | 11070 | 61.5 | 24569.25 | 297.29 | 26.32 | -49.05 | 19.06 | 23.9 | 0 | 0 | 0.5 | 0.5 | 1 | 0.5 | 0 | 1842.64 | 0 | 1050.63 | 0 | 3904.91 | 0 | 2292.06 | 0 | 273.8 | 0 | 117.23 | 0 | 381.52 | 0 | 255.75 | 315.23
4101 | 16 | 1411.34 | 660 | 131.35 | 2202.69 | 740.21 | 444.13 | 11547.34 | 3387.03 | 14490.24 | 190.84 | 1822.36 | 269.39 | 2398.5 | 11070 | 11070 | 61.5 | 24569.25 | 294.39 | 23.41 | -50.31 | 17.8 | 23.41 | 0 | 0 | 0.5 | 0.5 | 1 | 0.5 | 0 | 391.97 | 0 | 223.49 | 0 | 703.1 | 0 | 503.79 | 0 | 58.24 | 0 | 24.94 | 0 | 68.7 | 0 | 56.21 | 61.3
4102 | 16 | 1411.34 | 660 | 131.35 | 2202.69 | 740.21 | 444.13 | 11547.34 | 3387.03 | 14490.24 | 190.84 | 0 | 0 | 2398.5 | 11070 | 11070 | 61.5 | 24569.25 | 293.81 | 22.83 | -50.45 | 17.66 | 22.83 | 0 | 0 | 0.5 | 0.5 | 1 | 0.5 | 0 | 0 | 0 | 0 | 0 | 0 | 0 | 0 | 0 | 0 | 0 | 0 | 0 | 0 | 0 | 0 | 0
4103 | 15.7 | 1411.34 | 660 | 131.35 | 2202.69 | 740.21 | 444.13 | 11547.34 | 3387.03 | 14490.24 | 190.84 | 0 | 0 | 2398.5 | 11070 | 11070 | 61.5 | 24569.25 | 293.52 | 22.54 | -50.75 | 17.36 | 22.54 | 0 | 0 | 0.5 | 0.5 | 1 | 0.5 | 0 | 0 | 0 | 0 | 0 | 0 | 0 | 0 | 0 | 0 | 0 | 0 | 0 | 0 | 0 | 0 | 0
4104 | 15.4 | 1411.34 | 660 | 131.35 | 2202.69 | 740.21 | 444.13 | 11547.34 | 3387.03 | 14490.24 | 190.84 | 0 | 0 | 2398.5 | 11070 | 11070 | 61.5 | 24569.25 | 293.23 | 22.25 | -51.05 | 17.07 | 22.25 | 0 | 0 | 0.5 | 0.5 | 1 | 0.5 | 0 | 0 | 0 | 0 | 0 | 0 | 0 | 0 | 0 | 0 | 0 | 0 | 0 | 0 | 0 | 0 | 0
4105 | 15.3 | 1411.34 | 660 | 131.35 | 2202.69 | 740.21 | 444.13 | 11547.34 | 3387.03 | 14490.24 | 190.84 | 0 | 0 | 2398.5 | 2214 | 2214 | 61.5 | 6857.25 | 288.33 | 17.35 | -52.35 | 15.76 | 20 | 9.76 | 0 | 0.5 | 0.1 | 0.5 | 0.5 | 0 | 0 | 0 | 0 | 0 | 0 | 0 | 0 | 0 | 0 | 0 | 0 | 0 | 0 | 0 | 0 | 0
4106 | 14.9 | 1411.34 | 660 | 131.35 | 2202.69 | 740.21 | 444.13 | 11547.34 | 3387.03 | 14490.24 | 190.84 | 0 | 0 | 2398.5 | 2214 | 2214 | 61.5 | 6857.25 | 287.9 | 16.92 | -52.75 | 15.37 | 20 | 11.37 | 0 | 0.5 | 0.1 | 0.5 | 0.5 | 0 | 0 | 0 | 0 | 0 | 0 | 0 | 0 | 0 | 0 | 0 | 0 | 0 | 0 | 0 | 0 | 0
4107 | 14.6 | 1411.34 | 660 | 131.35 | 2202.69 | 740.21 | 444.13 | 11547.34 | 3387.03 | 14490.24 | 190.84 | 0 | 0 | 2398.5 | 2214 | 2214 | 61.5 | 6857.25 | 287.62 | 16.64 | -53.04 | 15.07 | 20 | 12.39 | 0 | 0.5 | 0.1 | 0.5 | 0.5 | 0 | 0 | 0 | 0 | 0 | 0 | 0 | 0 | 0 | 0 | 0 | 0 | 0 | 0 | 0 | 0 | 0
4108 | 14.8 | 1411.34 | 660 | 131.35 | 2202.69 | 740.21 | 444.13 | 11547.34 | 3387.03 | 14490.24 | 190.84 | 0 | 0 | 2398.5 | 2214 | 2214 | 61.5 | 6857.25 | 287.8 | 16.83 | -52.85 | 15.27 | 20 | 11.71 | 0 | 0.5 | 0.1 | 0.5 | 0.5 | 0 | 0 | 0 | 0 | 0 | 0 | 0 | 0 | 0 | 0 | 0 | 0 | 0 | 0 | 0 | 0 | 0
4109 | 14.9 | 1411.34 | 660 | 131.35 | 2202.69 | 740.21 | 444.13 | 11547.34 | 3387.03 | 14490.24 | 190.84 | 2107.11 | 170.07 | 2398.5 | 2214 | 2214 | 61.5 | 6857.25 | 288.51 | 17.54 | -52.59 | 15.52 | 20 | 9.09 | 0 | 0.5 | 0.1 | 0.5 | 0.5 | 0 | 1532.9 | 0 | 131.07 | 0 | 306.5 | 0 | 136.64 | 0 | 113.89 | 0 | 7.31 | 0 | 14.97 | 0 | 7.62 | 26.27
4110 | 15.3 | 1411.34 | 660 | 131.35 | 2202.69 | 740.21 | 444.13 | 11547.34 | 3387.03 | 14490.24 | 190.84 | 6012.69 | 482.56 | 2398.5 | 2214 | 2214 | 61.5 | 6857.25 | 290.02 | 19.05 | -51.91 | 16.21 | 20 | 3.52 | 0 | 0.5 | 0.1 | 0.5 | 0.5 | 0 | 2676.62 | 0 | 891.71 | 0 | 1712.18 | 0 | 732.18 | 0 | 198.86 | 0 | 49.75 | 0 | 83.64 | 0 | 40.85 | 109.46
4111 | 15.6 | 1411.34 | 660 | 131.35 | 2202.69 | 740.21 | 444.13 | 11547.34 | 3387.03 | 14490.24 | 190.84 | 9388.09 | 770.5 | 2398.5 | 2214 | 2214 | 61.5 | 6857.25 | 291.29 | 20.31 | -51.36 | 16.75 | 20.31 | 0 | 0 | 0.5 | 0.1 | 0.5 | 0.5 | 0 | 2821.86 | 0 | 1547.3 | 0 | 3515.56 | 0 | 1503.37 | 0 | 209.65 | 0 | 86.33 | 0 | 171.74 | 0 | 83.87 | 218.91
4112 | 16.4 | 1411.34 | 660 | 131.35 | 2202.69 | 740.21 | 177.65 | 11280.86 | 3120.55 | 14223.76 | 190.84 | 14548.83 | 1194.55 | 959.4 | 4428 | 4428 | 24.6 | 9827.7 | 313.94 | 23.89 | -51.22 | 18.16 | 23.89 | 0 | 0 | 0.2 | 0.2 | 1 | 0.2 | 0 | 4294.01 | 0 | 2414.9 | 0 | 5491.56 | 0 | 2348.36 | 0 | 319.03 | 0 | 134.73 | 0 | 268.27 | 0 | 131.02 | 341.5
4113 | 16.8 | 1411.34 | 660 | 131.35 | 2202.69 | 740.21 | 177.65 | 11280.86 | 3120.55 | 14223.76 | 190.84 | 17408.53 | 1430.84 | 959.4 | 4428 | 4428 | 24.6 | 9827.7 | 315.35 | 25.3 | -50.61 | 18.76 | 23.9 | 0 | 0 | 0.2 | 0.2 | 1 | 0.2 | 0 | 5075.58 | 0 | 2894.14 | 0 | 6611.51 | 0 | 2827.29 | 0 | 377.09 | 0 | 161.47 | 0 | 322.98 | 0 | 157.74 | 411.55
4114 | 17 | 1411.34 | 660 | 131.35 | 2202.69 | 740.21 | 177.65 | 11280.86 | 3120.55 | 14223.76 | 190.84 | 27514.51 | 4549.8 | 959.4 | 4428 | 4428 | 24.6 | 9827.7 | 319.36 | 29.31 | -49.49 | 19.88 | 23.9 | 0 | 0 | 0.2 | 0.2 | 1 | 0.2 | 0 | 8841.83 | 0 | 5711.84 | 0 | 9078.55 | 0 | 3882.28 | 0 | 1313.82 | 0 | 637.34 | 0 | 887.01 | 0 | 433.19 | 1278.44
4115 | 17.3 | 1411.34 | 660 | 131.35 | 2202.69 | 740.21 | 177.65 | 11280.86 | 3120.55 | 14223.76 | 190.84 | 21294.94 | 3492.39 | 959.4 | 4428 | 4428 | 24.6 | 9827.7 | 317.52 | 27.47 | -49.7 | 19.67 | 23.9 | 0 | 0 | 0.2 | 0.2 | 1 | 0.2 | 0 | 6169.9 | 0 | 3776.3 | 0 | 7949.35 | 0 | 3399.39 | 0 | 916.79 | 0 | 421.37 | 0 | 776.68 | 0 | 379.31 | 998.23
4116 | 18.6 | 1411.34 | 660 | 131.35 | 2202.69 | 740.21 | 177.65 | 11280.86 | 3120.55 | 14223.76 | 190.84 | 35111.73 | 6024.08 | 959.4 | 4428 | 4428 | 24.6 | 9827.7 | 323.44 | 33.39 | -47.29 | 22.09 | 23.9 | 0 | 0 | 0.2 | 0.2 | 1 | 0.2 | 0 | 8941.54 | 0 | 8922.58 | 0 | 12149.37 | 0 | 5098.24 | 0 | 1328.63 | 0 | 995.6 | 0 | 1187.04 | 0 | 568.87 | 1943.93
4117 | 18.6 | 1411.34 | 660 | 131.35 | 2202.69 | 740.21 | 177.65 | 11280.86 | 3120.55 | 14223.76 | 190.84 | 24209.35 | 3953.41 | 959.4 | 4428 | 4428 | 24.6 | 9827.7 | 319.68 | 29.63 | -48.19 | 21.19 | 23.9 | 0 | 0 | 0.2 | 0.2 | 1 | 0.2 | 0 | 6822.88 | 0 | 4128.57 | 0 | 9367.66 | 0 | 3890.24 | 0 | 1013.82 | 0 | 460.67 | 0 | 915.26 | 0 | 434.08 | 1129.58
4118 | 19.8 | 1411.34 | 660 | 131.35 | 2202.69 | 740.21 | 177.65 | 11280.86 | 3120.55 | 14223.76 | 190.84 | 42158.44 | 6864.99 | 959.4 | 4428 | 4428 | 24.6 | 9827.7 | 326.82 | 36.77 | -45.55 | 23.82 | 23.9 | 0 | 0 | 0.2 | 0.2 | 1 | 0.2 | 0 | 8912.79 | 0 | 7723.61 | 0 | 20440.18 | 0 | 5081.85 | 0 | 1324.36 | 0 | 861.82 | 0 | 1997.08 | 0 | 567.04 | 2114.68
4119 | 20.6 | 1411.34 | 660 | 131.35 | 2202.69 | 740.21 | 177.65 | 11280.86 | 3120.55 | 14223.76 | 190.84 | 35218.6 | 5667.94 | 959.4 | 4428 | 4428 | 24.6 | 9827.7 | 325.18 | 35.13 | -45.33 | 24.04 | 24 | 0 | -0.64 | 0.2 | 0.2 | 1 | 0.2 | 0 | 8149.11 | 0 | 5109.99 | 0 | 17313.08 | 0 | 4646.42 | 0 | 1210.89 | 0 | 570.18 | 0 | 1691.55 | 0 | 518.46 | 1676.86
4120 | 20.4 | 1411.34 | 660 | 131.35 | 2202.69 | 740.21 | 177.65 | 11280.86 | 3120.55 | 14223.76 | 190.84 | 41705.88 | 6465.56 | 959.4 | 4428 | 4428 | 24.6 | 9827.7 | 327.12 | 37.07 | -45.02 | 24.35 | 24 | 0 | -5.08 | 0.2 | 0.2 | 1 | 0.2 | 0 | 7909.12 | 0 | 4509.58 | 0 | 23661.92 | 0 | 5625.26 | 0 | 1175.22 | 0 | 503.19 | 0 | 2311.86 | 0 | 627.68 | 1847.61
4121 | 19.6 | 1411.34 | 660 | 131.35 | 2202.69 | 740.21 | 177.65 | 11280.86 | 3120.55 | 14223.76 | 190.84 | 40560.35 | 6059.51 | 959.4 | 4428 | 4428 | 24.6 | 9827.7 | 325.94 | 35.89 | -45.92 | 23.46 | 23.9 | 0 | 0 | 0.2 | 0.2 | 1 | 0.2 | 0 | 6915.25 | 0 | 3942.9 | 0 | 22761.75 | 0 | 6940.45 | 0 | 1027.54 | 0 | 439.96 | 0 | 2223.91 | 0 | 774.43 | 1593.67
4122 | 19.8 | 1411.34 | 660 | 131.35 | 2202.69 | 740.21 | 444.13 | 11547.34 | 3387.03 | 14490.24 | 190.84 | 28876.08 | 4312.67 | 2398.5 | 11070 | 11070 | 61.5 | 24569.25 | 306.3 | 35.33 | -44.44 | 23.67 | 23.9 | 0 | 0 | 0.5 | 0.5 | 1 | 0.5 | 0 | 5379.26 | 0 | 3067.12 | 0 | 14628.53 | 0 | 5801.16 | 0 | 799.31 | 0 | 342.24 | 0 | 1429.26 | 0 | 647.31 | 1094.56
4123 | 19 | 1411.34 | 660 | 131.35 | 2202.69 | 740.21 | 444.13 | 11547.34 | 3387.03 | 14490.24 | 190.84 | 24449.95 | 3467.71 | 2398.5 | 11070 | 11070 | 61.5 | 24569.25 | 304.14 | 33.17 | -45.59 | 22.52 | 23.9 | 0 | 0 | 0.5 | 0.5 | 1 | 0.5 | 0 | 3870.52 | 0 | 2206.88 | 0 | 12241.81 | 0 | 6130.74 | 0 | 575.13 | 0 | 246.25 | 0 | 1196.07 | 0 | 684.08 | 766.19
4124 | 18.8 | 1411.34 | 660 | 131.35 | 2202.69 | 740.21 | 444.13 | 11547.34 | 3387.03 | 14490.24 | 190.84 | 16371.07 | 2228.79 | 2398.5 | 11070 | 11070 | 61.5 | 24569.25 | 301.43 | 30.46 | -46.42 | 21.69 | 23.9 | 0 | 0 | 0.5 | 0.5 | 1 | 0.5 | 0 | 2243.68 | 0 | 1279.29 | 0 | 7612.7 | 0 | 5235.39 | 0 | 333.39 | 0 | 142.75 | 0 | 743.79 | 0 | 584.18 | 424.69
4125 | 18 | 1411.34 | 660 | 131.35 | 2202.69 | 740.21 | 444.13 | 11547.34 | 3387.03 | 14490.24 | 190.84 | 4520.9 | 611.82 | 2398.5 | 11070 | 11070 | 61.5 | 24569.25 | 297.05 | 26.07 | -48.13 | 19.98 | 23.9 | 0 | 0 | 0.5 | 0.5 | 1 | 0.5 | 0 | 602.08 | 0 | 343.29 | 0 | 1755.67 | 0 | 1819.86 | 0 | 89.46 | 0 | 38.31 | 0 | 171.54 | 0 | 203.06 | 109.46
4126 | 17.1 | 1411.34 | 660 | 131.35 | 2202.69 | 740.21 | 444.13 | 11547.34 | 3387.03 | 14490.24 | 190.84 | 0 | 0 | 2398.5 | 11070 | 11070 | 61.5 | 24569.25 | 294.83 | 23.86 | -49.37 | 18.75 | 23.86 | 0 | 0 | 0.5 | 0.5 | 1 | 0.5 | 0 | 0 | 0 | 0 | 0 | 0 | 0 | 0 | 0 | 0 | 0 | 0 | 0 | 0 | 0 | 0 | 0
4127 | 16.6 | 1411.34 | 660 | 131.35 | 2202.69 | 740.21 | 444.13 | 11547.34 | 3387.03 | 14490.24 | 190.84 | 0 | 0 | 2398.5 | 11070 | 11070 | 61.5 | 24569.25 | 294.37 | 23.4 | -49.86 | 18.25 | 23.4 | 0 | 0 | 0.5 | 0.5 | 1 | 0.5 | 0 | 0 | 0 | 0 | 0 | 0 | 0 | 0 | 0 | 0 | 0 | 0 | 0 | 0 | 0 | 0 | 0
4128 | 16 | 1411.34 | 660 | 131.35 | 2202.69 | 740.21 | 444.13 | 11547.34 | 3387.03 | 14490.24 | 190.84 | 0 | 0 | 2398.5 | 11070 | 11070 | 61.5 | 24569.25 | 293.81 | 22.83 | -50.45 | 17.66 | 22.83 | 0 | 0 | 0.5 | 0.5 | 1 | 0.5 | 0 | 0 | 0 | 0 | 0 | 0 | 0 | 0 | 0 | 0 | 0 | 0 | 0 | 0 | 0 | 0 | 0
4129 | 15.5 | 1411.34 | 660 | 131.35 | 2202.69 | 740.21 | 444.13 | 11547.34 | 3387.03 | 14490.24 | 190.84 | 0 | 0 | 2398.5 | 2214 | 2214 | 61.5 | 6857.25 | 288.53 | 17.56 | -52.15 | 15.96 | 20 | 9.02 | 0 | 0.5 | 0.1 | 0.5 | 0.5 | 0 | 0 | 0 | 0 | 0 | 0 | 0 | 0 | 0 | 0 | 0 | 0 | 0 | 0 | 0 | 0 | 0
4130 | 15.3 | 1411.34 | 660 | 131.35 | 2202.69 | 740.21 | 444.13 | 11547.34 | 3387.03 | 14490.24 | 190.84 | 0 | 0 | 2398.5 | 2214 | 2214 | 61.5 | 6857.25 | 288.26 | 17.29 | -52.35 | 15.76 | 20 | 10.02 | 0 | 0.5 | 0.1 | 0.5 | 0.5 | 0 | 0 | 0 | 0 | 0 | 0 | 0 | 0 | 0 | 0 | 0 | 0 | 0 | 0 | 0 | 0 | 0
4131 | 15.7 | 1411.34 | 660 | 131.35 | 2202.69 | 740.21 | 444.13 | 11547.34 | 3387.03 | 14490.24 | 190.84 | 0 | 0 | 2398.5 | 2214 | 2214 | 61.5 | 6857.25 | 288.63 | 17.65 | -51.96 | 16.16 | 20 | 8.66 | 0 | 0.5 | 0.1 | 0.5 | 0.5 | 0 | 0 | 0 | 0 | 0 | 0 | 0 | 0 | 0 | 0 | 0 | 0 | 0 | 0 | 0 | 0 | 0
4132 | 15.7 | 1411.34 | 660 | 131.35 | 2202.69 | 740.21 | 444.13 | 11547.34 | 3387.03 | 14490.24 | 190.84 | 0 | 0 | 2398.5 | 2214 | 2214 | 61.5 | 6857.25 | 288.63 | 17.65 | -51.96 | 16.16 | 20 | 8.66 | 0 | 0.5 | 0.1 | 0.5 | 0.5 | 0 | 0 | 0 | 0 | 0 | 0 | 0 | 0 | 0 | 0 | 0 | 0 | 0 | 0 | 0 | 0 | 0
4133 | 15.6 | 1411.34 | 660 | 131.35 | 2202.69 | 740.21 | 444.13 | 11547.34 | 3387.03 | 14490.24 | 190.84 | 805.4 | 65.06 | 2398.5 | 2214 | 2214 | 61.5 | 6857.25 | 288.77 | 17.8 | -52 | 16.12 | 20 | 8.13 | 0 | 0.5 | 0.1 | 0.5 | 0.5 | 0 | 449.4 | 0 | 81.72 | 0 | 191.11 | 0 | 83.16 | 0 | 33.39 | 0 | 4.56 | 0 | 9.34 | 0 | 4.64 | 13.13
4134 | 15.2 | 1411.34 | 660 | 131.35 | 2202.69 | 740.21 | 444.13 | 11547.34 | 3387.03 | 14490.24 | 190.84 | 2002.35 | 165.77 | 2398.5 | 2214 | 2214 | 61.5 | 6857.25 | 288.76 | 17.78 | -52.3 | 15.81 | 20 | 8.19 | 0 | 0.5 | 0.1 | 0.5 | 0.5 | 0 | 601.24 | 0 | 326.16 | 0 | 752.96 | 0 | 321.99 | 0 | 44.67 | 0 | 18.2 | 0 | 36.78 | 0 | 17.96 | 48.16
4135 | 15.4 | 1411.34 | 660 | 131.35 | 2202.69 | 740.21 | 444.13 | 11547.34 | 3387.03 | 14490.24 | 190.84 | 9998.02 | 819.64 | 2398.5 | 2214 | 2214 | 61.5 | 6857.25 | 291.29 | 20.31 | -51.52 | 16.6 | 20.31 | 0 | 0 | 0.5 | 0.1 | 0.5 | 0.5 | 0 | 3012.26 | 0 | 1648.12 | 0 | 3738.81 | 0 | 1598.83 | 0 | 223.8 | 0 | 91.95 | 0 | 182.65 | 0 | 89.2 | 232.05
4136 | 15.3 | 1411.34 | 660 | 131.35 | 2202.69 | 740.21 | 177.65 | 11280.86 | 3120.55 | 14223.76 | 190.84 | 13955.67 | 1146.55 | 959.4 | 4428 | 4428 | 24.6 | 9827.7 | 312.76 | 22.71 | -52.35 | 17.03 | 22.71 | 0 | 0 | 0.2 | 0.2 | 1 | 0.2 | 0 | 4115.37 | 0 | 2315.46 | 0 | 5270.86 | 0 | 2253.99 | 0 | 305.75 | 0 | 129.18 | 0 | 257.49 | 0 | 125.75 | 328.37
4137 | 16 | 1411.34 | 660 | 131.35 | 2202.69 | 740.21 | 177.65 | 11280.86 | 3120.55 | 14223.76 | 190.84 | 21343.53 | 1749.21 | 959.4 | 4428 | 4428 | 24.6 | 9827.7 | 315.81 | 25.76 | -51.1 | 18.27 | 23.9 | 0 | 0 | 0.2 | 0.2 | 1 | 0.2 | 0 | 6238.68 | 0 | 3557.24 | 0 | 8088.65 | 0 | 3458.96 | 0 | 463.51 | 0 | 198.46 | 0 | 395.15 | 0 | 192.98 | 499.12
4138 | 16.2 | 1411.34 | 660 | 131.35 | 2202.69 | 740.21 | 177.65 | 11280.86 | 3120.55 | 14223.76 | 190.84 | 13309.94 | 2179.44 | 959.4 | 4428 | 4428 | 24.6 | 9827.7 | 313.83 | 23.78 | -51.43 | 17.94 | 23.78 | 0 | 0 | 0.2 | 0.2 | 1 | 0.2 | 0 | 3860 | 0 | 2221.39 | 0 | 5063.32 | 0 | 2165.24 | 0 | 573.56 | 0 | 247.87 | 0 | 494.71 | 0 | 241.6 | 621.71
4139 | 16 | 1411.34 | 660 | 131.35 | 2202.69 | 740.21 | 177.65 | 11280.86 | 3120.55 | 14223.76 | 190.84 | 22020.18 | 1808.56 | 959.4 | 4428 | 4428 | 24.6 | 9827.7 | 316.06 | 26.01 | -51.05 | 18.32 | 23.9 | 0 | 0 | 0.2 | 0.2 | 1 | 0.2 | 0 | 6345.54 | 0 | 3659.24 | 0 | 8416.32 | 0 | 3599.08 | 0 | 471.45 | 0 | 204.15 | 0 | 411.15 | 0 | 200.8 | 521.01
4140 | 16.2 | 1411.34 | 660 | 131.35 | 2202.69 | 740.21 | 177.65 | 11280.86 | 3120.55 | 14223.76 | 190.84 | 16137.47 | 2639.36 | 959.4 | 4428 | 4428 | 24.6 | 9827.7 | 314.78 | 24.73 | -51.21 | 18.17 | 23.9 | 0 | 0 | 0.2 | 0.2 | 1 | 0.2 | 0 | 4630.93 | 0 | 2688.8 | 0 | 6177.3 | 0 | 2640.44 | 0 | 688.11 | 0 | 300.02 | 0 | 603.55 | 0 | 294.63 | 753.05
4141 | 16.5 | 1411.34 | 660 | 131.35 | 2202.69 | 740.21 | 177.65 | 11280.86 | 3120.55 | 14223.76 | 190.84 | 20044.81 | 3265.76 | 959.4 | 4428 | 4428 | 24.6 | 9827.7 | 316.37 | 26.32 | -50.59 | 18.78 | 23.9 | 0 | 0 | 0.2 | 0.2 | 1 | 0.2 | 0 | 5737.14 | 0 | 3325.53 | 0 | 7710.96 | 0 | 3271.18 | 0 | 852.49 | 0 | 371.07 | 0 | 753.39 | 0 | 365.01 | 923.8
4142 | 16.5 | 1411.34 | 660 | 131.35 | 2202.69 | 740.21 | 177.65 | 11280.86 | 3120.55 | 14223.76 | 190.84 | 21672.36 | 3527.59 | 959.4 | 4428 | 4428 | 24.6 | 9827.7 | 316.92 | 26.87 | -50.46 | 18.91 | 23.9 | 0 | 0 | 0.2 | 0.2 | 1 | 0.2 | 0 | 6160.52 | 0 | 3577.07 | 0 | 8422.19 | 0 | 3512.58 | 0 | 915.4 | 0 | 399.14 | 0 | 822.88 | 0 | 391.94 | 998.23
4143 | 15.6 | 1411.34 | 660 | 131.35 | 2202.69 | 740.21 | 177.65 | 11280.86 | 3120.55 | 14223.76 | 190.84 | 29688.54 | 4827.42 | 959.4 | 4428 | 4428 | 24.6 | 9827.7 | 318.81 | 28.76 | -50.71 | 18.67 | 23.9 | 0 | 0 | 0.2 | 0.2 | 1 | 0.2 | 0 | 7914.83 | 0 | 4661.24 | 0 | 12599.63 | 0 | 4512.84 | 0 | 1176.07 | 0 | 520.11 | 0 | 1231.03 | 0 | 503.55 | 1396.65
4144 | 15.6 | 1411.34 | 660 | 131.35 | 2202.69 | 740.21 | 177.65 | 11280.86 | 3120.55 | 14223.76 | 190.84 | 19303.17 | 3138.63 | 959.4 | 4428 | 4428 | 24.6 | 9827.7 | 315.3 | 25.25 | -51.54 | 17.83 | 23.9 | 0 | 0 | 0.2 | 0.2 | 1 | 0.2 | 0 | 5447.93 | 0 | 3106.27 | 0 | 7613.15 | 0 | 3135.82 | 0 | 809.51 | 0 | 346.6 | 0 | 743.83 | 0 | 349.9 | 888.78
4145 | 17.2 | 1411.34 | 660 | 131.35 | 2202.69 | 740.21 | 177.65 | 11280.86 | 3120.55 | 14223.76 | 190.84 | 34963.88 | 5348.79 | 959.4 | 4428 | 4428 | 24.6 | 9827.7 | 321.94 | 31.89 | -48.72 | 20.65 | 23.9 | 0 | 0 | 0.2 | 0.2 | 1 | 0.2 | 0 | 6823.4 | 0 | 3890.53 | 0 | 18321.81 | 0 | 5928.14 | 0 | 1013.9 | 0 | 434.11 | 0 | 1790.11 | 0 | 661.47 | 1449.19
4146 | 16.9 | 1411.34 | 660 | 131.35 | 2202.69 | 740.21 | 444.13 | 11547.34 | 3387.03 | 14490.24 | 190.84 | 35730.94 | 5162.81 | 2398.5 | 11070 | 11070 | 61.5 | 24569.25 | 305.73 | 34.75 | -46.78 | 21.33 | 23.9 | 0 | 0 | 0.5 | 0.5 | 1 | 0.5 | 0 | 5573.54 | 0 | 3177.89 | 0 | 19414.16 | 0 | 7565.35 | 0 | 828.18 | 0 | 354.6 | 0 | 1896.84 | 0 | 844.16 | 1239.04
4147 | 16.4 | 1411.34 | 660 | 131.35 | 2202.69 | 740.21 | 444.13 | 11547.34 | 3387.03 | 14490.24 | 190.84 | 38396.94 | 5139.22 | 2398.5 | 11070 | 11070 | 61.5 | 24569.25 | 305.99 | 35.01 | -47.09 | 21.02 | 23.9 | 0 | 0 | 0.5 | 0.5 | 1 | 0.5 | 0 | 4029.62 | 0 | 2297.59 | 0 | 21080.13 | 0 | 10989.59 | 0 | 598.77 | 0 | 256.37 | 0 | 2059.61 | 0 | 1226.24 | 998.23
4148 | 16.1 | 1411.34 | 660 | 131.35 | 2202.69 | 740.21 | 444.13 | 11547.34 | 3387.03 | 14490.24 | 190.84 | 14171.35 | 1960.74 | 2398.5 | 11070 | 11070 | 61.5 | 24569.25 | 298.29 | 27.31 | -49.26 | 18.86 | 23.9 | 0 | 0 | 0.5 | 0.5 | 1 | 0.5 | 0 | 2154.14 | 0 | 1228.24 | 0 | 6478.44 | 0 | 4310.53 | 0 | 320.09 | 0 | 137.05 | 0 | 632.97 | 0 | 480.98 | 389.66
4149 | 16 | 1411.34 | 660 | 131.35 | 2202.69 | 740.21 | 444.13 | 11547.34 | 3387.03 | 14490.24 | 190.84 | 7236.23 | 886.16 | 2398.5 | 11070 | 11070 | 61.5 | 24569.25 | 296.02 | 25.05 | -49.9 | 18.21 | 23.9 | 0 | 0 | 0.5 | 0.5 | 1 | 0.5 | 0 | 583.69 | 0 | 332.81 | 0 | 2824.42 | 0 | 3495.3 | 0 | 86.73 | 0 | 37.14 | 0 | 275.96 | 0 | 390.01 | 96.32
4150 | 15.6 | 1411.34 | 660 | 131.35 | 2202.69 | 740.21 | 444.13 | 11547.34 | 3387.03 | 14490.24 | 190.84 | 0 | 0 | 2398.5 | 11070 | 11070 | 61.5 | 24569.25 | 293.46 | 22.48 | -50.85 | 17.27 | 22.48 | 0 | 0 | 0.5 | 0.5 | 1 | 0.5 | 0 | 0 | 0 | 0 | 0 | 0 | 0 | 0 | 0 | 0 | 0 | 0 | 0 | 0 | 0 | 0 | 0
4151 | 14.9 | 1411.34 | 660 | 131.35 | 2202.69 | 740.21 | 444.13 | 11547.34 | 3387.03 | 14490.24 | 190.84 | 0 | 0 | 2398.5 | 11070 | 11070 | 61.5 | 24569.25 | 292.77 | 21.79 | -51.54 | 16.57 | 21.79 | 0 | 0 | 0.5 | 0.5 | 1 | 0.5 | 0 | 0 | 0 | 0 | 0 | 0 | 0 | 0 | 0 | 0 | 0 | 0 | 0 | 0 | 0 | 0 | 0
4152 | 15.1 | 1411.34 | 660 | 131.35 | 2202.69 | 740.21 | 444.13 | 11547.34 | 3387.03 | 14490.24 | 190.84 | 0 | 0 | 2398.5 | 11070 | 11070 | 61.5 | 24569.25 | 292.93 | 21.96 | -51.34 | 16.77 | 21.96 | 0 | 0 | 0.5 | 0.5 | 1 | 0.5 | 0 | 0 | 0 | 0 | 0 | 0 | 0 | 0 | 0 | 0 | 0 | 0 | 0 | 0 | 0 | 0 | 0
4153 | 14.6 | 1411.34 | 660 | 131.35 | 2202.69 | 740.21 | 444.13 | 11547.34 | 3387.03 | 14490.24 | 190.84 | 0 | 0 | 2398.5 | 2214 | 2214 | 61.5 | 6857.25 | 287.68 | 16.7 | -53.04 | 15.07 | 20 | 12.17 | 0 | 0.5 | 0.1 | 0.5 | 0.5 | 0 | 0 | 0 | 0 | 0 | 0 | 0 | 0 | 0 | 0 | 0 | 0 | 0 | 0 | 0 | 0 | 0
4154 | 14.3 | 1411.34 | 660 | 131.35 | 2202.69 | 740.21 | 444.13 | 11547.34 | 3387.03 | 14490.24 | 190.84 | 0 | 0 | 2398.5 | 2214 | 2214 | 61.5 | 6857.25 | 287.34 | 16.37 | -53.34 | 14.78 | 20 | 13.4 | 0 | 0.5 | 0.1 | 0.5 | 0.5 | 0 | 0 | 0 | 0 | 0 | 0 | 0 | 0 | 0 | 0 | 0 | 0 | 0 | 0 | 0 | 0 | 0
4155 | 14 | 1411.34 | 660 | 131.35 | 2202.69 | 740.21 | 444.13 | 11547.34 | 3387.03 | 14490.24 | 190.84 | 0 | 0 | 2398.5 | 2214 | 2214 | 61.5 | 6857.25 | 287.07 | 16.09 | -53.63 | 14.48 | 20 | 14.42 | 0 | 0.5 | 0.1 | 0.5 | 0.5 | 0 | 0 | 0 | 0 | 0 | 0 | 0 | 0 | 0 | 0 | 0 | 0 | 0 | 0 | 0 | 0 | 0
4156 | 14 | 1411.34 | 660 | 131.35 | 2202.69 | 740.21 | 444.13 | 11547.34 | 3387.03 | 14490.24 | 190.84 | 0 | 0 | 2398.5 | 2214 | 2214 | 61.5 | 6857.25 | 287.07 | 16.09 | -53.63 | 14.48 | 20 | 14.42 | 0 | 0.5 | 0.1 | 0.5 | 0.5 | 0 | 0 | 0 | 0 | 0 | 0 | 0 | 0 | 0 | 0 | 0 | 0 | 0 | 0 | 0 | 0 | 0
4157 | 14.1 | 1411.34 | 660 | 131.35 | 2202.69 | 740.21 | 444.13 | 11547.34 | 3387.03 | 14490.24 | 190.84 | 2114.62 | 170.61 | 2398.5 | 2214 | 2214 | 61.5 | 6857.25 | 287.78 | 16.8 | -53.38 | 14.73 | 20 | 11.8 | 0 | 0.5 | 0.1 | 0.5 | 0.5 | 0 | 1539.39 | 0 | 131.06 | 0 | 306.48 | 0 | 137.7 | 0 | 114.37 | 0 | 7.31 | 0 | 14.97 | 0 | 7.68 | 26.27
4158 | 14.3 | 1411.34 | 660 | 131.35 | 2202.69 | 740.21 | 444.13 | 11547.34 | 3387.03 | 14490.24 | 190.84 | 7846.06 | 622.62 | 2398.5 | 2214 | 2214 | 61.5 | 6857.25 | 289.64 | 18.66 | -52.76 | 15.35 | 20 | 4.93 | 0 | 0.5 | 0.1 | 0.5 | 0.5 | 0 | 4068.47 | 0 | 1103.97 | 0 | 1872.76 | 0 | 800.85 | 0 | 302.27 | 0 | 61.59 | 0 | 91.49 | 0 | 44.68 | 122.59
4159 | 15 | 1411.34 | 660 | 131.35 | 2202.69 | 740.21 | 444.13 | 11547.34 | 3387.03 | 14490.24 | 190.84 | 36200.95 | 2870.28 | 2398.5 | 2214 | 2214 | 61.5 | 6857.25 | 298.57 | 27.6 | -49.99 | 18.13 | 23.9 | 0 | 0 | 0.5 | 0.1 | 0.5 | 0.5 | 0 | 19737.83 | 0 | 6425.88 | 0 | 7030.7 | 0 | 3006.55 | 0 | 1466.43 | 0 | 358.51 | 0 | 343.46 | 0 | 167.74 | 534.14
4160 | 14.9 | 1411.34 | 660 | 131.35 | 2202.69 | 740.21 | 444.13 | 11547.34 | 3387.03 | 14490.24 | 190.84 | 15655.74 | 2544.54 | 2398.5 | 11070 | 11070 | 61.5 | 24569.25 | 297.75 | 26.77 | -50.3 | 17.81 | 23.9 | 0 | 0 | 0.5 | 0.5 | 1 | 0.5 | 0 | 5943.24 | 0 | 2932.13 | 0 | 4749.38 | 0 | 2030.99 | 0 | 883.11 | 0 | 327.17 | 0 | 464.03 | 0 | 226.62 | 643.6
4161 | 16.3 | 1411.34 | 660 | 131.35 | 2202.69 | 740.21 | 444.13 | 11547.34 | 3387.03 | 14490.24 | 190.84 | 22563.19 | 3698.55 | 2398.5 | 11070 | 11070 | 61.5 | 24569.25 | 301.21 | 30.24 | -48.37 | 19.75 | 23.9 | 0 | 0 | 0.5 | 0.5 | 1 | 0.5 | 0 | 7941.85 | 0 | 4527.91 | 0 | 7070.05 | 0 | 3023.38 | 0 | 1180.09 | 0 | 505.23 | 0 | 690.77 | 0 | 337.35 | 985.1
4162 | 16.7 | 1411.34 | 660 | 131.35 | 2202.69 | 740.21 | 444.13 | 11547.34 | 3387.03 | 14490.24 | 190.84 | 37366.47 | 6242.52 | 2398.5 | 11070 | 11070 | 61.5 | 24569.25 | 306.28 | 35.31 | -46.79 | 21.32 | 23.9 | 0 | 0 | 0.5 | 0.5 | 1 | 0.5 | 0 | 13271.18 | 0 | 9376.84 | 0 | 10309.69 | 0 | 4408.75 | 0 | 1971.98 | 0 | 1046.29 | 0 | 1007.3 | 0 | 491.94 | 1725.02
4163 | 17.6 | 1411.34 | 660 | 131.35 | 2202.69 | 740.21 | 444.13 | 11547.34 | 3387.03 | 14490.24 | 190.84 | 41082.26 | 7052.09 | 2398.5 | 11070 | 11070 | 61.5 | 24569.25 | 308.33 | 37.36 | -45.6 | 22.52 | 23.9 | 0 | 0 | 0.5 | 0.5 | 1 | 0.5 | 0 | 12583.75 | 0 | 11987.48 | 0 | 11565.34 | 0 | 4945.7 | 0 | 1869.83 | 0 | 1337.59 | 0 | 1129.98 | 0 | 551.85 | 2162.84
4164 | 13.5 | 1411.34 | 660 | 131.35 | 2202.69 | 740.21 | 444.13 | 11547.34 | 3387.03 | 14490.24 | 190.84 | 28687.06 | 4757.35 | 2398.5 | 11070 | 11070 | 61.5 | 24569.25 | 300.59 | 29.61 | -50.64 | 17.47 | 23.9 | 0 | 0 | 0.5 | 0.5 | 1 | 0.5 | 0 | 7961.6 | 0 | 5518.02 | 0 | 10667.94 | 0 | 4539.51 | 0 | 1183.02 | 0 | 615.71 | 0 | 1042.3 | 0 | 506.53 | 1409.79
4165 | 16.8 | 1411.34 | 660 | 131.35 | 2202.69 | 740.21 | 444.13 | 11547.34 | 3387.03 | 14490.24 | 190.84 | 39296.6 | 6584.97 | 2398.5 | 11070 | 11070 | 61.5 | 24569.25 | 306.99 | 36.01 | -46.54 | 21.58 | 23.9 | 0 | 0 | 0.5 | 0.5 | 1 | 0.5 | 0 | 9295.66 | 0 | 8596.08 | 0 | 16104.7 | 0 | 5300.16 | 0 | 1381.25 | 0 | 959.17 | 0 | 1573.49 | 0 | 591.4 | 2079.66
4166 | 17.9 | 1411.34 | 660 | 131.35 | 2202.69 | 740.21 | 444.13 | 11547.34 | 3387.03 | 14490.24 | 190.84 | 56647.99 | 9589.62 | 2398.5 | 11070 | 11070 | 61.5 | 24569.25 | 313.52 | 42.54 | -44.07 | 24.05 | 24 | 0 | -0.7 | 0.5 | 0.5 | 1 | 0.5 | 0 | 7489.38 | 0 | 11536.06 | 0 | 33352.29 | 0 | 4270.26 | 0 | 1112.86 | 0 | 1287.22 | 0 | 3258.64 | 0 | 476.48 | 3454.42
4167 | 17.2 | 1411.34 | 660 | 131.35 | 2202.69 | 740.21 | 444.13 | 11547.34 | 3387.03 | 14490.24 | 190.84 | 31409.74 | 5045.66 | 2398.5 | 11070 | 11070 | 61.5 | 24569.25 | 304.81 | 33.83 | -46.79 | 21.33 | 23.9 | 0 | 0 | 0.5 | 0.5 | 1 | 0.5 | 0 | 7504.86 | 0 | 4643.16 | 0 | 14982.64 | 0 | 4279.09 | 0 | 1115.16 | 0 | 518.09 | 0 | 1463.86 | 0 | 477.47 | 1471.08
4168 | 17.1 | 1411.34 | 660 | 131.35 | 2202.69 | 740.21 | 444.13 | 11547.34 | 3387.03 | 14490.24 | 190.84 | 30156.52 | 4764.75 | 2398.5 | 11070 | 11070 | 61.5 | 24569.25 | 304.3 | 33.32 | -46.99 | 21.12 | 23.9 | 0 | 0 | 0.5 | 0.5 | 1 | 0.5 | 0 | 6945.56 | 0 | 3960.19 | 0 | 14822.98 | 0 | 4427.78 | 0 | 1032.05 | 0 | 441.89 | 0 | 1448.26 | 0 | 494.06 | 1348.49
4169 | 18.1 | 1411.34 | 660 | 131.35 | 2202.69 | 740.21 | 444.13 | 11547.34 | 3387.03 | 14490.24 | 190.84 | 61992.63 | 8867.91 | 2398.5 | 11070 | 11070 | 61.5 | 24569.25 | 314.95 | 43.98 | -43.55 | 24.56 | 24 | 0 | -8.22 | 0.5 | 0.5 | 1 | 0.5 | 0 | 5928.93 | 0 | 3380.53 | 0 | 41826.68 | 0 | 10856.49 | 0 | 880.99 | 0 | 377.21 | 0 | 4086.62 | 0 | 1211.39 | 2311.7
4170 | 17.3 | 1411.34 | 660 | 131.35 | 2202.69 | 740.21 | 444.13 | 11547.34 | 3387.03 | 14490.24 | 190.84 | 55667.05 | 7598.03 | 2398.5 | 11070 | 11070 | 61.5 | 24569.25 | 312.16 | 41.19 | -44.86 | 23.25 | 23.9 | 0 | 0 | 0.5 | 0.5 | 1 | 0.5 | 0 | 5119.69 | 0 | 2919.12 | 0 | 34568.23 | 0 | 13060.02 | 0 | 760.74 | 0 | 325.72 | 0 | 3377.45 | 0 | 1457.26 | 1676.86
4171 | 16.9 | 1411.34 | 660 | 131.35 | 2202.69 | 740.21 | 444.13 | 11547.34 | 3387.03 | 14490.24 | 190.84 | 38411.7 | 5140.54 | 2398.5 | 11070 | 11070 | 61.5 | 24569.25 | 306.45 | 35.47 | -46.6 | 21.52 | 23.9 | 0 | 0 | 0.5 | 0.5 | 1 | 0.5 | 0 | 4028.03 | 0 | 2296.68 | 0 | 21099.73 | 0 | 10987.26 | 0 | 598.53 | 0 | 256.27 | 0 | 2061.52 | 0 | 1225.98 | 998.23
4172 | 15.6 | 1411.34 | 660 | 131.35 | 2202.69 | 740.21 | 444.13 | 11547.34 | 3387.03 | 14490.24 | 190.84 | 28935.84 | 3664.28 | 2398.5 | 11070 | 11070 | 61.5 | 24569.25 | 302.29 | 31.31 | -48.63 | 19.49 | 23.9 | 0 | 0 | 0.5 | 0.5 | 1 | 0.5 | 0 | 2358.16 | 0 | 1344.57 | 0 | 14338.22 | 0 | 10894.89 | 0 | 350.4 | 0 | 150.03 | 0 | 1400.9 | 0 | 1215.67 | 547.28
4173 | 14.5 | 1411.34 | 660 | 131.35 | 2202.69 | 740.21 | 444.13 | 11547.34 | 3387.03 | 14490.24 | 190.84 | 6047.62 | 800.47 | 2398.5 | 11070 | 11070 | 61.5 | 24569.25 | 294.3 | 23.33 | -51.47 | 16.65 | 23.33 | 0 | 0 | 0.5 | 0.5 | 1 | 0.5 | 0 | 612.97 | 0 | 349.5 | 0 | 2359.23 | 0 | 2725.91 | 0 | 91.08 | 0 | 39 | 0 | 230.51 | 0 | 304.16 | 135.72
4174 | 13.9 | 1411.34 | 660 | 131.35 | 2202.69 | 740.21 | 444.13 | 11547.34 | 3387.03 | 14490.24 | 190.84 | 0 | 0 | 2398.5 | 11070 | 11070 | 61.5 | 24569.25 | 291.88 | 20.9 | -52.53 | 15.59 | 20.9 | 0 | 0 | 0.5 | 0.5 | 1 | 0.5 | 0 | 0 | 0 | 0 | 0 | 0 | 0 | 0 | 0 | 0 | 0 | 0 | 0 | 0 | 0 | 0 | 0
4175 | 13.4 | 1411.34 | 660 | 131.35 | 2202.69 | 740.21 | 444.13 | 11547.34 | 3387.03 | 14490.24 | 190.84 | 0 | 0 | 2398.5 | 11070 | 11070 | 61.5 | 24569.25 | 291.35 | 20.37 | -53.02 | 15.09 | 20.37 | 0 | 0 | 0.5 | 0.5 | 1 | 0.5 | 0 | 0 | 0 | 0 | 0 | 0 | 0 | 0 | 0 | 0 | 0 | 0 | 0 | 0 | 0 | 0 | 0
4176 | 13 | 1411.34 | 660 | 131.35 | 2202.69 | 740.21 | 444.13 | 11547.34 | 3387.03 | 14490.24 | 190.84 | 0 | 0 | 2398.5 | 11070 | 11070 | 61.5 | 24569.25 | 290.96 | 19.99 | -53.42 | 14.7 | 20 | 0.05 | 0 | 0.5 | 0.5 | 1 | 0.5 | 0 | 0 | 0 | 0 | 0 | 0 | 0 | 0 | 0 | 0 | 0 | 0 | 0 | 0 | 0 | 0 | 0
4177 | 12.5 | 1411.34 | 660 | 131.35 | 2202.69 | 740.21 | 444.13 | 11547.34 | 3387.03 | 14490.24 | 190.84 | 0 | 0 | 2398.5 | 2214 | 2214 | 61.5 | 6857.25 | 285.69 | 14.72 | -55.12 | 13 | 20 | 19.5 | 0 | 0.5 | 0.1 | 0.5 | 0.5 | 0 | 0 | 0 | 0 | 0 | 0 | 0 | 0 | 0 | 0 | 0 | 0 | 0 | 0 | 0 | 0 | 0
4178 | 12.8 | 1411.34 | 660 | 131.35 | 2202.69 | 740.21 | 444.13 | 11547.34 | 3387.03 | 14490.24 | 190.84 | 0 | 0 | 2398.5 | 2214 | 2214 | 61.5 | 6857.25 | 285.97 | 14.99 | -54.82 | 13.3 | 20 | 18.48 | 0 | 0.5 | 0.1 | 0.5 | 0.5 | 0 | 0 | 0 | 0 | 0 | 0 | 0 | 0 | 0 | 0 | 0 | 0 | 0 | 0 | 0 | 0 | 0
4179 | 12.8 | 1411.34 | 660 | 131.35 | 2202.69 | 740.21 | 444.13 | 11547.34 | 3387.03 | 14490.24 | 190.84 | 0 | 0 | 2398.5 | 2214 | 2214 | 61.5 | 6857.25 | 285.97 | 14.99 | -54.82 | 13.3 | 20 | 18.48 | 0 | 0.5 | 0.1 | 0.5 | 0.5 | 0 | 0 | 0 | 0 | 0 | 0 | 0 | 0 | 0 | 0 | 0 | 0 | 0 | 0 | 0 | 0 | 0
4180 | 12.7 | 1411.34 | 660 | 131.35 | 2202.69 | 740.21 | 444.13 | 11547.34 | 3387.03 | 14490.24 | 190.84 | 0 | 0 | 2398.5 | 2214 | 2214 | 61.5 | 6857.25 | 285.88 | 14.9 | -54.92 | 13.2 | 20 | 18.82 | 0 | 0.5 | 0.1 | 0.5 | 0.5 | 0 | 0 | 0 | 0 | 0 | 0 | 0 | 0 | 0 | 0 | 0 | 0 | 0 | 0 | 0 | 0 | 0
4181 | 12.5 | 1411.34 | 660 | 131.35 | 2202.69 | 740.21 | 444.13 | 11547.34 | 3387.03 | 14490.24 | 190.84 | 2131.58 | 171.86 | 2398.5 | 2214 | 2214 | 61.5 | 6857.25 | 286.32 | 15.34 | -54.96 | 13.16 | 20 | 17.2 | 0 | 0.5 | 0.1 | 0.5 | 0.5 | 0 | 1555.93 | 0 | 131.03 | 0 | 306.4 | 0 | 138.21 | 0 | 115.6 | 0 | 7.31 | 0 | 14.97 | 0 | 7.71 | 26.27
4182 | 12.6 | 1411.34 | 660 | 131.35 | 2202.69 | 740.21 | 444.13 | 11547.34 | 3387.03 | 14490.24 | 190.84 | 36574.61 | 2792.21 | 2398.5 | 2214 | 2214 | 61.5 | 6857.25 | 296.45 | 25.48 | -52.34 | 15.78 | 23.9 | 0 | 0 | 0.5 | 0.1 | 0.5 | 0.5 | 0 | 28033.62 | 0 | 4218 | 0 | 3028.09 | 0 | 1294.91 | 0 | 2082.77 | 0 | 235.33 | 0 | 147.93 | 0 | 72.24 | 253.94
4183 | 14.4 | 1411.34 | 660 | 131.35 | 2202.69 | 740.21 | 444.13 | 11547.34 | 3387.03 | 14490.24 | 190.84 | 39280.24 | 6212.4 | 2398.5 | 2214 | 2214 | 61.5 | 6857.25 | 299.88 | 28.91 | -50.14 | 17.97 | 23.9 | 0 | 0 | 0.5 | 0.1 | 0.5 | 0.5 | 0 | 25310.43 | 0 | 7168.37 | 0 | 4764.14 | 0 | 2037.3 | 0 | 3760.91 | 0 | 799.86 | 0 | 465.47 | 0 | 227.33 | 958.83
4184 | 14.9 | 1411.34 | 660 | 131.35 | 2202.69 | 740.21 | 444.13 | 11547.34 | 3387.03 | 14490.24 | 190.84 | 49301.03 | 7965.28 | 2398.5 | 11070 | 11070 | 61.5 | 24569.25 | 308.33 | 37.36 | -47.64 | 20.48 | 23.9 | 0 | 0 | 0.5 | 0.5 | 1 | 0.5 | 0 | 28067 | 0 | 11584.3 | 0 | 6759.26 | 0 | 2890.47 | 0 | 4170.51 | 0 | 1292.6 | 0 | 660.41 | 0 | 322.53 | 1519.24
4185 | 13 | 1411.34 | 660 | 131.35 | 2202.69 | 740.21 | 444.13 | 11547.34 | 3387.03 | 14490.24 | 190.84 | 36407.06 | 5989.66 | 2398.5 | 11070 | 11070 | 61.5 | 24569.25 | 302.56 | 31.58 | -50.53 | 17.59 | 23.9 | 0 | 0 | 0.5 | 0.5 | 1 | 0.5 | 0 | 15247.79 | 0 | 8687.62 | 0 | 8735.91 | 0 | 3735.75 | 0 | 2265.69 | 0 | 969.38 | 0 | 853.53 | 0 | 416.84 | 1484.22
4186 | 13.8 | 1411.34 | 660 | 131.35 | 2202.69 | 740.21 | 444.13 | 11547.34 | 3387.03 | 14490.24 | 190.84 | 27255.33 | 4505.22 | 2398.5 | 11070 | 11070 | 61.5 | 24569.25 | 300.41 | 29.43 | -50.46 | 17.65 | 23.9 | 0 | 0 | 0.5 | 0.5 | 1 | 0.5 | 0 | 8749.59 | 0 | 5636.26 | 0 | 9014.57 | 0 | 3854.91 | 0 | 1300.11 | 0 | 628.91 | 0 | 880.76 | 0 | 430.14 | 1265.31
4187 | 14.6 | 1411.34 | 660 | 131.35 | 2202.69 | 740.21 | 444.13 | 11547.34 | 3387.03 | 14490.24 | 190.84 | 38804.16 | 6593.74 | 2398.5 | 11070 | 11070 | 61.5 | 24569.25 | 304.84 | 33.86 | -48.74 | 19.37 | 23.9 | 0 | 0 | 0.5 | 0.5 | 1 | 0.5 | 0 | 11822.13 | 0 | 10834.9 | 0 | 11310.43 | 0 | 4836.7 | 0 | 1756.66 | 0 | 1208.98 | 0 | 1105.07 | 0 | 539.69 | 1983.33
4188 | 15.1 | 1411.34 | 660 | 131.35 | 2202.69 | 740.21 | 444.13 | 11547.34 | 3387.03 | 14490.24 | 190.84 | 30604.66 | 5102.02 | 2398.5 | 11070 | 11070 | 61.5 | 24569.25 | 302.67 | 31.7 | -48.91 | 19.2 | 23.9 | 0 | 0 | 0.5 | 0.5 | 1 | 0.5 | 0 | 8411.42 | 0 | 6114.63 | 0 | 11282.61 | 0 | 4795.99 | 0 | 1249.86 | 0 | 682.28 | 0 | 1102.35 | 0 | 535.15 | 1532.38
4189 | 16.5 | 1411.34 | 660 | 131.35 | 2202.69 | 740.21 | 444.13 | 11547.34 | 3387.03 | 14490.24 | 190.84 | 31868.96 | 5246.66 | 2398.5 | 11070 | 11070 | 61.5 | 24569.25 | 304.34 | 33.36 | -47.43 | 20.68 | 23.9 | 0 | 0 | 0.5 | 0.5 | 1 | 0.5 | 0 | 8614.68 | 0 | 5828.35 | 0 | 12514.05 | 0 | 4911.88 | 0 | 1280.06 | 0 | 650.34 | 0 | 1222.67 | 0 | 548.08 | 1545.51
4190 | 16.8 | 1411.34 | 660 | 131.35 | 2202.69 | 740.21 | 444.13 | 11547.34 | 3387.03 | 14490.24 | 190.84 | 50705.09 | 8398.74 | 2398.5 | 11070 | 11070 | 61.5 | 24569.25 | 310.57 | 39.6 | -45.64 | 22.48 | 23.9 | 0 | 0 | 0.5 | 0.5 | 1 | 0.5 | 0 | 8284.82 | 0 | 9938.94 | 0 | 27757.52 | 0 | 4723.8 | 0 | 1231.05 | 0 | 1109.01 | 0 | 2712.01 | 0 | 527.09 | 2819.58
4191 | 17.5 | 1411.34 | 660 | 131.35 | 2202.69 | 740.21 | 444.13 | 11547.34 | 3387.03 | 14490.24 | 190.84 | 51595.7 | 8256.39 | 2398.5 | 11070 | 11070 | 61.5 | 24569.25 | 311.42 | 40.44 | -44.9 | 23.22 | 23.9 | 0 | 0 | 0.5 | 0.5 | 1 | 0.5 | 0 | 7951.25 | 0 | 6182.45 | 0 | 32928.39 | 0 | 4533.61 | 0 | 1181.49 | 0 | 689.85 | 0 | 3217.23 | 0 | 505.87 | 2661.96
4192 | 17.3 | 1411.34 | 660 | 131.35 | 2202.69 | 740.21 | 444.13 | 11547.34 | 3387.03 | 14490.24 | 190.84 | 61851.38 | 9415.96 | 2398.5 | 11070 | 11070 | 61.5 | 24569.25 | 314.33 | 43.35 | -44.32 | 23.8 | 23.9 | 0 | 0 | 0.5 | 0.5 | 1 | 0.5 | 0 | 6550.88 | 0 | 3735.15 | 0 | 44817.33 | 0 | 6748.04 | 0 | 973.4 | 0 | 416.78 | 0 | 4378.82 | 0 | 752.96 | 2894.01
4193 | 16.7 | 1411.34 | 660 | 131.35 | 2202.69 | 740.21 | 444.13 | 11547.34 | 3387.03 | 14490.24 | 190.84 | 47112.82 | 6892.16 | 2398.5 | 11070 | 11070 | 61.5 | 24569.25 | 309.1 | 38.12 | -46.08 | 22.03 | 23.9 | 0 | 0 | 0.5 | 0.5 | 1 | 0.5 | 0 | 6784.5 | 0 | 3868.36 | 0 | 28348.47 | 0 | 8111.49 | 0 | 1008.12 | 0 | 431.64 | 0 | 2769.75 | 0 | 905.1 | 1777.56
4194 | 16.2 | 1411.34 | 660 | 131.35 | 2202.69 | 740.21 | 444.13 | 11547.34 | 3387.03 | 14490.24 | 190.84 | 43578.58 | 6114.98 | 2398.5 | 11070 | 11070 | 61.5 | 24569.25 | 307.47 | 36.5 | -46.87 | 21.24 | 23.9 | 0 | 0 | 0.5 | 0.5 | 1 | 0.5 | 0 | 5552.23 | 0 | 3165.74 | 0 | 25200.91 | 0 | 9659.7 | 0 | 825.01 | 0 | 353.24 | 0 | 2462.22 | 0 | 1077.85 | 1396.65
4195 | 14.7 | 1411.34 | 660 | 131.35 | 2202.69 | 740.21 | 444.13 | 11547.34 | 3387.03 | 14490.24 | 190.84 | 6236.47 | 1019.89 | 2398.5 | 11070 | 11070 | 61.5 | 24569.25 | 294.6 | 23.62 | -51.24 | 16.87 | 23.62 | 0 | 0 | 0.5 | 0.5 | 1 | 0.5 | 0 | 1743.91 | 0 | 994.33 | 0 | 2440.38 | 0 | 1057.85 | 0 | 259.13 | 0 | 110.95 | 0 | 238.43 | 0 | 118.04 | 293.34
4196 | 14.2 | 1411.34 | 660 | 131.35 | 2202.69 | 740.21 | 444.13 | 11547.34 | 3387.03 | 14490.24 | 190.84 | 8982.02 | 727.41 | 2398.5 | 11070 | 11070 | 61.5 | 24569.25 | 294.79 | 23.82 | -51.57 | 16.55 | 23.82 | 0 | 0 | 0.5 | 0.5 | 1 | 0.5 | 0 | 2432.69 | 0 | 1387.06 | 0 | 3530.73 | 0 | 1631.55 | 0 | 180.74 | 0 | 77.39 | 0 | 172.48 | 0 | 91.03 | 205.78
4197 | 12.1 | 1411.34 | 660 | 131.35 | 2202.69 | 740.21 | 444.13 | 11547.34 | 3387.03 | 14490.24 | 190.84 | 8326.51 | 544.43 | 2398.5 | 11070 | 11070 | 61.5 | 24569.25 | 292.65 | 21.67 | -53.7 | 14.42 | 21.67 | 0 | 0 | 0.5 | 0.5 | 1 | 0.5 | 0 | 1038.52 | 0 | 592.14 | 0 | 3245.19 | 0 | 3450.65 | 0 | 77.16 | 0 | 33.04 | 0 | 158.53 | 0 | 192.52 | 83.19
4198 | 10.7 | 1411.34 | 660 | 131.35 | 2202.69 | 740.21 | 444.13 | 11547.34 | 3387.03 | 14490.24 | 190.84 | 0 | 0 | 2398.5 | 11070 | 11070 | 61.5 | 24569.25 | 288.89 | 17.91 | -55.69 | 12.43 | 20 | 7.7 | 0 | 0.5 | 0.5 | 1 | 0.5 | 0 | 0 | 0 | 0 | 0 | 0 | 0 | 0 | 0 | 0 | 0 | 0 | 0 | 0 | 0 | 0 | 0
4199 | 10.7 | 1411.34 | 660 | 131.35 | 2202.69 | 740.21 | 444.13 | 11547.34 | 3387.03 | 14490.24 | 190.84 | 0 | 0 | 2398.5 | 11070 | 11070 | 61.5 | 24569.25 | 288.84 | 17.86 | -55.69 | 12.43 | 20 | 7.88 | 0 | 0.5 | 0.5 | 1 | 0.5 | 0 | 0 | 0 | 0 | 0 | 0 | 0 | 0 | 0 | 0 | 0 | 0 | 0 | 0 | 0 | 0 | 0
4200 | 12.2 | 1411.34 | 660 | 131.35 | 2202.69 | 740.21 | 444.13 | 11547.34 | 3387.03 | 14490.24 | 190.84 | 0 | 0 | 2398.5 | 11070 | 11070 | 61.5 | 24569.25 | 290.22 | 19.24 | -54.2 | 13.91 | 20 | 2.8 | 0 | 0.5 | 0.5 | 1 | 0.5 | 0 | 0 | 0 | 0 | 0 | 0 | 0 | 0 | 0 | 0 | 0 | 0 | 0 | 0 | 0 | 0 | 0
4201 | 13.2 | 1411.34 | 660 | 131.35 | 2202.69 | 740.21 | 444.13 | 11547.34 | 3387.03 | 14490.24 | 190.84 | 0 | 0 | 2398.5 | 2214 | 2214 | 61.5 | 6857.25 | 286.33 | 15.36 | -54.42 | 13.69 | 20 | 17.13 | 0 | 0.5 | 0.1 | 0.5 | 0.5 | 0 | 0 | 0 | 0 | 0 | 0 | 0 | 0 | 0 | 0 | 0 | 0 | 0 | 0 | 0 | 0 | 0
4202 | 12.5 | 1411.34 | 660 | 131.35 | 2202.69 | 740.21 | 444.13 | 11547.34 | 3387.03 | 14490.24 | 190.84 | 0 | 0 | 2398.5 | 2214 | 2214 | 61.5 | 6857.25 | 285.69 | 14.72 | -55.12 | 13 | 20 | 19.5 | 0 | 0.5 | 0.1 | 0.5 | 0.5 | 0 | 0 | 0 | 0 | 0 | 0 | 0 | 0 | 0 | 0 | 0 | 0 | 0 | 0 | 0 | 0 | 0
4203 | 12.5 | 1411.34 | 660 | 131.35 | 2202.69 | 740.21 | 444.13 | 11547.34 | 3387.03 | 14490.24 | 190.84 | 0 | 0 | 2398.5 | 2214 | 2214 | 61.5 | 6857.25 | 285.69 | 14.72 | -55.12 | 13 | 20 | 19.5 | 0 | 0.5 | 0.1 | 0.5 | 0.5 | 0 | 0 | 0 | 0 | 0 | 0 | 0 | 0 | 0 | 0 | 0 | 0 | 0 | 0 | 0 | 0 | 0
4204 | 12.5 | 1411.34 | 660 | 131.35 | 2202.69 | 740.21 | 444.13 | 11547.34 | 3387.03 | 14490.24 | 190.84 | 0 | 0 | 2398.5 | 2214 | 2214 | 61.5 | 6857.25 | 285.69 | 14.72 | -55.12 | 13 | 20 | 19.5 | 0 | 0.5 | 0.1 | 0.5 | 0.5 | 0 | 0 | 0 | 0 | 0 | 0 | 0 | 0 | 0 | 0 | 0 | 0 | 0 | 0 | 0 | 0 | 0
4205 | 12.9 | 1411.34 | 660 | 131.35 | 2202.69 | 740.21 | 444.13 | 11547.34 | 3387.03 | 14490.24 | 190.84 | 864.06 | 70.72 | 2398.5 | 2214 | 2214 | 61.5 | 6857.25 | 286.31 | 15.34 | -54.66 | 13.46 | 20 | 17.21 | 0 | 0.5 | 0.1 | 0.5 | 0.5 | 0 | 566.62 | 0 | 67.97 | 0 | 158.94 | 0 | 70.53 | 0 | 42.1 | 0 | 3.79 | 0 | 7.76 | 0 | 3.94 | 13.13
4206 | 12.6 | 1411.34 | 660 | 131.35 | 2202.69 | 740.21 | 444.13 | 11547.34 | 3387.03 | 14490.24 | 190.84 | 2004.07 | 165.88 | 2398.5 | 2214 | 2214 | 61.5 | 6857.25 | 286.37 | 15.4 | -54.87 | 13.25 | 20 | 16.99 | 0 | 0.5 | 0.1 | 0.5 | 0.5 | 0 | 601.94 | 0 | 326.39 | 0 | 753.51 | 0 | 322.23 | 0 | 44.72 | 0 | 18.21 | 0 | 36.81 | 0 | 17.98 | 48.16
4207 | 12.6 | 1411.34 | 660 | 131.35 | 2202.69 | 740.21 | 444.13 | 11547.34 | 3387.03 | 14490.24 | 190.84 | 7203.57 | 593.56 | 2398.5 | 2214 | 2214 | 61.5 | 6857.25 | 287.9 | 16.92 | -54.49 | 13.63 | 20 | 11.36 | 0 | 0.5 | 0.1 | 0.5 | 0.5 | 0 | 2146.71 | 0 | 1186.13 | 0 | 2711.29 | 0 | 1159.43 | 0 | 159.49 | 0 | 66.18 | 0 | 132.45 | 0 | 64.69 | 170.75
4208 | 12.1 | 1411.34 | 660 | 131.35 | 2202.69 | 740.21 | 177.65 | 11280.86 | 3120.55 | 14223.76 | 190.84 | 10257.89 | 846.15 | 959.4 | 4428 | 4428 | 24.6 | 9827.7 | 308.69 | 18.64 | -55.78 | 13.59 | 20 | 4.67 | 0 | 0.2 | 0.2 | 1 | 0.2 | 0 | 3007.82 | 0 | 1697.51 | 0 | 3889.35 | 0 | 1663.21 | 0 | 223.47 | 0 | 94.71 | 0 | 190 | 0 | 92.79 | 245.18
4209 | 11.9 | 1411.34 | 660 | 131.35 | 2202.69 | 740.21 | 177.65 | 11280.86 | 3120.55 | 14223.76 | 190.84 | 14895.99 | 1226.63 | 959.4 | 4428 | 4428 | 24.6 | 9827.7 | 309.97 | 19.92 | -55.63 | 13.74 | 20 | 0.28 | 0 | 0.2 | 0.2 | 1 | 0.2 | 0 | 4336.12 | 0 | 2472.24 | 0 | 5665.06 | 0 | 2422.56 | 0 | 322.15 | 0 | 137.93 | 0 | 276.75 | 0 | 135.16 | 354.64
4210 | 11.9 | 1411.34 | 660 | 131.35 | 2202.69 | 740.21 | 177.65 | 11280.86 | 3120.55 | 14223.76 | 190.84 | 19009.01 | 1563.01 | 959.4 | 4428 | 4428 | 24.6 | 9827.7 | 311.26 | 21.21 | -55.32 | 14.05 | 21.21 | 0 | 0 | 0.2 | 0.2 | 1 | 0.2 | 0 | 5502.37 | 0 | 3158.79 | 0 | 7248.27 | 0 | 3099.59 | 0 | 408.8 | 0 | 176.23 | 0 | 354.09 | 0 | 172.93 | 450.96
4211 | 12.2 | 1411.34 | 660 | 131.35 | 2202.69 | 740.21 | 177.65 | 11280.86 | 3120.55 | 14223.76 | 190.84 | 18959.76 | 1559.52 | 959.4 | 4428 | 4428 | 24.6 | 9827.7 | 311.56 | 21.51 | -55.03 | 14.34 | 21.51 | 0 | 0 | 0.2 | 0.2 | 1 | 0.2 | 0 | 5463.06 | 0 | 3145.71 | 0 | 7250.46 | 0 | 3100.53 | 0 | 405.88 | 0 | 175.5 | 0 | 354.2 | 0 | 172.98 | 450.96
4212 | 12.6 | 1411.34 | 660 | 131.35 | 2202.69 | 740.21 | 177.65 | 11280.86 | 3120.55 | 14223.76 | 190.84 | 24690.28 | 2025.38 | 959.4 | 4428 | 4428 | 24.6 | 9827.7 | 313.73 | 23.68 | -54.21 | 15.17 | 23.68 | 0 | 0 | 0.2 | 0.2 | 1 | 0.2 | 0 | 7090.28 | 0 | 4100.75 | 0 | 9456.54 | 0 | 4042.7 | 0 | 526.78 | 0 | 228.79 | 0 | 461.97 | 0 | 225.55 | 582.3
4213 | 13 | 1411.34 | 660 | 131.35 | 2202.69 | 740.21 | 177.65 | 11280.86 | 3120.55 | 14223.76 | 190.84 | 26878.22 | 2200.94 | 959.4 | 4428 | 4428 | 24.6 | 9827.7 | 314.87 | 24.82 | -53.65 | 15.73 | 23.9 | 0 | 0 | 0.2 | 0.2 | 1 | 0.2 | 0 | 7706.65 | 0 | 4445.04 | 0 | 10332.4 | 0 | 4394.14 | 0 | 572.57 | 0 | 247.99 | 0 | 504.76 | 0 | 245.15 | 630.46
4214 | 13.6 | 1411.34 | 660 | 131.35 | 2202.69 | 740.21 | 177.65 | 11280.86 | 3120.55 | 14223.76 | 190.84 | 12197.44 | 1998.61 | 959.4 | 4428 | 4428 | 24.6 | 9827.7 | 311.1 | 21.05 | -54.09 | 15.29 | 21.05 | 0 | 0 | 0.2 | 0.2 | 1 | 0.2 | 0 | 3494.58 | 0 | 2006.45 | 0 | 4703.89 | 0 | 1992.53 | 0 | 519.26 | 0 | 223.88 | 0 | 459.59 | 0 | 222.33 | 573.55
4215 | 14.3 | 1411.34 | 660 | 131.35 | 2202.69 | 740.21 | 177.65 | 11280.86 | 3120.55 | 14223.76 | 190.84 | 25940.66 | 2123.42 | 959.4 | 4428 | 4428 | 24.6 | 9827.7 | 315.65 | 25.6 | -52.44 | 16.94 | 23.9 | 0 | 0 | 0.2 | 0.2 | 1 | 0.2 | 0 | 7420.2 | 0 | 4242.28 | 0 | 10047.36 | 0 | 4230.82 | 0 | 551.29 | 0 | 236.68 | 0 | 490.83 | 0 | 236.04 | 608.57
4216 | 14.8 | 1411.34 | 660 | 131.35 | 2202.69 | 740.21 | 177.65 | 11280.86 | 3120.55 | 14223.76 | 190.84 | 8461.08 | 1391 | 959.4 | 4428 | 4428 | 24.6 | 9827.7 | 310.93 | 20.88 | -53.21 | 16.17 | 20.88 | 0 | 0 | 0.2 | 0.2 | 1 | 0.2 | 0 | 2420.34 | 0 | 1380.02 | 0 | 3276.6 | 0 | 1384.12 | 0 | 359.64 | 0 | 153.99 | 0 | 320.14 | 0 | 154.44 | 402.8
4217 | 16 | 1411.34 | 660 | 131.35 | 2202.69 | 740.21 | 177.65 | 11280.86 | 3120.55 | 14223.76 | 190.84 | 14860.36 | 1222.12 | 959.4 | 4428 | 4428 | 24.6 | 9827.7 | 313.7 | 23.65 | -51.59 | 17.78 | 23.65 | 0 | 0 | 0.2 | 0.2 | 1 | 0.2 | 0 | 4237.7 | 0 | 2416.23 | 0 | 5765.03 | 0 | 2441.39 | 0 | 314.84 | 0 | 134.8 | 0 | 281.63 | 0 | 136.21 | 354.64
4218 | 16.5 | 1411.34 | 660 | 131.35 | 2202.69 | 740.21 | 444.13 | 11547.34 | 3387.03 | 14490.24 | 190.84 | 10190.64 | 839.94 | 2398.5 | 11070 | 11070 | 61.5 | 24569.25 | 297.26 | 26.29 | -49.21 | 18.91 | 23.9 | 0 | 0 | 0.5 | 0.5 | 1 | 0.5 | 0 | 2899.21 | 0 | 1653.06 | 0 | 3953.36 | 0 | 1685.01 | 0 | 215.4 | 0 | 92.23 | 0 | 193.13 | 0 | 94.01 | 245.18
4219 | 16.5 | 1411.34 | 660 | 131.35 | 2202.69 | 740.21 | 444.13 | 11547.34 | 3387.03 | 14490.24 | 190.84 | 3538.23 | 583.54 | 2398.5 | 11070 | 11070 | 61.5 | 24569.25 | 295.4 | 24.42 | -49.68 | 18.43 | 23.9 | 0 | 0 | 0.5 | 0.5 | 1 | 0.5 | 0 | 1001.12 | 0 | 570.81 | 0 | 1373.95 | 0 | 592.35 | 0 | 148.76 | 0 | 63.69 | 0 | 134.24 | 0 | 66.1 | 170.75
4220 | 16.3 | 1411.34 | 660 | 131.35 | 2202.69 | 740.21 | 444.13 | 11547.34 | 3387.03 | 14490.24 | 190.84 | 1252.32 | 207.4 | 2398.5 | 11070 | 11070 | 61.5 | 24569.25 | 294.49 | 23.52 | -50.06 | 18.06 | 23.52 | 0 | 0 | 0.5 | 0.5 | 1 | 0.5 | 0 | 353.7 | 0 | 201.67 | 0 | 484.4 | 0 | 212.55 | 0 | 52.56 | 0 | 22.5 | 0 | 47.33 | 0 | 23.72 | 61.3
4221 | 16.5 | 1411.34 | 660 | 131.35 | 2202.69 | 740.21 | 444.13 | 11547.34 | 3387.03 | 14490.24 | 190.84 | 1167.65 | 93.84 | 2398.5 | 11070 | 11070 | 61.5 | 24569.25 | 294.61 | 23.64 | -49.87 | 18.24 | 23.64 | 0 | 0 | 0.5 | 0.5 | 1 | 0.5 | 0 | 299.91 | 0 | 171 | 0 | 449.6 | 0 | 247.15 | 0 | 22.28 | 0 | 9.54 | 0 | 21.96 | 0 | 13.79 | 26.27
4222 | 16.6 | 1411.34 | 660 | 131.35 | 2202.69 | 740.21 | 444.13 | 11547.34 | 3387.03 | 14490.24 | 190.84 | 0 | 0 | 2398.5 | 11070 | 11070 | 61.5 | 24569.25 | 294.37 | 23.39 | -49.86 | 18.25 | 23.39 | 0 | 0 | 0.5 | 0.5 | 1 | 0.5 | 0 | 0 | 0 | 0 | 0 | 0 | 0 | 0 | 0 | 0 | 0 | 0 | 0 | 0 | 0 | 0 | 0
4223 | 16.7 | 1411.34 | 660 | 131.35 | 2202.69 | 740.21 | 444.13 | 11547.34 | 3387.03 | 14490.24 | 190.84 | 0 | 0 | 2398.5 | 11070 | 11070 | 61.5 | 24569.25 | 294.45 | 23.47 | -49.76 | 18.35 | 23.47 | 0 | 0 | 0.5 | 0.5 | 1 | 0.5 | 0 | 0 | 0 | 0 | 0 | 0 | 0 | 0 | 0 | 0 | 0 | 0 | 0 | 0 | 0 | 0 | 0
4224 | 16.5 | 1411.34 | 660 | 131.35 | 2202.69 | 740.21 | 444.13 | 11547.34 | 3387.03 | 14490.24 | 190.84 | 0 | 0 | 2398.5 | 11070 | 11070 | 61.5 | 24569.25 | 294.27 | 23.29 | -49.96 | 18.15 | 23.29 | 0 | 0 | 0.5 | 0.5 | 1 | 0.5 | 0 | 0 | 0 | 0 | 0 | 0 | 0 | 0 | 0 | 0 | 0 | 0 | 0 | 0 | 0 | 0 | 0
4225 | 16.3 | 1411.34 | 660 | 131.35 | 2202.69 | 740.21 | 444.13 | 11547.34 | 3387.03 | 14490.24 | 190.84 | 0 | 0 | 2398.5 | 2214 | 2214 | 61.5 | 6857.25 | 289.28 | 18.3 | -51.36 | 16.75 | 20 | 6.26 | 0 | 0.5 | 0.1 | 0.5 | 0.5 | 0 | 0 | 0 | 0 | 0 | 0 | 0 | 0 | 0 | 0 | 0 | 0 | 0 | 0 | 0 | 0 | 0
4226 | 16.4 | 1411.34 | 660 | 131.35 | 2202.69 | 740.21 | 444.13 | 11547.34 | 3387.03 | 14490.24 | 190.84 | 0 | 0 | 2398.5 | 2214 | 2214 | 61.5 | 6857.25 | 289.27 | 18.3 | -51.27 | 16.85 | 20 | 6.29 | 0 | 0.5 | 0.1 | 0.5 | 0.5 | 0 | 0 | 0 | 0 | 0 | 0 | 0 | 0 | 0 | 0 | 0 | 0 | 0 | 0 | 0 | 0 | 0
4227 | 16.3 | 1411.34 | 660 | 131.35 | 2202.69 | 740.21 | 444.13 | 11547.34 | 3387.03 | 14490.24 | 190.84 | 0 | 0 | 2398.5 | 2214 | 2214 | 61.5 | 6857.25 | 289.18 | 18.2 | -51.36 | 16.75 | 20 | 6.63 | 0 | 0.5 | 0.1 | 0.5 | 0.5 | 0 | 0 | 0 | 0 | 0 | 0 | 0 | 0 | 0 | 0 | 0 | 0 | 0 | 0 | 0 | 0 | 0
4228 | 16.3 | 1411.34 | 660 | 131.35 | 2202.69 | 740.21 | 444.13 | 11547.34 | 3387.03 | 14490.24 | 190.84 | 0 | 0 | 2398.5 | 2214 | 2214 | 61.5 | 6857.25 | 289.18 | 18.2 | -51.36 | 16.75 | 20 | 6.63 | 0 | 0.5 | 0.1 | 0.5 | 0.5 | 0 | 0 | 0 | 0 | 0 | 0 | 0 | 0 | 0 | 0 | 0 | 0 | 0 | 0 | 0 | 0 | 0
4229 | 16.5 | 1411.34 | 660 | 131.35 | 2202.69 | 740.21 | 444.13 | 11547.34 | 3387.03 | 14490.24 | 190.84 | 871.13 | 71.25 | 2398.5 | 2214 | 2214 | 61.5 | 6857.25 | 289.62 | 18.64 | -51.1 | 17.01 | 20 | 5.01 | 0 | 0.5 | 0.1 | 0.5 | 0.5 | 0 | 573.57 | 0 | 67.96 | 0 | 158.92 | 0 | 70.69 | 0 | 42.61 | 0 | 3.79 | 0 | 7.76 | 0 | 3.94 | 13.13
4230 | 16.7 | 1411.34 | 660 | 131.35 | 2202.69 | 740.21 | 444.13 | 11547.34 | 3387.03 | 14490.24 | 190.84 | 6284.67 | 502.69 | 2398.5 | 2214 | 2214 | 61.5 | 6857.25 | 291.39 | 20.41 | -50.51 | 17.61 | 20.41 | 0 | 0 | 0.5 | 0.1 | 0.5 | 0.5 | 0 | 2940.44 | 0 | 915.49 | 0 | 1701.24 | 0 | 727.5 | 0 | 218.46 | 0 | 51.08 | 0 | 83.11 | 0 | 40.59 | 109.46
4231 | 17.1 | 1411.34 | 660 | 131.35 | 2202.69 | 740.21 | 444.13 | 11547.34 | 3387.03 | 14490.24 | 190.84 | 15803.2 | 1278.18 | 2398.5 | 2214 | 2214 | 61.5 | 6857.25 | 294.56 | 23.58 | -49.41 | 18.7 | 23.58 | 0 | 0 | 0.5 | 0.1 | 0.5 | 0.5 | 0 | 6208.83 | 0 | 2678.25 | 0 | 4844.47 | 0 | 2071.65 | 0 | 461.29 | 0 | 149.42 | 0 | 236.66 | 0 | 115.58 | 315.23
4232 | 17.9 | 1411.34 | 660 | 131.35 | 2202.69 | 740.21 | 177.65 | 11280.86 | 3120.55 | 14223.76 | 190.84 | 23444.81 | 1912 | 959.4 | 4428 | 4428 | 24.6 | 9827.7 | 318.22 | 28.17 | -49.07 | 20.3 | 23.9 | 0 | 0 | 0.2 | 0.2 | 1 | 0.2 | 0 | 7940.93 | 0 | 4147.12 | 0 | 7954.97 | 0 | 3401.8 | 0 | 589.98 | 0 | 231.37 | 0 | 388.62 | 0 | 189.79 | 512.25
4233 | 18.8 | 1411.34 | 660 | 131.35 | 2202.69 | 740.21 | 177.65 | 11280.86 | 3120.55 | 14223.76 | 190.84 | 33732.71 | 5529.95 | 959.4 | 4428 | 4428 | 24.6 | 9827.7 | 323.08 | 33.03 | -47.22 | 22.16 | 23.9 | 0 | 0 | 0.2 | 0.2 | 1 | 0.2 | 0 | 13759.61 | 0 | 7833.73 | 0 | 8503.15 | 0 | 3636.22 | 0 | 2044.56 | 0 | 874.1 | 0 | 830.79 | 0 | 405.74 | 1374.76
4234 | 19.4 | 1411.34 | 660 | 131.35 | 2202.69 | 740.21 | 177.65 | 11280.86 | 3120.55 | 14223.76 | 190.84 | 22040.91 | 3622.25 | 959.4 | 4428 | 4428 | 24.6 | 9827.7 | 319.68 | 29.63 | -47.57 | 21.8 | 23.9 | 0 | 0 | 0.2 | 0.2 | 1 | 0.2 | 0 | 6773.17 | 0 | 4166.7 | 0 | 7775.84 | 0 | 3325.2 | 0 | 1006.43 | 0 | 464.93 | 0 | 759.73 | 0 | 371.03 | 1020.13
4235 | 20.4 | 1411.34 | 660 | 131.35 | 2202.69 | 740.21 | 177.65 | 11280.86 | 3120.55 | 14223.76 | 190.84 | 41446.07 | 7124.09 | 959.4 | 4428 | 4428 | 24.6 | 9827.7 | 327.23 | 37.18 | -44.99 | 24.38 | 24 | 0 | -5.47 | 0.2 | 0.2 | 1 | 0.2 | 0 | 12728.52 | 0 | 12183.37 | 0 | 11581.54 | 0 | 4952.63 | 0 | 1891.34 | 0 | 1359.45 | 0 | 1131.56 | 0 | 552.63 | 2189.11
4236 | 20.5 | 1411.34 | 660 | 131.35 | 2202.69 | 740.21 | 177.65 | 11280.86 | 3120.55 | 14223.76 | 190.84 | 31192.39 | 5271.35 | 959.4 | 4428 | 4428 | 24.6 | 9827.7 | 323.81 | 33.76 | -45.74 | 23.64 | 23.9 | 0 | 0 | 0.2 | 0.2 | 1 | 0.2 | 0 | 8148.78 | 0 | 7403.34 | 0 | 10994.03 | 0 | 4646.24 | 0 | 1210.84 | 0 | 826.08 | 0 | 1074.16 | 0 | 518.44 | 1641.83
4237 | 22 | 1411.34 | 660 | 131.35 | 2202.69 | 740.21 | 177.65 | 11280.86 | 3120.55 | 14223.76 | 190.84 | 50058.08 | 8978.48 | 959.4 | 4428 | 4428 | 24.6 | 9827.7 | 331.71 | 41.66 | -42.69 | 26.68 | 24 | 0 | -38.7 | 0.2 | 0.2 | 1 | 0.2 | 0 | 7733.23 | 0 | 15384.32 | 0 | 22531.24 | 0 | 4409.3 | 0 | 1149.09 | 0 | 1716.62 | 0 | 2201.39 | 0 | 492 | 3419.39
4238 | 22 | 1411.34 | 660 | 131.35 | 2202.69 | 740.21 | 177.65 | 11280.86 | 3120.55 | 14223.76 | 190.84 | 53384.63 | 8890.19 | 959.4 | 4428 | 4428 | 24.6 | 9827.7 | 332.65 | 42.6 | -42.46 | 26.91 | 24 | 0 | -41.94 | 0.2 | 0.2 | 1 | 0.2 | 0 | 8072.87 | 0 | 10664.15 | 0 | 30044.66 | 0 | 4602.95 | 0 | 1199.56 | 0 | 1189.93 | 0 | 2935.48 | 0 | 513.61 | 3051.62
4239 | 22.5 | 1411.34 | 660 | 131.35 | 2202.69 | 740.21 | 177.65 | 11280.86 | 3120.55 | 14223.76 | 190.84 | 59699.55 | 9759.61 | 959.4 | 4428 | 4428 | 24.6 | 9827.7 | 335.19 | 45.14 | -41.47 | 27.9 | 24 | 0 | -56.23 | 0.2 | 0.2 | 1 | 0.2 | 0 | 6955.67 | 0 | 6455.47 | 0 | 42322.45 | 0 | 3965.95 | 0 | 1033.55 | 0 | 720.32 | 0 | 4135.06 | 0 | 442.53 | 3428.15
4240 | 23.4 | 1411.34 | 660 | 131.35 | 2202.69 | 740.21 | 177.65 | 11280.86 | 3120.55 | 14223.76 | 190.84 | 59083.21 | 9011.08 | 959.4 | 4428 | 4428 | 24.6 | 9827.7 | 335.61 | 45.56 | -40.68 | 28.69 | 24 | 0 | -67.67 | 0.2 | 0.2 | 1 | 0.2 | 0 | 6765.99 | 0 | 3857.8 | 0 | 41897.96 | 0 | 6561.46 | 0 | 1005.37 | 0 | 430.46 | 0 | 4093.59 | 0 | 732.14 | 2749.52
4241 | 23.6 | 1411.34 | 660 | 131.35 | 2202.69 | 740.21 | 177.65 | 11280.86 | 3120.55 | 14223.76 | 190.84 | 66774.21 | 9534.41 | 959.4 | 4428 | 4428 | 24.6 | 9827.7 | 338.17 | 48.12 | -39.91 | 29.46 | 24 | 0 | -78.73 | 0.2 | 0.2 | 1 | 0.2 | 0 | 5625.19 | 0 | 3207.34 | 0 | 46263.41 | 0 | 11678.26 | 0 | 835.85 | 0 | 357.88 | 0 | 4520.11 | 0 | 1303.09 | 2517.48
4242 | 23.5 | 1411.34 | 660 | 131.35 | 2202.69 | 740.21 | 444.13 | 11547.34 | 3387.03 | 14490.24 | 190.84 | 62731.27 | 8461.37 | 2398.5 | 11070 | 11070 | 61.5 | 24569.25 | 320 | 49.02 | -38.2 | 29.91 | 24 | 0 | -86.8 | 0.5 | 0.5 | 1 | 0.5 | 0 | 4690.54 | 0 | 2674.43 | 0 | 40316.19 | 0 | 15050.11 | 0 | 696.97 | 0 | 298.42 | 0 | 3939.04 | 0 | 1679.32 | 1847.61
4243 | 23.2 | 1411.34 | 660 | 131.35 | 2202.69 | 740.21 | 444.13 | 11547.34 | 3387.03 | 14490.24 | 190.84 | 52138.29 | 6731.93 | 2398.5 | 11070 | 11070 | 61.5 | 24569.25 | 316.39 | 45.41 | -39.34 | 28.78 | 24 | 0 | -70.13 | 0.5 | 0.5 | 1 | 0.5 | 0 | 3571.84 | 0 | 2036.58 | 0 | 30405.32 | 0 | 16124.55 | 0 | 530.74 | 0 | 227.25 | 0 | 2970.71 | 0 | 1799.21 | 1204.01
4244 | 22.5 | 1411.34 | 660 | 131.35 | 2202.69 | 740.21 | 444.13 | 11547.34 | 3387.03 | 14490.24 | 190.84 | 30580.14 | 3846.78 | 2398.5 | 11070 | 11070 | 61.5 | 24569.25 | 309.12 | 38.14 | -41.69 | 26.42 | 24 | 0 | -35.54 | 0.5 | 0.5 | 1 | 0.5 | 0 | 2329.26 | 0 | 1328.09 | 0 | 15277.71 | 0 | 11645.07 | 0 | 346.11 | 0 | 148.19 | 0 | 1492.69 | 0 | 1299.38 | 560.41
4245 | 19.8 | 1411.34 | 660 | 131.35 | 2202.69 | 740.21 | 444.13 | 11547.34 | 3387.03 | 14490.24 | 190.84 | 4125.19 | 582.77 | 2398.5 | 11070 | 11070 | 61.5 | 24569.25 | 298.59 | 27.61 | -46.38 | 21.73 | 23.9 | 0 | 0 | 0.5 | 0.5 | 1 | 0.5 | 0 | 599.7 | 0 | 341.94 | 0 | 1608.06 | 0 | 1575.49 | 0 | 89.11 | 0 | 38.15 | 0 | 157.11 | 0 | 175.8 | 122.59
4246 | 17.3 | 1411.34 | 660 | 131.35 | 2202.69 | 740.21 | 444.13 | 11547.34 | 3387.03 | 14490.24 | 190.84 | 0 | 0 | 2398.5 | 11070 | 11070 | 61.5 | 24569.25 | 295.02 | 24.04 | -49.17 | 18.94 | 23.9 | 0 | 0 | 0.5 | 0.5 | 1 | 0.5 | 0 | 0 | 0 | 0 | 0 | 0 | 0 | 0 | 0 | 0 | 0 | 0 | 0 | 0 | 0 | 0 | 0
4247 | 16.5 | 1411.34 | 660 | 131.35 | 2202.69 | 740.21 | 444.13 | 11547.34 | 3387.03 | 14490.24 | 190.84 | 0 | 0 | 2398.5 | 11070 | 11070 | 61.5 | 24569.25 | 294.28 | 23.31 | -49.96 | 18.15 | 23.31 | 0 | 0 | 0.5 | 0.5 | 1 | 0.5 | 0 | 0 | 0 | 0 | 0 | 0 | 0 | 0 | 0 | 0 | 0 | 0 | 0 | 0 | 0 | 0 | 0
4248 | 16.3 | 1411.34 | 660 | 131.35 | 2202.69 | 740.21 | 444.13 | 11547.34 | 3387.03 | 14490.24 | 190.84 | 0 | 0 | 2398.5 | 11070 | 11070 | 61.5 | 24569.25 | 294.08 | 23.1 | -50.16 | 17.96 | 23.1 | 0 | 0 | 0.5 | 0.5 | 1 | 0.5 | 0 | 0 | 0 | 0 | 0 | 0 | 0 | 0 | 0 | 0 | 0 | 0 | 0 | 0 | 0 | 0 | 0
4249 | 16.5 | 1411.34 | 660 | 131.35 | 2202.69 | 740.21 | 444.13 | 11547.34 | 3387.03 | 14490.24 | 190.84 | 0 | 0 | 2398.5 | 2214 | 2214 | 61.5 | 6857.25 | 289.46 | 18.48 | -51.17 | 16.95 | 20 | 5.6 | 0 | 0.5 | 0.1 | 0.5 | 0.5 | 0 | 0 | 0 | 0 | 0 | 0 | 0 | 0 | 0 | 0 | 0 | 0 | 0 | 0 | 0 | 0 | 0
4250 | 16 | 1411.34 | 660 | 131.35 | 2202.69 | 740.21 | 444.13 | 11547.34 | 3387.03 | 14490.24 | 190.84 | 0 | 0 | 2398.5 | 2214 | 2214 | 61.5 | 6857.25 | 288.9 | 17.93 | -51.66 | 16.45 | 20 | 7.65 | 0 | 0.5 | 0.1 | 0.5 | 0.5 | 0 | 0 | 0 | 0 | 0 | 0 | 0 | 0 | 0 | 0 | 0 | 0 | 0 | 0 | 0 | 0 | 0
4251 | 15.9 | 1411.34 | 660 | 131.35 | 2202.69 | 740.21 | 444.13 | 11547.34 | 3387.03 | 14490.24 | 190.84 | 0 | 0 | 2398.5 | 2214 | 2214 | 61.5 | 6857.25 | 288.81 | 17.84 | -51.76 | 16.36 | 20 | 7.98 | 0 | 0.5 | 0.1 | 0.5 | 0.5 | 0 | 0 | 0 | 0 | 0 | 0 | 0 | 0 | 0 | 0 | 0 | 0 | 0 | 0 | 0 | 0 | 0
4252 | 16.3 | 1411.34 | 660 | 131.35 | 2202.69 | 740.21 | 444.13 | 11547.34 | 3387.03 | 14490.24 | 190.84 | 0 | 0 | 2398.5 | 2214 | 2214 | 61.5 | 6857.25 | 289.18 | 18.2 | -51.36 | 16.75 | 20 | 6.63 | 0 | 0.5 | 0.1 | 0.5 | 0.5 | 0 | 0 | 0 | 0 | 0 | 0 | 0 | 0 | 0 | 0 | 0 | 0 | 0 | 0 | 0 | 0 | 0
4253 | 17 | 1411.34 | 660 | 131.35 | 2202.69 | 740.21 | 444.13 | 11547.34 | 3387.03 | 14490.24 | 190.84 | 2320.89 | 196.5 | 2398.5 | 2214 | 2214 | 61.5 | 6857.25 | 290.5 | 19.53 | -50.5 | 17.61 | 20 | 1.74 | 0 | 0.5 | 0.1 | 0.5 | 0.5 | 0 | 1237.03 | 0 | 248.67 | 0 | 581.51 | 0 | 253.68 | 0 | 91.91 | 0 | 13.87 | 0 | 28.41 | 0 | 14.15 | 48.16
4254 | 18.7 | 1411.34 | 660 | 131.35 | 2202.69 | 740.21 | 444.13 | 11547.34 | 3387.03 | 14490.24 | 190.84 | 50561.25 | 3885.47 | 2398.5 | 2214 | 2214 | 61.5 | 6857.25 | 306.14 | 35.16 | -45.29 | 22.83 | 23.9 | 0 | 0 | 0.5 | 0.1 | 0.5 | 0.5 | 0 | 38758.57 | 0 | 5809.81 | 0 | 4197.77 | 0 | 1795.1 | 0 | 2879.59 | 0 | 324.14 | 0 | 205.07 | 0 | 100.15 | 376.53
4255 | 19.9 | 1411.34 | 660 | 131.35 | 2202.69 | 740.21 | 444.13 | 11547.34 | 3387.03 | 14490.24 | 190.84 | 37887.45 | 5993.53 | 2398.5 | 2214 | 2214 | 61.5 | 6857.25 | 304.49 | 33.52 | -44.82 | 23.29 | 23.9 | 0 | 0 | 0.5 | 0.1 | 0.5 | 0.5 | 0 | 24188.95 | 0 | 6890.43 | 0 | 4768.78 | 0 | 2039.28 | 0 | 3594.26 | 0 | 768.85 | 0 | 465.93 | 0 | 227.55 | 936.94
4256 | 22 | 1411.34 | 660 | 131.35 | 2202.69 | 740.21 | 177.65 | 11280.86 | 3120.55 | 14223.76 | 190.84 | 53567.2 | 8671.73 | 959.4 | 4428 | 4428 | 24.6 | 9827.7 | 332.64 | 42.59 | -42.47 | 26.91 | 24 | 0 | -41.9 | 0.2 | 0.2 | 1 | 0.2 | 0 | 31563.65 | 0 | 12836.44 | 0 | 6421.2 | 0 | 2745.91 | 0 | 4690.08 | 0 | 1432.32 | 0 | 627.38 | 0 | 306.39 | 1615.56
4257 | 23.4 | 1411.34 | 660 | 131.35 | 2202.69 | 740.21 | 177.65 | 11280.86 | 3120.55 | 14223.76 | 190.84 | 58736.48 | 9807.05 | 959.4 | 4428 | 4428 | 24.6 | 9827.7 | 335.74 | 45.69 | -40.65 | 28.73 | 24 | 0 | -68.12 | 0.2 | 0.2 | 1 | 0.2 | 0 | 30364.95 | 0 | 17268.27 | 0 | 7777.4 | 0 | 3325.86 | 0 | 4511.96 | 0 | 1926.83 | 0 | 759.88 | 0 | 371.11 | 2237.27
4258 | 25 | 1411.34 | 660 | 131.35 | 2202.69 | 740.21 | 177.65 | 11280.86 | 3120.55 | 14223.76 | 190.84 | 57700.85 | 10092.46 | 959.4 | 4428 | 4428 | 24.6 | 9827.7 | 336.97 | 46.92 | -39.12 | 30.25 | 24 | 0 | -79.02 | 0.2 | 0.2 | 1 | 0.2 | 0 | 25073.88 | 0 | 20310.52 | 0 | 8627.19 | 0 | 3689.26 | 0 | 3725.76 | 0 | 2266.29 | 0 | 842.91 | 0 | 411.66 | 2845.84
4259 | 26.7 | 1411.34 | 660 | 131.35 | 2202.69 | 740.21 | 177.65 | 11280.86 | 3120.55 | 14223.76 | 190.84 | 51411.48 | 9557.91 | 959.4 | 4428 | 4428 | 24.6 | 9827.7 | 336.53 | 46.48 | -37.92 | 31.46 | 24 | 0 | -77.51 | 0.2 | 0.2 | 1 | 0.2 | 0 | 16725.57 | 0 | 21362.89 | 0 | 9332.25 | 0 | 3990.77 | 0 | 2485.27 | 0 | 2383.72 | 0 | 911.8 | 0 | 445.3 | 3331.83
4260 | 27.8 | 1411.34 | 660 | 131.35 | 2202.69 | 740.21 | 177.65 | 11280.86 | 3120.55 | 14223.76 | 190.84 | 42030.6 | 8523.84 | 959.4 | 4428 | 4428 | 24.6 | 9827.7 | 334.5 | 44.46 | -37.55 | 31.82 | 24 | 0 | -70.52 | 0.2 | 0.2 | 1 | 0.2 | 0 | 7324.79 | 0 | 20048.51 | 0 | 10480.89 | 0 | 4176.42 | 0 | 1088.4 | 0 | 2237.06 | 0 | 1024.02 | 0 | 466.01 | 3708.35
4261 | 28.3 | 1411.34 | 660 | 131.35 | 2202.69 | 740.21 | 177.65 | 11280.86 | 3120.55 | 14223.76 | 190.84 | 51859.62 | 9502.76 | 959.4 | 4428 | 4428 | 24.6 | 9827.7 | 338.09 | 48.04 | -36.31 | 33.06 | 24 | 0 | -82.89 | 0.2 | 0.2 | 1 | 0.2 | 0 | 7411.37 | 0 | 16603.87 | 0 | 23618.6 | 0 | 4225.78 | 0 | 1101.26 | 0 | 1852.69 | 0 | 2307.63 | 0 | 471.52 | 3769.65
4262 | 28.8 | 1411.34 | 660 | 131.35 | 2202.69 | 740.21 | 177.65 | 11280.86 | 3120.55 | 14223.76 | 190.84 | 60313.14 | 10363.22 | 959.4 | 4428 | 4428 | 24.6 | 9827.7 | 341.25 | 51.2 | -35.17 | 34.2 | 24 | 0 | -93.77 | 0.2 | 0.2 | 1 | 0.2 | 0 | 7319.3 | 0 | 12541.02 | 0 | 36279.54 | 0 | 4173.28 | 0 | 1087.58 | 0 | 1399.35 | 0 | 3544.65 | 0 | 465.66 | 3865.97
4263 | 29.3 | 1411.34 | 660 | 131.35 | 2202.69 | 740.21 | 177.65 | 11280.86 | 3120.55 | 14223.76 | 190.84 | 61316.5 | 10026.9 | 959.4 | 4428 | 4428 | 24.6 | 9827.7 | 341.89 | 51.84 | -34.63 | 34.74 | 24 | 0 | -95.99 | 0.2 | 0.2 | 1 | 0.2 | 0 | 6922.94 | 0 | 6583.45 | 0 | 43862.83 | 0 | 3947.29 | 0 | 1028.69 | 0 | 734.6 | 0 | 4285.56 | 0 | 440.45 | 3537.6
4264 | 29.7 | 1411.34 | 660 | 131.35 | 2202.69 | 740.21 | 177.65 | 11280.86 | 3120.55 | 14223.76 | 190.84 | 64074.36 | 9806.97 | 959.4 | 4428 | 4428 | 24.6 | 9827.7 | 342.99 | 52.94 | -34.06 | 35.31 | 24 | 0 | -99.78 | 0.2 | 0.2 | 1 | 0.2 | 0 | 6368.67 | 0 | 3631.26 | 0 | 47280.29 | 0 | 6794.14 | 0 | 946.33 | 0 | 405.18 | 0 | 4619.46 | 0 | 758.1 | 3077.89
4265 | 30.1 | 1411.34 | 660 | 131.35 | 2202.69 | 740.21 | 177.65 | 11280.86 | 3120.55 | 14223.76 | 190.84 | 66940.7 | 9514.23 | 959.4 | 4428 | 4428 | 24.6 | 9827.7 | 344.1 | 54.05 | -33.49 | 35.89 | 24 | 0 | -103.6 | 0.2 | 0.2 | 1 | 0.2 | 0 | 5599.08 | 0 | 3192.46 | 0 | 46462.83 | 0 | 11686.34 | 0 | 831.97 | 0 | 356.22 | 0 | 4539.59 | 0 | 1303.99 | 2482.45
4266 | 30 | 1411.34 | 660 | 131.35 | 2202.69 | 740.21 | 444.13 | 11547.34 | 3387.03 | 14490.24 | 190.84 | 62226.4 | 8397.93 | 2398.5 | 11070 | 11070 | 61.5 | 24569.25 | 325.81 | 54.84 | -31.83 | 36.29 | 24 | 0 | -113.8 | 0.5 | 0.5 | 1 | 0.5 | 0 | 4712.58 | 0 | 2687 | 0 | 39940.57 | 0 | 14886.25 | 0 | 700.25 | 0 | 299.82 | 0 | 3902.34 | 0 | 1661.04 | 1834.48
4267 | 29.1 | 1411.34 | 660 | 131.35 | 2202.69 | 740.21 | 444.13 | 11547.34 | 3387.03 | 14490.24 | 190.84 | 46865.14 | 6118.11 | 2398.5 | 11070 | 11070 | 61.5 | 24569.25 | 320.21 | 49.23 | -33.92 | 34.2 | 24 | 0 | -93.11 | 0.5 | 0.5 | 1 | 0.5 | 0 | 3788.76 | 0 | 2160.26 | 0 | 26822.05 | 0 | 14094.07 | 0 | 562.98 | 0 | 241.05 | 0 | 2620.62 | 0 | 1572.65 | 1120.82
4268 | 27.9 | 1411.34 | 660 | 131.35 | 2202.69 | 740.21 | 444.13 | 11547.34 | 3387.03 | 14490.24 | 190.84 | 24261.86 | 3129.24 | 2398.5 | 11070 | 11070 | 61.5 | 24569.25 | 312.17 | 41.19 | -36.84 | 31.27 | 24 | 0 | -63.45 | 0.5 | 0.5 | 1 | 0.5 | 0 | 2361.6 | 0 | 1346.53 | 0 | 11850.45 | 0 | 8703.29 | 0 | 350.91 | 0 | 150.25 | 0 | 1157.83 | 0 | 971.13 | 499.12
4269 | 24.5 | 1411.34 | 660 | 131.35 | 2202.69 | 740.21 | 444.13 | 11547.34 | 3387.03 | 14490.24 | 190.84 | 5564.11 | 693.24 | 2398.5 | 11070 | 11070 | 61.5 | 24569.25 | 303.32 | 32.35 | -41.64 | 26.48 | 24 | 0 | -30.8 | 0.5 | 0.5 | 1 | 0.5 | 0 | 527.13 | 0 | 300.56 | 0 | 2184.2 | 0 | 2552.22 | 0 | 78.33 | 0 | 33.54 | 0 | 213.41 | 0 | 284.78 | 83.19
4270 | 22.9 | 1411.34 | 660 | 131.35 | 2202.69 | 740.21 | 444.13 | 11547.34 | 3387.03 | 14490.24 | 190.84 | 0 | 0 | 2398.5 | 11070 | 11070 | 61.5 | 24569.25 | 300.16 | 29.18 | -43.64 | 24.47 | 24 | 0 | -6.91 | 0.5 | 0.5 | 1 | 0.5 | 0 | 0 | 0 | 0 | 0 | 0 | 0 | 0 | 0 | 0 | 0 | 0 | 0 | 0 | 0 | 0 | 0
4271 | 21.1 | 1411.34 | 660 | 131.35 | 2202.69 | 740.21 | 444.13 | 11547.34 | 3387.03 | 14490.24 | 190.84 | 0 | 0 | 2398.5 | 11070 | 11070 | 61.5 | 24569.25 | 298.51 | 27.53 | -45.42 | 22.69 | 23.9 | 0 | 0 | 0.5 | 0.5 | 1 | 0.5 | 0 | 0 | 0 | 0 | 0 | 0 | 0 | 0 | 0 | 0 | 0 | 0 | 0 | 0 | 0 | 0 | 0
4272 | 20.4 | 1411.34 | 660 | 131.35 | 2202.69 | 740.21 | 444.13 | 11547.34 | 3387.03 | 14490.24 | 190.84 | 0 | 0 | 2398.5 | 11070 | 11070 | 61.5 | 24569.25 | 297.86 | 26.89 | -46.11 | 22 | 23.9 | 0 | 0 | 0.5 | 0.5 | 1 | 0.5 | 0 | 0 | 0 | 0 | 0 | 0 | 0 | 0 | 0 | 0 | 0 | 0 | 0 | 0 | 0 | 0 | 0
4273 | 21.1 | 1411.34 | 660 | 131.35 | 2202.69 | 740.21 | 444.13 | 11547.34 | 3387.03 | 14490.24 | 190.84 | 0 | 0 | 2398.5 | 2214 | 2214 | 61.5 | 6857.25 | 293.7 | 22.73 | -46.63 | 21.49 | 22.73 | 0 | 0 | 0.5 | 0.1 | 0.5 | 0.5 | 0 | 0 | 0 | 0 | 0 | 0 | 0 | 0 | 0 | 0 | 0 | 0 | 0 | 0 | 0 | 0 | 0
4274 | 22.3 | 1411.34 | 660 | 131.35 | 2202.69 | 740.21 | 444.13 | 11547.34 | 3387.03 | 14490.24 | 190.84 | 0 | 0 | 2398.5 | 2214 | 2214 | 61.5 | 6857.25 | 294.77 | 23.79 | -45.44 | 22.67 | 23.79 | 0 | 0 | 0.5 | 0.1 | 0.5 | 0.5 | 0 | 0 | 0 | 0 | 0 | 0 | 0 | 0 | 0 | 0 | 0 | 0 | 0 | 0 | 0 | 0 | 0
4275 | 21.5 | 1411.34 | 660 | 131.35 | 2202.69 | 740.21 | 444.13 | 11547.34 | 3387.03 | 14490.24 | 190.84 | 0 | 0 | 2398.5 | 2214 | 2214 | 61.5 | 6857.25 | 294.07 | 23.09 | -46.23 | 21.88 | 23.09 | 0 | 0 | 0.5 | 0.1 | 0.5 | 0.5 | 0 | 0 | 0 | 0 | 0 | 0 | 0 | 0 | 0 | 0 | 0 | 0 | 0 | 0 | 0 | 0 | 0
4276 | 21.6 | 1411.34 | 660 | 131.35 | 2202.69 | 740.21 | 444.13 | 11547.34 | 3387.03 | 14490.24 | 190.84 | 0 | 0 | 2398.5 | 2214 | 2214 | 61.5 | 6857.25 | 294.14 | 23.16 | -46.13 | 21.98 | 23.16 | 0 | 0 | 0.5 | 0.1 | 0.5 | 0.5 | 0 | 0 | 0 | 0 | 0 | 0 | 0 | 0 | 0 | 0 | 0 | 0 | 0 | 0 | 0 | 0 | 0
4277 | 21.9 | 1411.34 | 660 | 131.35 | 2202.69 | 740.21 | 444.13 | 11547.34 | 3387.03 | 14490.24 | 190.84 | 2374.55 | 189.9 | 2398.5 | 2214 | 2214 | 61.5 | 6857.25 | 295.11 | 24.13 | -45.66 | 22.45 | 23.9 | 0 | 0 | 0.5 | 0.1 | 0.5 | 0.5 | 0 | 1798.06 | 0 | 130.54 | 0 | 305.27 | 0 | 140.68 | 0 | 133.59 | 0 | 7.28 | 0 | 14.91 | 0 | 7.85 | 26.27
4278 | 22.1 | 1411.34 | 660 | 131.35 | 2202.69 | 740.21 | 444.13 | 11547.34 | 3387.03 | 14490.24 | 190.84 | 15855.77 | 2435.96 | 2398.5 | 2214 | 2214 | 61.5 | 6857.25 | 299.58 | 28.6 | -44.39 | 23.72 | 23.9 | 0 | 0 | 0.5 | 0.1 | 0.5 | 0.5 | 0 | 11457.35 | 0 | 1892.37 | 0 | 1755.38 | 0 | 750.66 | 0 | 1702.46 | 0 | 211.16 | 0 | 171.51 | 0 | 83.76 | 267.07
4279 | 23.1 | 1411.34 | 660 | 131.35 | 2202.69 | 740.21 | 444.13 | 11547.34 | 3387.03 | 14490.24 | 190.84 | 22416.39 | 3539.57 | 2398.5 | 2214 | 2214 | 61.5 | 6857.25 | 302.57 | 31.6 | -42.89 | 25.23 | 24 | 0 | -18.05 | 0.5 | 0.1 | 0.5 | 0.5 | 0 | 12561.26 | 0 | 3987.29 | 0 | 4110.19 | 0 | 1757.65 | 0 | 1866.49 | 0 | 444.91 | 0 | 401.58 | 0 | 196.12 | 630.46
4280 | 24.9 | 1411.34 | 660 | 131.35 | 2202.69 | 740.21 | 177.65 | 11280.86 | 3120.55 | 14223.76 | 190.84 | 51973.29 | 8411.09 | 959.4 | 4428 | 4428 | 24.6 | 9827.7 | 334.73 | 44.68 | -39.73 | 29.64 | 24 | 0 | -71.3 | 0.2 | 0.2 | 1 | 0.2 | 0 | 30306.5 | 0 | 12372.22 | 0 | 6510.48 | 0 | 2784.09 | 0 | 4503.28 | 0 | 1380.52 | 0 | 636.1 | 0 | 310.65 | 1580.54
4281 | 25.9 | 1411.34 | 660 | 131.35 | 2202.69 | 740.21 | 177.65 | 11280.86 | 3120.55 | 14223.76 | 190.84 | 38908.31 | 6363.81 | 959.4 | 4428 | 4428 | 24.6 | 9827.7 | 331.25 | 41.2 | -39.8 | 29.58 | 24 | 0 | -59.31 | 0.2 | 0.2 | 1 | 0.2 | 0 | 16864.05 | 0 | 9595 | 0 | 8720.22 | 0 | 3729.04 | 0 | 2505.85 | 0 | 1070.63 | 0 | 852 | 0 | 416.09 | 1519.24
4282 | 27 | 1411.34 | 660 | 131.35 | 2202.69 | 740.21 | 177.65 | 11280.86 | 3120.55 | 14223.76 | 190.84 | 28286.28 | 4681.68 | 959.4 | 4428 | 4428 | 24.6 | 9827.7 | 328.68 | 38.63 | -39.56 | 29.81 | 24 | 0 | -50.44 | 0.2 | 0.2 | 1 | 0.2 | 0 | 9178.7 | 0 | 5968.53 | 0 | 9203.38 | 0 | 3935.66 | 0 | 1363.87 | 0 | 665.98 | 0 | 899.21 | 0 | 439.15 | 1313.47
4283 | 26.3 | 1411.34 | 660 | 131.35 | 2202.69 | 740.21 | 177.65 | 11280.86 | 3120.55 | 14223.76 | 190.84 | 37051.7 | 6285.86 | 959.4 | 4428 | 4428 | 24.6 | 9827.7 | 331.05 | 41 | -39.54 | 29.84 | 24 | 0 | -58.62 | 0.2 | 0.2 | 1 | 0.2 | 0 | 11189.15 | 0 | 9576.77 | 0 | 11407.55 | 0 | 4878.23 | 0 | 1662.61 | 0 | 1068.6 | 0 | 1114.56 | 0 | 544.32 | 1895.77
4284 | 26.2 | 1411.34 | 660 | 131.35 | 2202.69 | 740.21 | 177.65 | 11280.86 | 3120.55 | 14223.76 | 190.84 | 19472.82 | 3177.97 | 959.4 | 4428 | 4428 | 24.6 | 9827.7 | 324.96 | 34.91 | -41.07 | 28.3 | 24 | 0 | -37.63 | 0.2 | 0.2 | 1 | 0.2 | 0 | 5581.87 | 0 | 3262.35 | 0 | 7445.96 | 0 | 3182.64 | 0 | 829.42 | 0 | 364.02 | 0 | 727.5 | 0 | 355.13 | 901.91
4285 | 27.1 | 1411.34 | 660 | 131.35 | 2202.69 | 740.21 | 177.65 | 11280.86 | 3120.55 | 14223.76 | 190.84 | 21060.5 | 3431.88 | 959.4 | 4428 | 4428 | 24.6 | 9827.7 | 326.31 | 36.26 | -40.05 | 29.32 | 24 | 0 | -42.28 | 0.2 | 0.2 | 1 | 0.2 | 0 | 6011.42 | 0 | 3512.42 | 0 | 8109.1 | 0 | 3427.56 | 0 | 893.24 | 0 | 391.92 | 0 | 792.29 | 0 | 382.46 | 971.97
4286 | 29.9 | 1411.34 | 660 | 131.35 | 2202.69 | 740.21 | 177.65 | 11280.86 | 3120.55 | 14223.76 | 190.84 | 52655.01 | 8750.83 | 959.4 | 4428 | 4428 | 24.6 | 9827.7 | 339.55 | 49.5 | -34.73 | 34.64 | 24 | 0 | -87.93 | 0.2 | 0.2 | 1 | 0.2 | 0 | 8144.39 | 0 | 10503.63 | 0 | 29363.26 | 0 | 4643.73 | 0 | 1210.18 | 0 | 1172.02 | 0 | 2868.9 | 0 | 518.16 | 2981.57
4287 | 31.8 | 1411.34 | 660 | 131.35 | 2202.69 | 740.21 | 177.65 | 11280.86 | 3120.55 | 14223.76 | 190.84 | 58583.76 | 9570.35 | 959.4 | 4428 | 4428 | 24.6 | 9827.7 | 343.23 | 53.18 | -32.39 | 36.99 | 24 | 0 | -100.6 | 0.2 | 0.2 | 1 | 0.2 | 0 | 7008.85 | 0 | 6442.24 | 0 | 41136.39 | 0 | 3996.27 | 0 | 1041.45 | 0 | 718.84 | 0 | 4019.18 | 0 | 445.91 | 3344.96
4288 | 32 | 1411.34 | 660 | 131.35 | 2202.69 | 740.21 | 177.65 | 11280.86 | 3120.55 | 14223.76 | 190.84 | 62943.35 | 9577 | 959.4 | 4428 | 4428 | 24.6 | 9827.7 | 344.68 | 54.63 | -31.89 | 37.49 | 24 | 0 | -105.59 | 0.2 | 0.2 | 1 | 0.2 | 0 | 6442.58 | 0 | 3673.4 | 0 | 46121.26 | 0 | 6706.12 | 0 | 957.31 | 0 | 409.89 | 0 | 4506.22 | 0 | 748.28 | 2955.3
4289 | 32 | 1411.34 | 660 | 131.35 | 2202.69 | 740.21 | 177.65 | 11280.86 | 3120.55 | 14223.76 | 190.84 | 64537.54 | 9194.25 | 959.4 | 4428 | 4428 | 24.6 | 9827.7 | 345.03 | 54.98 | -31.8 | 37.57 | 24 | 0 | -106.81 | 0.2 | 0.2 | 1 | 0.2 | 0 | 5748.35 | 0 | 3277.57 | 0 | 44285.99 | 0 | 11225.64 | 0 | 854.15 | 0 | 365.72 | 0 | 4326.91 | 0 | 1252.58 | 2394.89
4290 | 31.3 | 1411.34 | 660 | 131.35 | 2202.69 | 740.21 | 444.13 | 11547.34 | 3387.03 | 14490.24 | 190.84 | 47222.7 | 6566.88 | 2398.5 | 11070 | 11070 | 61.5 | 24569.25 | 322.44 | 51.47 | -31.69 | 36.43 | 24 | 0 | -101.37 | 0.5 | 0.5 | 1 | 0.5 | 0 | 5468.17 | 0 | 3117.81 | 0 | 28023.55 | 0 | 10613.17 | 0 | 812.52 | 0 | 347.89 | 0 | 2738.01 | 0 | 1184.24 | 1484.22
4291 | 29.7 | 1411.34 | 660 | 131.35 | 2202.69 | 740.21 | 444.13 | 11547.34 | 3387.03 | 14490.24 | 190.84 | 10866.64 | 1745.42 | 2398.5 | 11070 | 11070 | 61.5 | 24569.25 | 309.82 | 38.84 | -36.07 | 32.04 | 24 | 0 | -54.77 | 0.5 | 0.5 | 1 | 0.5 | 0 | 2907.4 | 0 | 1657.73 | 0 | 4372.54 | 0 | 1928.97 | 0 | 432.01 | 0 | 184.97 | 0 | 427.21 | 0 | 215.24 | 485.98
4292 | 20.5 | 1411.34 | 660 | 131.35 | 2202.69 | 740.21 | 444.13 | 11547.34 | 3387.03 | 14490.24 | 190.84 | 0 | 0 | 2398.5 | 11070 | 11070 | 61.5 | 24569.25 | 297.96 | 26.98 | -46.01 | 22.1 | 23.9 | 0 | 0 | 0.5 | 0.5 | 1 | 0.5 | 0 | 0 | 0 | 0 | 0 | 0 | 0 | 0 | 0 | 0 | 0 | 0 | 0 | 0 | 0 | 0 | 0
4293 | 20.3 | 1411.34 | 660 | 131.35 | 2202.69 | 740.21 | 444.13 | 11547.34 | 3387.03 | 14490.24 | 190.84 | 0 | 0 | 2398.5 | 11070 | 11070 | 61.5 | 24569.25 | 297.77 | 26.79 | -46.21 | 21.9 | 23.9 | 0 | 0 | 0.5 | 0.5 | 1 | 0.5 | 0 | 0 | 0 | 0 | 0 | 0 | 0 | 0 | 0 | 0 | 0 | 0 | 0 | 0 | 0 | 0 | 0
4294 | 20.2 | 1411.34 | 660 | 131.35 | 2202.69 | 740.21 | 444.13 | 11547.34 | 3387.03 | 14490.24 | 190.84 | 0 | 0 | 2398.5 | 11070 | 11070 | 61.5 | 24569.25 | 297.68 | 26.7 | -46.31 | 21.81 | 23.9 | 0 | 0 | 0.5 | 0.5 | 1 | 0.5 | 0 | 0 | 0 | 0 | 0 | 0 | 0 | 0 | 0 | 0 | 0 | 0 | 0 | 0 | 0 | 0 | 0
4295 | 19.7 | 1411.34 | 660 | 131.35 | 2202.69 | 740.21 | 444.13 | 11547.34 | 3387.03 | 14490.24 | 190.84 | 0 | 0 | 2398.5 | 11070 | 11070 | 61.5 | 24569.25 | 297.22 | 26.24 | -46.8 | 21.31 | 23.9 | 0 | 0 | 0.5 | 0.5 | 1 | 0.5 | 0 | 0 | 0 | 0 | 0 | 0 | 0 | 0 | 0 | 0 | 0 | 0 | 0 | 0 | 0 | 0 | 0
4296 | 20.2 | 1411.34 | 660 | 131.35 | 2202.69 | 740.21 | 444.13 | 11547.34 | 3387.03 | 14490.24 | 190.84 | 0 | 0 | 2398.5 | 11070 | 11070 | 61.5 | 24569.25 | 297.68 | 26.7 | -46.31 | 21.81 | 23.9 | 0 | 0 | 0.5 | 0.5 | 1 | 0.5 | 0 | 0 | 0 | 0 | 0 | 0 | 0 | 0 | 0 | 0 | 0 | 0 | 0 | 0 | 0 | 0 | 0
4297 | 19.6 | 1411.34 | 660 | 131.35 | 2202.69 | 740.21 | 444.13 | 11547.34 | 3387.03 | 14490.24 | 190.84 | 0 | 0 | 2398.5 | 2214 | 2214 | 61.5 | 6857.25 | 292.33 | 21.35 | -48.11 | 20.01 | 21.35 | 0 | 0 | 0.5 | 0.1 | 0.5 | 0.5 | 0 | 0 | 0 | 0 | 0 | 0 | 0 | 0 | 0 | 0 | 0 | 0 | 0 | 0 | 0 | 0 | 0
4298 | 19 | 1411.34 | 660 | 131.35 | 2202.69 | 740.21 | 444.13 | 11547.34 | 3387.03 | 14490.24 | 190.84 | 0 | 0 | 2398.5 | 2214 | 2214 | 61.5 | 6857.25 | 291.7 | 20.72 | -48.7 | 19.42 | 20.72 | 0 | 0 | 0.5 | 0.1 | 0.5 | 0.5 | 0 | 0 | 0 | 0 | 0 | 0 | 0 | 0 | 0 | 0 | 0 | 0 | 0 | 0 | 0 | 0 | 0
4299 | 18.4 | 1411.34 | 660 | 131.35 | 2202.69 | 740.21 | 444.13 | 11547.34 | 3387.03 | 14490.24 | 190.84 | 0 | 0 | 2398.5 | 2214 | 2214 | 61.5 | 6857.25 | 291.13 | 20.15 | -49.29 | 18.82 | 20.15 | 0 | 0 | 0.5 | 0.1 | 0.5 | 0.5 | 0 | 0 | 0 | 0 | 0 | 0 | 0 | 0 | 0 | 0 | 0 | 0 | 0 | 0 | 0 | 0 | 0
4300 | 18.7 | 1411.34 | 660 | 131.35 | 2202.69 | 740.21 | 444.13 | 11547.34 | 3387.03 | 14490.24 | 190.84 | 0 | 0 | 2398.5 | 2214 | 2214 | 61.5 | 6857.25 | 291.39 | 20.41 | -49 | 19.12 | 20.41 | 0 | 0 | 0.5 | 0.1 | 0.5 | 0.5 | 0 | 0 | 0 | 0 | 0 | 0 | 0 | 0 | 0 | 0 | 0 | 0 | 0 | 0 | 0 | 0 | 0
4301 | 18.7 | 1411.34 | 660 | 131.35 | 2202.69 | 740.21 | 444.13 | 11547.34 | 3387.03 | 14490.24 | 190.84 | 909.13 | 74.07 | 2398.5 | 2214 | 2214 | 61.5 | 6857.25 | 291.66 | 20.69 | -48.93 | 19.19 | 20.69 | 0 | 0 | 0.5 | 0.1 | 0.5 | 0.5 | 0 | 611.27 | 0 | 67.9 | 0 | 158.79 | 0 | 71.17 | 0 | 45.41 | 0 | 3.79 | 0 | 7.76 | 0 | 3.97 | 13.13
4302 | 17.7 | 1411.34 | 660 | 131.35 | 2202.69 | 740.21 | 444.13 | 11547.34 | 3387.03 | 14490.24 | 190.84 | 525.04 | 43.87 | 2398.5 | 2214 | 2214 | 61.5 | 6857.25 | 290.64 | 19.66 | -49.94 | 18.17 | 20 | 1.24 | 0 | 0.5 | 0.1 | 0.5 | 0.5 | 0 | 153.06 | 0 | 85.98 | 0 | 200.33 | 0 | 85.67 | 0 | 11.37 | 0 | 4.8 | 0 | 9.79 | 0 | 4.78 | 13.13
4303 | 17.2 | 1411.34 | 660 | 131.35 | 2202.69 | 740.21 | 444.13 | 11547.34 | 3387.03 | 14490.24 | 190.84 | 1941.63 | 161.8 | 2398.5 | 2214 | 2214 | 61.5 | 6857.25 | 290.58 | 19.6 | -50.33 | 17.78 | 20 | 1.48 | 0 | 0.5 | 0.1 | 0.5 | 0.5 | 0 | 564.84 | 0 | 319 | 0 | 740.94 | 0 | 316.85 | 0 | 41.97 | 0 | 17.8 | 0 | 36.2 | 0 | 17.68 | 48.16
4304 | 16.8 | 1411.34 | 660 | 131.35 | 2202.69 | 740.21 | 177.65 | 11280.86 | 3120.55 | 14223.76 | 190.84 | 11808.47 | 972.24 | 959.4 | 4428 | 4428 | 24.6 | 9827.7 | 313.43 | 23.38 | -51.03 | 18.34 | 23.38 | 0 | 0 | 0.2 | 0.2 | 1 | 0.2 | 0 | 3471.72 | 0 | 1956.36 | 0 | 4469.22 | 0 | 1911.18 | 0 | 257.93 | 0 | 109.15 | 0 | 218.33 | 0 | 106.63 | 280.21
4305 | 16.5 | 1411.34 | 660 | 131.35 | 2202.69 | 740.21 | 177.65 | 11280.86 | 3120.55 | 14223.76 | 190.84 | 13748.92 | 1133.14 | 959.4 | 4428 | 4428 | 24.6 | 9827.7 | 313.91 | 23.86 | -51.18 | 18.19 | 23.86 | 0 | 0 | 0.2 | 0.2 | 1 | 0.2 | 0 | 3999.45 | 0 | 2280.23 | 0 | 5231.91 | 0 | 2237.33 | 0 | 297.14 | 0 | 127.22 | 0 | 255.59 | 0 | 124.82 | 328.37
4306 | 16.2 | 1411.34 | 660 | 131.35 | 2202.69 | 740.21 | 177.65 | 11280.86 | 3120.55 | 14223.76 | 190.84 | 14247.3 | 1174.84 | 959.4 | 4428 | 4428 | 24.6 | 9827.7 | 313.81 | 23.76 | -51.44 | 17.94 | 23.76 | 0 | 0 | 0.2 | 0.2 | 1 | 0.2 | 0 | 4118.92 | 0 | 2360.86 | 0 | 5440.84 | 0 | 2326.68 | 0 | 306.02 | 0 | 131.72 | 0 | 265.8 | 0 | 129.81 | 341.5
4307 | 16.2 | 1411.34 | 660 | 131.35 | 2202.69 | 740.21 | 177.65 | 11280.86 | 3120.55 | 14223.76 | 190.84 | 13676.34 | 1127.96 | 959.4 | 4428 | 4428 | 24.6 | 9827.7 | 313.63 | 23.58 | -51.48 | 17.89 | 23.58 | 0 | 0 | 0.2 | 0.2 | 1 | 0.2 | 0 | 3939.82 | 0 | 2262.81 | 0 | 5235.04 | 0 | 2238.67 | 0 | 292.71 | 0 | 126.24 | 0 | 255.74 | 0 | 124.9 | 328.37
4308 | 16.9 | 1411.34 | 660 | 131.35 | 2202.69 | 740.21 | 177.65 | 11280.86 | 3120.55 | 14223.76 | 190.84 | 44509.11 | 3646.52 | 959.4 | 4428 | 4428 | 24.6 | 9827.7 | 323.93 | 33.88 | -48.48 | 20.9 | 23.9 | 0 | 0 | 0.2 | 0.2 | 1 | 0.2 | 0 | 12653.29 | 0 | 7747.64 | 0 | 16893.58 | 0 | 7214.59 | 0 | 940.08 | 0 | 432.25 | 0 | 825.28 | 0 | 402.51 | 1046.4
4309 | 18 | 1411.34 | 660 | 131.35 | 2202.69 | 740.21 | 177.65 | 11280.86 | 3120.55 | 14223.76 | 190.84 | 31633.69 | 5206.67 | 959.4 | 4428 | 4428 | 24.6 | 9827.7 | 321.65 | 31.6 | -48.18 | 21.2 | 23.9 | 0 | 0 | 0.2 | 0.2 | 1 | 0.2 | 0 | 8559.18 | 0 | 5784.54 | 0 | 12409.72 | 0 | 4880.24 | 0 | 1271.82 | 0 | 645.45 | 0 | 1212.48 | 0 | 544.55 | 1532.38
4310 | 18.4 | 1411.34 | 660 | 131.35 | 2202.69 | 740.21 | 177.65 | 11280.86 | 3120.55 | 14223.76 | 190.84 | 55543.73 | 9376.17 | 959.4 | 4428 | 4428 | 24.6 | 9827.7 | 330.16 | 40.11 | -45.83 | 23.54 | 23.9 | 0 | 0 | 0.2 | 0.2 | 1 | 0.2 | 0 | 7596.41 | 0 | 11363.35 | 0 | 32252.67 | 0 | 4331.29 | 0 | 1128.76 | 0 | 1267.95 | 0 | 3151.21 | 0 | 483.29 | 3344.96
4311 | 19.2 | 1411.34 | 660 | 131.35 | 2202.69 | 740.21 | 177.65 | 11280.86 | 3120.55 | 14223.76 | 190.84 | 57307 | 9262.34 | 959.4 | 4428 | 4428 | 24.6 | 9827.7 | 331.36 | 41.31 | -44.93 | 24.44 | 24 | 0 | -6.41 | 0.2 | 0.2 | 1 | 0.2 | 0 | 7241.15 | 0 | 6449.35 | 0 | 39487.77 | 0 | 4128.72 | 0 | 1075.97 | 0 | 719.63 | 0 | 3858.1 | 0 | 460.69 | 3147.94
4312 | 18.8 | 1411.34 | 660 | 131.35 | 2202.69 | 740.21 | 177.65 | 11280.86 | 3120.55 | 14223.76 | 190.84 | 60474.44 | 9209.65 | 959.4 | 4428 | 4428 | 24.6 | 9827.7 | 331.91 | 41.86 | -45.11 | 24.27 | 24 | 0 | -3.83 | 0.2 | 0.2 | 1 | 0.2 | 0 | 6640.73 | 0 | 3786.38 | 0 | 43489.14 | 0 | 6558.19 | 0 | 986.75 | 0 | 422.49 | 0 | 4249.05 | 0 | 731.78 | 2819.58
4313 | 18.8 | 1411.34 | 660 | 131.35 | 2202.69 | 740.21 | 177.65 | 11280.86 | 3120.55 | 14223.76 | 190.84 | 66308.24 | 9425.63 | 959.4 | 4428 | 4428 | 24.6 | 9827.7 | 333.66 | 43.61 | -44.69 | 24.69 | 24 | 0 | -9.88 | 0.2 | 0.2 | 1 | 0.2 | 0 | 5628.95 | 0 | 3209.49 | 0 | 45948.49 | 0 | 11521.31 | 0 | 836.41 | 0 | 358.12 | 0 | 4489.34 | 0 | 1285.57 | 2456.18
4314 | 17.9 | 1411.34 | 660 | 131.35 | 2202.69 | 740.21 | 444.13 | 11547.34 | 3387.03 | 14490.24 | 190.84 | 48728.57 | 6751.56 | 2398.5 | 11070 | 11070 | 61.5 | 24569.25 | 310.6 | 39.63 | -44.8 | 23.31 | 23.9 | 0 | 0 | 0.5 | 0.5 | 1 | 0.5 | 0 | 5416.25 | 0 | 3088.21 | 0 | 29208.85 | 0 | 11015.25 | 0 | 804.81 | 0 | 344.59 | 0 | 2853.81 | 0 | 1229.11 | 1519.24
4315 | 17.6 | 1411.34 | 660 | 131.35 | 2202.69 | 740.21 | 444.13 | 11547.34 | 3387.03 | 14490.24 | 190.84 | 33730.25 | 4571.93 | 2398.5 | 11070 | 11070 | 61.5 | 24569.25 | 305.67 | 34.69 | -46.27 | 21.85 | 23.9 | 0 | 0 | 0.5 | 0.5 | 1 | 0.5 | 0 | 4033.74 | 0 | 2299.94 | 0 | 18137.18 | 0 | 9259.4 | 0 | 599.38 | 0 | 256.63 | 0 | 1772.07 | 0 | 1033.18 | 910.67
4316 | 16.8 | 1411.34 | 660 | 131.35 | 2202.69 | 740.21 | 444.13 | 11547.34 | 3387.03 | 14490.24 | 190.84 | 32581.23 | 4065.26 | 2398.5 | 11070 | 11070 | 61.5 | 24569.25 | 304.49 | 33.51 | -47.17 | 20.95 | 23.9 | 0 | 0 | 0.5 | 0.5 | 1 | 0.5 | 0 | 2279.46 | 0 | 1299.69 | 0 | 16437.92 | 0 | 12564.16 | 0 | 338.71 | 0 | 145.02 | 0 | 1606.05 | 0 | 1401.94 | 573.55
4317 | 15.2 | 1411.34 | 660 | 131.35 | 2202.69 | 740.21 | 444.13 | 11547.34 | 3387.03 | 14490.24 | 190.84 | 5916.94 | 772.11 | 2398.5 | 11070 | 11070 | 61.5 | 24569.25 | 294.9 | 23.93 | -50.79 | 17.33 | 23.9 | 0 | 0 | 0.5 | 0.5 | 1 | 0.5 | 0 | 584.25 | 0 | 333.12 | 0 | 2329.4 | 0 | 2670.18 | 0 | 86.81 | 0 | 37.17 | 0 | 227.59 | 0 | 297.94 | 122.59
4318 | 14.3 | 1411.34 | 660 | 131.35 | 2202.69 | 740.21 | 444.13 | 11547.34 | 3387.03 | 14490.24 | 190.84 | 0 | 0 | 2398.5 | 11070 | 11070 | 61.5 | 24569.25 | 292.26 | 21.29 | -52.13 | 15.98 | 21.29 | 0 | 0 | 0.5 | 0.5 | 1 | 0.5 | 0 | 0 | 0 | 0 | 0 | 0 | 0 | 0 | 0 | 0 | 0 | 0 | 0 | 0 | 0 | 0 | 0
4319 | 13.5 | 1411.34 | 660 | 131.35 | 2202.69 | 740.21 | 444.13 | 11547.34 | 3387.03 | 14490.24 | 190.84 | 0 | 0 | 2398.5 | 11070 | 11070 | 61.5 | 24569.25 | 291.45 | 20.47 | -52.92 | 15.19 | 20.47 | 0 | 0 | 0.5 | 0.5 | 1 | 0.5 | 0 | 0 | 0 | 0 | 0 | 0 | 0 | 0 | 0 | 0 | 0 | 0 | 0 | 0 | 0 | 0 | 0
4320 | 12.7 | 1411.34 | 660 | 131.35 | 2202.69 | 740.21 | 444.13 | 11547.34 | 3387.03 | 14490.24 | 190.84 | 0 | 0 | 2398.5 | 11070 | 11070 | 61.5 | 24569.25 | 290.69 | 19.71 | -53.71 | 14.4 | 20 | 1.06 | 0 | 0.5 | 0.5 | 1 | 0.5 | 0 | 0 | 0 | 0 | 0 | 0 | 0 | 0 | 0 | 0 | 0 | 0 | 0 | 0 | 0 | 0 | 0
4321 | 11.4 | 1411.34 | 660 | 131.35 | 2202.69 | 740.21 | 444.13 | 11547.34 | 3387.03 | 14490.24 | 190.84 | 0 | 0 | 2398.5 | 2214 | 2214 | 61.5 | 6857.25 | 284.68 | 13.71 | -56.2 | 11.91 | 20 | 23.23 | 0 | 0.5 | 0.1 | 0.5 | 0.5 | 0 | 0 | 0 | 0 | 0 | 0 | 0 | 0 | 0 | 0 | 0 | 0 | 0 | 0 | 0 | 0 | 0
4322 | 11.3 | 1411.34 | 660 | 131.35 | 2202.69 | 740.21 | 444.13 | 11547.34 | 3387.03 | 14490.24 | 190.84 | 0 | 0 | 2398.5 | 2214 | 2214 | 61.5 | 6857.25 | 284.59 | 13.61 | -56.3 | 11.82 | 20 | 23.56 | 0 | 0.5 | 0.1 | 0.5 | 0.5 | 0 | 0 | 0 | 0 | 0 | 0 | 0 | 0 | 0 | 0 | 0 | 0 | 0 | 0 | 0 | 0 | 0
4323 | 9.9 | 1411.34 | 660 | 131.35 | 2202.69 | 740.21 | 444.13 | 11547.34 | 3387.03 | 14490.24 | 190.84 | 0 | 0 | 2398.5 | 2214 | 2214 | 61.5 | 6857.25 | 283.31 | 12.33 | -57.68 | 10.43 | 20 | 28.31 | 0 | 0.5 | 0.1 | 0.5 | 0.5 | 0 | 0 | 0 | 0 | 0 | 0 | 0 | 0 | 0 | 0 | 0 | 0 | 0 | 0 | 0 | 0 | 0
4324 | 8.9 | 1411.34 | 660 | 131.35 | 2202.69 | 740.21 | 444.13 | 11547.34 | 3387.03 | 14490.24 | 190.84 | 0 | 0 | 2398.5 | 2214 | 2214 | 61.5 | 6857.25 | 282.39 | 11.41 | -58.67 | 9.45 | 20 | 31.69 | 0 | 0.5 | 0.1 | 0.5 | 0.5 | 0 | 0 | 0 | 0 | 0 | 0 | 0 | 0 | 0 | 0 | 0 | 0 | 0 | 0 | 0 | 0 | 0
4325 | 9 | 1411.34 | 660 | 131.35 | 2202.69 | 740.21 | 444.13 | 11547.34 | 3387.03 | 14490.24 | 190.84 | 930.1 | 75.62 | 2398.5 | 2214 | 2214 | 61.5 | 6857.25 | 282.75 | 11.78 | -58.5 | 9.61 | 20 | 30.35 | 0 | 0.5 | 0.1 | 0.5 | 0.5 | 0 | 632.15 | 0 | 67.88 | 0 | 158.72 | 0 | 71.35 | 0 | 46.97 | 0 | 3.79 | 0 | 7.75 | 0 | 3.98 | 13.13
4326 | 12.4 | 1411.34 | 660 | 131.35 | 2202.69 | 740.21 | 444.13 | 11547.34 | 3387.03 | 14490.24 | 190.84 | 48869.22 | 3754.6 | 2398.5 | 2214 | 2214 | 61.5 | 6857.25 | 299.86 | 28.88 | -51.63 | 16.49 | 23.9 | 0 | 0 | 0.5 | 0.1 | 0.5 | 0.5 | 0 | 37449.96 | 0 | 5607.46 | 0 | 4070.94 | 0 | 1740.86 | 0 | 2782.37 | 0 | 312.85 | 0 | 198.87 | 0 | 97.12 | 363.39
4327 | 14.7 | 1411.34 | 660 | 131.35 | 2202.69 | 740.21 | 444.13 | 11547.34 | 3387.03 | 14490.24 | 190.84 | 36328.29 | 5747.45 | 2398.5 | 2214 | 2214 | 61.5 | 6857.25 | 299.23 | 28.26 | -50.08 | 18.04 | 23.9 | 0 | 0 | 0.5 | 0.1 | 0.5 | 0.5 | 0 | 22946.1 | 0 | 6591.04 | 0 | 4756.94 | 0 | 2034.22 | 0 | 3409.59 | 0 | 735.44 | 0 | 464.77 | 0 | 226.98 | 910.67
4328 | 15.9 | 1411.34 | 660 | 131.35 | 2202.69 | 740.21 | 444.13 | 11547.34 | 3387.03 | 14490.24 | 190.84 | 53406.76 | 8641.7 | 2398.5 | 11070 | 11070 | 61.5 | 24569.25 | 310.55 | 39.57 | -46.33 | 21.79 | 23.9 | 0 | 0 | 0.5 | 0.5 | 1 | 0.5 | 0 | 31466.88 | 0 | 12794.68 | 0 | 6405.85 | 0 | 2739.35 | 0 | 4675.7 | 0 | 1427.66 | 0 | 625.88 | 0 | 305.66 | 1606.81
4329 | 16.9 | 1411.34 | 660 | 131.35 | 2202.69 | 740.21 | 444.13 | 11547.34 | 3387.03 | 14490.24 | 190.84 | 58564.76 | 9770.53 | 2398.5 | 11070 | 11070 | 61.5 | 24569.25 | 313.17 | 42.19 | -44.91 | 23.2 | 23.9 | 0 | 0 | 0.5 | 0.5 | 1 | 0.5 | 0 | 30252.43 | 0 | 17202.13 | 0 | 7782.26 | 0 | 3327.94 | 0 | 4495.24 | 0 | 1919.45 | 0 | 760.36 | 0 | 371.34 | 2224.14
4330 | 17.4 | 1411.34 | 660 | 131.35 | 2202.69 | 740.21 | 444.13 | 11547.34 | 3387.03 | 14490.24 | 190.84 | 50944.09 | 8693.43 | 2398.5 | 11070 | 11070 | 61.5 | 24569.25 | 311.27 | 40.29 | -45.01 | 23.1 | 23.9 | 0 | 0 | 0.5 | 0.5 | 1 | 0.5 | 0 | 20679.48 | 0 | 16058.79 | 0 | 9950.62 | 0 | 4255.2 | 0 | 3072.79 | 0 | 1791.87 | 0 | 972.21 | 0 | 474.8 | 2381.75
4331 | 18.6 | 1411.34 | 660 | 131.35 | 2202.69 | 740.21 | 444.13 | 11547.34 | 3387.03 | 14490.24 | 190.84 | 46835.68 | 8337.76 | 2398.5 | 11070 | 11070 | 61.5 | 24569.25 | 311.16 | 40.18 | -44.13 | 23.98 | 23.98 | 0 | 0 | 0.5 | 0.5 | 1 | 0.5 | 0 | 14847.3 | 0 | 16777.56 | 0 | 10654.59 | 0 | 4556.24 | 0 | 2206.18 | 0 | 1872.08 | 0 | 1040.99 | 0 | 508.39 | 2710.12
4332 | 18.1 | 1411.34 | 660 | 131.35 | 2202.69 | 740.21 | 444.13 | 11547.34 | 3387.03 | 14490.24 | 190.84 | 40080.89 | 7328.96 | 2398.5 | 11070 | 11070 | 61.5 | 24569.25 | 308.6 | 37.62 | -45.15 | 22.96 | 23.9 | 0 | 0 | 0.5 | 0.5 | 1 | 0.5 | 0 | 8686.39 | 0 | 14466.92 | 0 | 11974.81 | 0 | 4952.77 | 0 | 1290.72 | 0 | 1614.25 | 0 | 1169.98 | 0 | 552.64 | 2701.36
4333 | 19.3 | 1411.34 | 660 | 131.35 | 2202.69 | 740.21 | 444.13 | 11547.34 | 3387.03 | 14490.24 | 190.84 | 46468.36 | 8013.49 | 2398.5 | 11070 | 11070 | 61.5 | 24569.25 | 311.62 | 40.64 | -43.49 | 24.63 | 24 | 0 | -9.23 | 0.5 | 0.5 | 1 | 0.5 | 0 | 8723.51 | 0 | 12671.85 | 0 | 20099.07 | 0 | 4973.93 | 0 | 1296.24 | 0 | 1413.95 | 0 | 1963.76 | 0 | 555 | 2784.55
4334 | 18.8 | 1411.34 | 660 | 131.35 | 2202.69 | 740.21 | 444.13 | 11547.34 | 3387.03 | 14490.24 | 190.84 | 46837.34 | 7696.81 | 2398.5 | 11070 | 11070 | 61.5 | 24569.25 | 311.17 | 40.2 | -43.98 | 24.14 | 24 | 0 | -2.04 | 0.5 | 0.5 | 1 | 0.5 | 0 | 9213.34 | 0 | 8840.7 | 0 | 23530.09 | 0 | 5253.22 | 0 | 1369.02 | 0 | 986.46 | 0 | 2298.98 | 0 | 586.17 | 2456.18
4335 | 18.6 | 1411.34 | 660 | 131.35 | 2202.69 | 740.21 | 444.13 | 11547.34 | 3387.03 | 14490.24 | 190.84 | 55802.44 | 9013 | 2398.5 | 11070 | 11070 | 61.5 | 24569.25 | 313.78 | 42.8 | -43.47 | 24.64 | 24 | 0 | -9.42 | 0.5 | 0.5 | 1 | 0.5 | 0 | 7372.55 | 0 | 6405.52 | 0 | 37820.71 | 0 | 4203.65 | 0 | 1095.5 | 0 | 714.74 | 0 | 3695.23 | 0 | 469.05 | 3038.49
4336 | 18.3 | 1411.34 | 660 | 131.35 | 2202.69 | 740.21 | 444.13 | 11547.34 | 3387.03 | 14490.24 | 190.84 | 64552.08 | 9873.18 | 2398.5 | 11070 | 11070 | 61.5 | 24569.25 | 316.1 | 45.13 | -43.11 | 25 | 24 | 0 | -14.68 | 0.5 | 0.5 | 1 | 0.5 | 0 | 6342.04 | 0 | 3616.08 | 0 | 47856.75 | 0 | 6737.21 | 0 | 942.37 | 0 | 403.49 | 0 | 4675.78 | 0 | 751.75 | 3099.78
4337 | 18.6 | 1411.34 | 660 | 131.35 | 2202.69 | 740.21 | 444.13 | 11547.34 | 3387.03 | 14490.24 | 190.84 | 69058.76 | 9829.97 | 2398.5 | 11070 | 11070 | 61.5 | 24569.25 | 317.59 | 46.61 | -42.51 | 25.6 | 24 | 0 | -23.49 | 0.5 | 0.5 | 1 | 0.5 | 0 | 5517.1 | 0 | 3145.71 | 0 | 48409.72 | 0 | 11986.22 | 0 | 819.79 | 0 | 351.01 | 0 | 4729.81 | 0 | 1337.45 | 2591.91
4338 | 17.1 | 1411.34 | 660 | 131.35 | 2202.69 | 740.21 | 444.13 | 11547.34 | 3387.03 | 14490.24 | 190.84 | 63640.05 | 8561.72 | 2398.5 | 11070 | 11070 | 61.5 | 24569.25 | 314.4 | 43.42 | -44.45 | 23.66 | 23.9 | 0 | 0 | 0.5 | 0.5 | 1 | 0.5 | 0 | 4624.41 | 0 | 2636.73 | 0 | 41161.93 | 0 | 15216.97 | 0 | 687.15 | 0 | 294.21 | 0 | 4021.68 | 0 | 1697.94 | 1860.74
4339 | 16.3 | 1411.34 | 660 | 131.35 | 2202.69 | 740.21 | 444.13 | 11547.34 | 3387.03 | 14490.24 | 190.84 | 56954.94 | 7276.05 | 2398.5 | 11070 | 11070 | 61.5 | 24569.25 | 311.5 | 40.53 | -45.78 | 22.33 | 23.9 | 0 | 0 | 0.5 | 0.5 | 1 | 0.5 | 0 | 3369.06 | 0 | 1920.96 | 0 | 33800.62 | 0 | 17864.3 | 0 | 500.61 | 0 | 214.34 | 0 | 3302.45 | 0 | 1993.34 | 1265.31
4340 | 14.9 | 1411.34 | 660 | 131.35 | 2202.69 | 740.21 | 444.13 | 11547.34 | 3387.03 | 14490.24 | 190.84 | 28525.81 | 3605.63 | 2398.5 | 11070 | 11070 | 61.5 | 24569.25 | 301.52 | 30.54 | -49.35 | 18.76 | 23.9 | 0 | 0 | 0.5 | 0.5 | 1 | 0.5 | 0 | 2322.53 | 0 | 1324.25 | 0 | 14226.4 | 0 | 10652.63 | 0 | 345.11 | 0 | 147.76 | 0 | 1389.97 | 0 | 1188.64 | 534.14
4341 | 13.4 | 1411.34 | 660 | 131.35 | 2202.69 | 740.21 | 444.13 | 11547.34 | 3387.03 | 14490.24 | 190.84 | 3671.31 | 481.48 | 2398.5 | 11070 | 11070 | 61.5 | 24569.25 | 292.56 | 21.59 | -52.74 | 15.38 | 21.59 | 0 | 0 | 0.5 | 0.5 | 1 | 0.5 | 0 | 470.51 | 0 | 268.28 | 0 | 1441.91 | 0 | 1490.62 | 0 | 69.91 | 0 | 29.93 | 0 | 140.88 | 0 | 166.33 | 74.43
4342 | 12.6 | 1411.34 | 660 | 131.35 | 2202.69 | 740.21 | 444.13 | 11547.34 | 3387.03 | 14490.24 | 190.84 | 0 | 0 | 2398.5 | 11070 | 11070 | 61.5 | 24569.25 | 290.63 | 19.66 | -53.81 | 14.3 | 20 | 1.27 | 0 | 0.5 | 0.5 | 1 | 0.5 | 0 | 0 | 0 | 0 | 0 | 0 | 0 | 0 | 0 | 0 | 0 | 0 | 0 | 0 | 0 | 0 | 0
4343 | 12.2 | 1411.34 | 660 | 131.35 | 2202.69 | 740.21 | 444.13 | 11547.34 | 3387.03 | 14490.24 | 190.84 | 0 | 0 | 2398.5 | 11070 | 11070 | 61.5 | 24569.25 | 290.22 | 19.24 | -54.2 | 13.91 | 20 | 2.8 | 0 | 0.5 | 0.5 | 1 | 0.5 | 0 | 0 | 0 | 0 | 0 | 0 | 0 | 0 | 0 | 0 | 0 | 0 | 0 | 0 | 0 | 0 | 0
4344 | 11.8 | 1411.34 | 660 | 131.35 | 2202.69 | 740.21 | 444.13 | 11547.34 | 3387.03 | 14490.24 | 190.84 | 0 | 0 | 2398.5 | 11070 | 11070 | 61.5 | 24569.25 | 289.85 | 18.87 | -54.6 | 13.52 | 20 | 4.16 | 0 | 0.5 | 0.5 | 1 | 0.5 | 0 | 0 | 0 | 0 | 0 | 0 | 0 | 0 | 0 | 0 | 0 | 0 | 0 | 0 | 0 | 0 | 0
4345 | 11.9 | 1411.34 | 660 | 131.35 | 2202.69 | 740.21 | 444.13 | 11547.34 | 3387.03 | 14490.24 | 190.84 | 0 | 0 | 2398.5 | 2214 | 2214 | 61.5 | 6857.25 | 285.14 | 14.17 | -55.71 | 12.41 | 20 | 21.53 | 0 | 0.5 | 0.1 | 0.5 | 0.5 | 0 | 0 | 0 | 0 | 0 | 0 | 0 | 0 | 0 | 0 | 0 | 0 | 0 | 0 | 0 | 0 | 0
4346 | 11.7 | 1411.34 | 660 | 131.35 | 2202.69 | 740.21 | 444.13 | 11547.34 | 3387.03 | 14490.24 | 190.84 | 0 | 0 | 2398.5 | 2214 | 2214 | 61.5 | 6857.25 | 284.96 | 13.98 | -55.9 | 12.21 | 20 | 22.21 | 0 | 0.5 | 0.1 | 0.5 | 0.5 | 0 | 0 | 0 | 0 | 0 | 0 | 0 | 0 | 0 | 0 | 0 | 0 | 0 | 0 | 0 | 0 | 0
4347 | 11.2 | 1411.34 | 660 | 131.35 | 2202.69 | 740.21 | 444.13 | 11547.34 | 3387.03 | 14490.24 | 190.84 | 0 | 0 | 2398.5 | 2214 | 2214 | 61.5 | 6857.25 | 284.5 | 13.52 | -56.4 | 11.72 | 20 | 23.9 | 0 | 0.5 | 0.1 | 0.5 | 0.5 | 0 | 0 | 0 | 0 | 0 | 0 | 0 | 0 | 0 | 0 | 0 | 0 | 0 | 0 | 0 | 0 | 0
4348 | 10.4 | 1411.34 | 660 | 131.35 | 2202.69 | 740.21 | 444.13 | 11547.34 | 3387.03 | 14490.24 | 190.84 | 0 | 0 | 2398.5 | 2214 | 2214 | 61.5 | 6857.25 | 283.77 | 12.79 | -57.19 | 10.93 | 20 | 26.61 | 0 | 0.5 | 0.1 | 0.5 | 0.5 | 0 | 0 | 0 | 0 | 0 | 0 | 0 | 0 | 0 | 0 | 0 | 0 | 0 | 0 | 0 | 0 | 0
4349 | 10.5 | 1411.34 | 660 | 131.35 | 2202.69 | 740.21 | 444.13 | 11547.34 | 3387.03 | 14490.24 | 190.84 | 2523.4 | 206.85 | 2398.5 | 2214 | 2214 | 61.5 | 6857.25 | 284.6 | 13.62 | -56.9 | 11.21 | 20 | 23.54 | 0 | 0.5 | 0.1 | 0.5 | 0.5 | 0 | 1817.82 | 0 | 160.2 | 0 | 374.63 | 0 | 170.75 | 0 | 135.06 | 0 | 8.94 | 0 | 18.3 | 0 | 9.53 | 35.03
4350 | 13.2 | 1411.34 | 660 | 131.35 | 2202.69 | 740.21 | 444.13 | 11547.34 | 3387.03 | 14490.24 | 190.84 | 44853.64 | 3437.43 | 2398.5 | 2214 | 2214 | 61.5 | 6857.25 | 299.42 | 28.44 | -51.14 | 16.98 | 23.9 | 0 | 0 | 0.5 | 0.1 | 0.5 | 0.5 | 0 | 34220.07 | 0 | 5161.95 | 0 | 3832.66 | 0 | 1638.97 | 0 | 2542.4 | 0 | 287.99 | 0 | 187.23 | 0 | 91.44 | 328.37
4351 | 17.3 | 1411.34 | 660 | 131.35 | 2202.69 | 740.21 | 444.13 | 11547.34 | 3387.03 | 14490.24 | 190.84 | 34042.2 | 5388.49 | 2398.5 | 2214 | 2214 | 61.5 | 6857.25 | 300.9 | 29.93 | -47.69 | 20.42 | 23.9 | 0 | 0 | 0.5 | 0.1 | 0.5 | 0.5 | 0 | 21087.74 | 0 | 6156.1 | 0 | 4761.98 | 0 | 2036.37 | 0 | 3133.45 | 0 | 686.91 | 0 | 465.26 | 0 | 227.22 | 875.64
4352 | 20.1 | 1411.34 | 660 | 131.35 | 2202.69 | 740.21 | 444.13 | 11547.34 | 3387.03 | 14490.24 | 190.84 | 52885.31 | 8555.09 | 2398.5 | 11070 | 11070 | 61.5 | 24569.25 | 314.24 | 43.26 | -42.22 | 25.89 | 24 | 0 | -27.78 | 0.5 | 0.5 | 1 | 0.5 | 0 | 31061.72 | 0 | 12647.96 | 0 | 6427.17 | 0 | 2748.46 | 0 | 4615.5 | 0 | 1411.29 | 0 | 627.96 | 0 | 306.68 | 1593.67
4353 | 21.2 | 1411.34 | 660 | 131.35 | 2202.69 | 740.21 | 444.13 | 11547.34 | 3387.03 | 14490.24 | 190.84 | 58535.59 | 9802.74 | 2398.5 | 11070 | 11070 | 61.5 | 24569.25 | 317.12 | 46.14 | -40.67 | 27.45 | 24 | 0 | -50.62 | 0.5 | 0.5 | 1 | 0.5 | 0 | 30422.12 | 0 | 17303.22 | 0 | 7572.16 | 0 | 3238.09 | 0 | 4520.46 | 0 | 1930.73 | 0 | 739.83 | 0 | 361.31 | 2250.41
4354 | 22.2 | 1411.34 | 660 | 131.35 | 2202.69 | 740.21 | 444.13 | 11547.34 | 3387.03 | 14490.24 | 190.84 | 58343.52 | 10206.27 | 2398.5 | 11070 | 11070 | 61.5 | 24569.25 | 318.09 | 47.12 | -39.67 | 28.45 | 24 | 0 | -65.32 | 0.5 | 0.5 | 1 | 0.5 | 0 | 25468.74 | 0 | 20683.97 | 0 | 8539.18 | 0 | 3651.62 | 0 | 3784.43 | 0 | 2307.96 | 0 | 834.31 | 0 | 407.46 | 2872.11
4355 | 22.9 | 1411.34 | 660 | 131.35 | 2202.69 | 740.21 | 444.13 | 11547.34 | 3387.03 | 14490.24 | 190.84 | 51705.64 | 9609.11 | 2398.5 | 11070 | 11070 | 61.5 | 24569.25 | 316.77 | 45.8 | -39.47 | 28.65 | 24 | 0 | -68.23 | 0.5 | 0.5 | 1 | 0.5 | 0 | 16851 | 0 | 21593.22 | 0 | 9289.1 | 0 | 3972.31 | 0 | 2503.91 | 0 | 2409.42 | 0 | 907.58 | 0 | 443.24 | 3344.96
4356 | 24.1 | 1411.34 | 660 | 131.35 | 2202.69 | 740.21 | 444.13 | 11547.34 | 3387.03 | 14490.24 | 190.84 | 41681.55 | 8416.11 | 2398.5 | 11070 | 11070 | 61.5 | 24569.25 | 314.84 | 43.86 | -39.05 | 29.07 | 24 | 0 | -73.29 | 0.5 | 0.5 | 1 | 0.5 | 0 | 7331.85 | 0 | 19760.8 | 0 | 10408.46 | 0 | 4180.44 | 0 | 1089.45 | 0 | 2204.95 | 0 | 1016.95 | 0 | 466.46 | 3638.3
4357 | 24.6 | 1411.34 | 660 | 131.35 | 2202.69 | 740.21 | 444.13 | 11547.34 | 3387.03 | 14490.24 | 190.84 | 51857.34 | 9490.08 | 2398.5 | 11070 | 11070 | 61.5 | 24569.25 | 318.34 | 47.37 | -37.79 | 30.33 | 24 | 0 | -86.23 | 0.5 | 0.5 | 1 | 0.5 | 0 | 7403.77 | 0 | 16685.13 | 0 | 23546.99 | 0 | 4221.45 | 0 | 1100.13 | 0 | 1861.76 | 0 | 2300.63 | 0 | 471.04 | 3756.51
4358 | 25.9 | 1411.34 | 660 | 131.35 | 2202.69 | 740.21 | 444.13 | 11547.34 | 3387.03 | 14490.24 | 190.84 | 58803.57 | 10077.18 | 2398.5 | 11070 | 11070 | 61.5 | 24569.25 | 321.58 | 50.6 | -35.99 | 32.12 | 24 | 0 | -98.17 | 0.5 | 0.5 | 1 | 0.5 | 0 | 7257.27 | 0 | 12285.29 | 0 | 35123.09 | 0 | 4137.92 | 0 | 1078.37 | 0 | 1370.82 | 0 | 3431.66 | 0 | 461.72 | 3734.62
4359 | 26.4 | 1411.34 | 660 | 131.35 | 2202.69 | 740.21 | 444.13 | 11547.34 | 3387.03 | 14490.24 | 190.84 | 61576.21 | 10053.33 | 2398.5 | 11070 | 11070 | 61.5 | 24569.25 | 322.78 | 51.8 | -35.31 | 32.8 | 24 | 0 | -102.61 | 0.5 | 0.5 | 1 | 0.5 | 0 | 6911.17 | 0 | 6709.56 | 0 | 44014.9 | 0 | 3940.58 | 0 | 1026.94 | 0 | 748.67 | 0 | 4300.42 | 0 | 439.7 | 3537.6
4360 | 27 | 1411.34 | 660 | 131.35 | 2202.69 | 740.21 | 444.13 | 11547.34 | 3387.03 | 14490.24 | 190.84 | 64589.49 | 9876.09 | 2398.5 | 11070 | 11070 | 61.5 | 24569.25 | 324.1 | 53.12 | -34.53 | 33.59 | 24 | 0 | -107.48 | 0.5 | 0.5 | 1 | 0.5 | 0 | 6336.5 | 0 | 3612.92 | 0 | 47933.01 | 0 | 6707.06 | 0 | 941.55 | 0 | 403.14 | 0 | 4683.24 | 0 | 748.39 | 3099.78
4361 | 27.2 | 1411.34 | 660 | 131.35 | 2202.69 | 740.21 | 444.13 | 11547.34 | 3387.03 | 14490.24 | 190.84 | 67792.57 | 9656.88 | 2398.5 | 11070 | 11070 | 61.5 | 24569.25 | 325.09 | 54.12 | -34.12 | 33.99 | 24 | 0 | -111.14 | 0.5 | 0.5 | 1 | 0.5 | 0 | 5556.86 | 0 | 3168.39 | 0 | 47337.33 | 0 | 11729.99 | 0 | 825.7 | 0 | 353.54 | 0 | 4625.04 | 0 | 1308.86 | 2543.75
4362 | 27 | 1411.34 | 660 | 131.35 | 2202.69 | 740.21 | 444.13 | 11547.34 | 3387.03 | 14490.24 | 190.84 | 65239.84 | 8753.76 | 2398.5 | 11070 | 11070 | 61.5 | 24569.25 | 323.97 | 53 | -34.56 | 33.56 | 24 | 0 | -107.01 | 0.5 | 0.5 | 1 | 0.5 | 0 | 4536.4 | 0 | 2586.54 | 0 | 42476.04 | 0 | 15640.85 | 0 | 674.07 | 0 | 288.61 | 0 | 4150.07 | 0 | 1745.24 | 1895.77
4363 | 26.7 | 1411.34 | 660 | 131.35 | 2202.69 | 740.21 | 444.13 | 11547.34 | 3387.03 | 14490.24 | 190.84 | 54769.02 | 7020.23 | 2398.5 | 11070 | 11070 | 61.5 | 24569.25 | 320.39 | 49.41 | -35.68 | 32.43 | 24 | 0 | -93.79 | 0.5 | 0.5 | 1 | 0.5 | 0 | 3446.58 | 0 | 1965.16 | 0 | 32341.81 | 0 | 17015.47 | 0 | 512.13 | 0 | 219.28 | 0 | 3159.92 | 0 | 1898.62 | 1230.28
4364 | 24.4 | 1411.34 | 660 | 131.35 | 2202.69 | 740.21 | 444.13 | 11547.34 | 3387.03 | 14490.24 | 190.84 | 34148.16 | 4234.4 | 2398.5 | 11070 | 11070 | 61.5 | 24569.25 | 311.94 | 40.96 | -39.55 | 28.57 | 24 | 0 | -62.59 | 0.5 | 0.5 | 1 | 0.5 | 0 | 2232.98 | 0 | 1273.19 | 0 | 17355.99 | 0 | 13285.99 | 0 | 331.8 | 0 | 142.07 | 0 | 1695.75 | 0 | 1482.48 | 582.3
4365 | 20.7 | 1411.34 | 660 | 131.35 | 2202.69 | 740.21 | 444.13 | 11547.34 | 3387.03 | 14490.24 | 190.84 | 5936.47 | 760.23 | 2398.5 | 11070 | 11070 | 61.5 | 24569.25 | 299.95 | 28.98 | -45.36 | 22.76 | 23.9 | 0 | 0 | 0.5 | 0.5 | 1 | 0.5 | 0 | 565.74 | 0 | 322.57 | 0 | 2346.91 | 0 | 2701.26 | 0 | 84.06 | 0 | 35.99 | 0 | 229.3 | 0 | 301.41 | 109.46
4366 | 18.7 | 1411.34 | 660 | 131.35 | 2202.69 | 740.21 | 444.13 | 11547.34 | 3387.03 | 14490.24 | 190.84 | 0 | 0 | 2398.5 | 11070 | 11070 | 61.5 | 24569.25 | 296.3 | 25.32 | -47.79 | 20.33 | 23.9 | 0 | 0 | 0.5 | 0.5 | 1 | 0.5 | 0 | 0 | 0 | 0 | 0 | 0 | 0 | 0 | 0 | 0 | 0 | 0 | 0 | 0 | 0 | 0 | 0
4367 | 19 | 1411.34 | 660 | 131.35 | 2202.69 | 740.21 | 444.13 | 11547.34 | 3387.03 | 14490.24 | 190.84 | 0 | 0 | 2398.5 | 11070 | 11070 | 61.5 | 24569.25 | 296.58 | 25.6 | -47.49 | 20.62 | 23.9 | 0 | 0 | 0.5 | 0.5 | 1 | 0.5 | 0 | 0 | 0 | 0 | 0 | 0 | 0 | 0 | 0 | 0 | 0 | 0 | 0 | 0 | 0 | 0 | 0
4368 | 18.3 | 1411.34 | 660 | 131.35 | 2202.69 | 740.21 | 444.13 | 11547.34 | 3387.03 | 14490.24 | 190.84 | 0 | 0 | 2398.5 | 11070 | 11070 | 61.5 | 24569.25 | 295.93 | 24.96 | -48.18 | 19.93 | 23.9 | 0 | 0 | 0.5 | 0.5 | 1 | 0.5 | 0 | 0 | 0 | 0 | 0 | 0 | 0 | 0 | 0 | 0 | 0 | 0 | 0 | 0 | 0 | 0 | 0
4369 | 17.5 | 1411.34 | 660 | 131.35 | 2202.69 | 740.21 | 444.13 | 11547.34 | 3387.03 | 14490.24 | 190.84 | 0 | 0 | 2398.5 | 2214 | 2214 | 61.5 | 6857.25 | 290.4 | 19.42 | -50.18 | 17.93 | 20 | 2.13 | 0 | 0.5 | 0.1 | 0.5 | 0.5 | 0 | 0 | 0 | 0 | 0 | 0 | 0 | 0 | 0 | 0 | 0 | 0 | 0 | 0 | 0 | 0 | 0
4370 | 17 | 1411.34 | 660 | 131.35 | 2202.69 | 740.21 | 444.13 | 11547.34 | 3387.03 | 14490.24 | 190.84 | 0 | 0 | 2398.5 | 2214 | 2214 | 61.5 | 6857.25 | 289.82 | 18.85 | -50.67 | 17.44 | 20 | 4.26 | 0 | 0.5 | 0.1 | 0.5 | 0.5 | 0 | 0 | 0 | 0 | 0 | 0 | 0 | 0 | 0 | 0 | 0 | 0 | 0 | 0 | 0 | 0 | 0
4371 | 16.5 | 1411.34 | 660 | 131.35 | 2202.69 | 740.21 | 444.13 | 11547.34 | 3387.03 | 14490.24 | 190.84 | 0 | 0 | 2398.5 | 2214 | 2214 | 61.5 | 6857.25 | 289.36 | 18.39 | -51.17 | 16.95 | 20 | 5.95 | 0 | 0.5 | 0.1 | 0.5 | 0.5 | 0 | 0 | 0 | 0 | 0 | 0 | 0 | 0 | 0 | 0 | 0 | 0 | 0 | 0 | 0 | 0 | 0
4372 | 14.1 | 1411.34 | 660 | 131.35 | 2202.69 | 740.21 | 444.13 | 11547.34 | 3387.03 | 14490.24 | 190.84 | 0 | 0 | 2398.5 | 2214 | 2214 | 61.5 | 6857.25 | 287.16 | 16.18 | -53.54 | 14.58 | 20 | 14.08 | 0 | 0.5 | 0.1 | 0.5 | 0.5 | 0 | 0 | 0 | 0 | 0 | 0 | 0 | 0 | 0 | 0 | 0 | 0 | 0 | 0 | 0 | 0 | 0
4373 | 15.3 | 1411.34 | 660 | 131.35 | 2202.69 | 740.21 | 444.13 | 11547.34 | 3387.03 | 14490.24 | 190.84 | 1832.34 | 152.71 | 2398.5 | 2214 | 2214 | 61.5 | 6857.25 | 288.8 | 17.82 | -52.22 | 15.9 | 20 | 8.03 | 0 | 0.5 | 0.1 | 0.5 | 0.5 | 0 | 1002.07 | 0 | 190.31 | 0 | 445.03 | 0 | 194.93 | 0 | 74.45 | 0 | 10.62 | 0 | 21.74 | 0 | 10.88 | 35.03
4374 | 18.8 | 1411.34 | 660 | 131.35 | 2202.69 | 740.21 | 444.13 | 11547.34 | 3387.03 | 14490.24 | 190.84 | 49496.45 | 3802.35 | 2398.5 | 2214 | 2214 | 61.5 | 6857.25 | 305.92 | 34.94 | -45.27 | 22.85 | 23.9 | 0 | 0 | 0.5 | 0.1 | 0.5 | 0.5 | 0 | 38115.23 | 0 | 5660.53 | 0 | 4007.12 | 0 | 1713.57 | 0 | 2831.79 | 0 | 315.81 | 0 | 195.76 | 0 | 95.6 | 363.39
4375 | 20.7 | 1411.34 | 660 | 131.35 | 2202.69 | 740.21 | 444.13 | 11547.34 | 3387.03 | 14490.24 | 190.84 | 38496.15 | 6084.55 | 2398.5 | 2214 | 2214 | 61.5 | 6857.25 | 305.42 | 34.44 | -43.99 | 24.13 | 24 | 0 | -1.9 | 0.5 | 0.1 | 0.5 | 0.5 | 0 | 24785.01 | 0 | 7010.63 | 0 | 4693.45 | 0 | 2007.07 | 0 | 3682.83 | 0 | 782.26 | 0 | 458.57 | 0 | 223.95 | 936.94
4376 | 23.2 | 1411.34 | 660 | 131.35 | 2202.69 | 740.21 | 177.65 | 11280.86 | 3120.55 | 14223.76 | 190.84 | 52368.77 | 8469.26 | 959.4 | 4428 | 4428 | 24.6 | 9827.7 | 333.32 | 43.27 | -41.38 | 27.99 | 24 | 0 | -57.57 | 0.2 | 0.2 | 1 | 0.2 | 0 | 30661.69 | 0 | 12504.67 | 0 | 6445.93 | 0 | 2756.48 | 0 | 4556.06 | 0 | 1395.3 | 0 | 629.79 | 0 | 307.57 | 1580.54
4377 | 26 | 1411.34 | 660 | 131.35 | 2202.69 | 740.21 | 177.65 | 11280.86 | 3120.55 | 14223.76 | 190.84 | 57402.43 | 9559.41 | 959.4 | 4428 | 4428 | 24.6 | 9827.7 | 337.63 | 47.58 | -38.19 | 31.18 | 24 | 0 | -81.31 | 0.2 | 0.2 | 1 | 0.2 | 0 | 29397.47 | 0 | 16728.62 | 0 | 7898.63 | 0 | 3377.7 | 0 | 4368.2 | 0 | 1866.61 | 0 | 771.73 | 0 | 376.89 | 2175.98
4378 | 27.6 | 1411.34 | 660 | 131.35 | 2202.69 | 740.21 | 177.65 | 11280.86 | 3120.55 | 14223.76 | 190.84 | 54897.78 | 9469.93 | 959.4 | 4428 | 4428 | 24.6 | 9827.7 | 338.33 | 48.28 | -36.79 | 32.58 | 24 | 0 | -83.71 | 0.2 | 0.2 | 1 | 0.2 | 0 | 23204.49 | 0 | 18499.52 | 0 | 9241.71 | 0 | 3952.05 | 0 | 3447.98 | 0 | 2064.22 | 0 | 902.95 | 0 | 440.98 | 2613.8
4379 | 29.5 | 1411.34 | 660 | 131.35 | 2202.69 | 740.21 | 177.65 | 11280.86 | 3120.55 | 14223.76 | 190.84 | 50109.27 | 9219.72 | 959.4 | 4428 | 4428 | 24.6 | 9827.7 | 338.59 | 48.54 | -35.27 | 34.11 | 24 | 0 | -84.6 | 0.2 | 0.2 | 1 | 0.2 | 0 | 16220.09 | 0 | 20213.73 | 0 | 9579.11 | 0 | 4096.33 | 0 | 2410.16 | 0 | 2255.49 | 0 | 935.92 | 0 | 457.08 | 3161.08
4380 | 30.7 | 1411.34 | 660 | 131.35 | 2202.69 | 740.21 | 177.65 | 11280.86 | 3120.55 | 14223.76 | 190.84 | 41659.22 | 8279.82 | 959.4 | 4428 | 4428 | 24.6 | 9827.7 | 336.95 | 46.9 | -34.74 | 34.64 | 24 | 0 | -78.96 | 0.2 | 0.2 | 1 | 0.2 | 0 | 7421.23 | 0 | 19498.16 | 0 | 10508.44 | 0 | 4231.4 | 0 | 1102.73 | 0 | 2175.65 | 0 | 1026.71 | 0 | 472.15 | 3502.58
4381 | 25.4 | 1411.34 | 660 | 131.35 | 2202.69 | 740.21 | 177.65 | 11280.86 | 3120.55 | 14223.76 | 190.84 | 36061.55 | 5993.41 | 959.4 | 4428 | 4428 | 24.6 | 9827.7 | 329.87 | 39.82 | -40.51 | 28.86 | 24 | 0 | -54.53 | 0.2 | 0.2 | 1 | 0.2 | 0 | 8776.65 | 0 | 7665.39 | 0 | 14615.27 | 0 | 5004.23 | 0 | 1304.13 | 0 | 855.32 | 0 | 1427.97 | 0 | 558.38 | 1847.61
4382 | 26.2 | 1411.34 | 660 | 131.35 | 2202.69 | 740.21 | 177.65 | 11280.86 | 3120.55 | 14223.76 | 190.84 | 29439.57 | 4803.36 | 959.4 | 4428 | 4428 | 24.6 | 9827.7 | 328.33 | 38.28 | -40.26 | 29.11 | 24 | 0 | -49.22 | 0.2 | 0.2 | 1 | 0.2 | 0 | 7996.89 | 0 | 4963.54 | 0 | 11919.51 | 0 | 4559.63 | 0 | 1188.27 | 0 | 553.84 | 0 | 1164.58 | 0 | 508.77 | 1387.9
4383 | 27.1 | 1411.34 | 660 | 131.35 | 2202.69 | 740.21 | 177.65 | 11280.86 | 3120.55 | 14223.76 | 190.84 | 38282.2 | 6167.06 | 959.4 | 4428 | 4428 | 24.6 | 9827.7 | 332.1 | 42.05 | -38.67 | 30.71 | 24 | 0 | -62.23 | 0.2 | 0.2 | 1 | 0.2 | 0 | 8547.76 | 0 | 5513.68 | 0 | 19347.04 | 0 | 4873.72 | 0 | 1270.12 | 0 | 615.23 | 0 | 1890.28 | 0 | 543.82 | 1847.61
4384 | 24.6 | 1411.34 | 660 | 131.35 | 2202.69 | 740.21 | 177.65 | 11280.86 | 3120.55 | 14223.76 | 190.84 | 16245.63 | 2648.88 | 959.4 | 4428 | 4428 | 24.6 | 9827.7 | 322.43 | 32.38 | -42.91 | 26.47 | 24 | 0 | -28.88 | 0.2 | 0.2 | 1 | 0.2 | 0 | 4622.39 | 0 | 2635.57 | 0 | 6338.51 | 0 | 2649.16 | 0 | 686.85 | 0 | 294.08 | 0 | 619.3 | 0 | 295.6 | 753.05
4385 | 24 | 1411.34 | 660 | 131.35 | 2202.69 | 740.21 | 177.65 | 11280.86 | 3120.55 | 14223.76 | 190.84 | 15570.17 | 2533.45 | 959.4 | 4428 | 4428 | 24.6 | 9827.7 | 321.65 | 31.6 | -43.56 | 25.82 | 24 | 0 | -26.21 | 0.2 | 0.2 | 1 | 0.2 | 0 | 4398.66 | 0 | 2508.01 | 0 | 6104.37 | 0 | 2559.13 | 0 | 653.6 | 0 | 279.85 | 0 | 596.42 | 0 | 285.55 | 718.03
4386 | 21.8 | 1411.34 | 660 | 131.35 | 2202.69 | 740.21 | 444.13 | 11547.34 | 3387.03 | 14490.24 | 190.84 | 11833.35 | 1925.97 | 2398.5 | 11070 | 11070 | 61.5 | 24569.25 | 302.88 | 31.9 | -43.79 | 24.32 | 24 | 0 | -4.73 | 0.5 | 0.5 | 1 | 0.5 | 0 | 3319.01 | 0 | 1892.42 | 0 | 4649.45 | 0 | 1972.47 | 0 | 493.18 | 0 | 211.16 | 0 | 454.27 | 0 | 220.09 | 547.28
4387 | 20.5 | 1411.34 | 660 | 131.35 | 2202.69 | 740.21 | 444.13 | 11547.34 | 3387.03 | 14490.24 | 190.84 | 2238.88 | 370.83 | 2398.5 | 11070 | 11070 | 61.5 | 24569.25 | 298.66 | 27.69 | -45.84 | 22.28 | 23.9 | 0 | 0 | 0.5 | 0.5 | 1 | 0.5 | 0 | 637.12 | 0 | 363.27 | 0 | 866.18 | 0 | 372.3 | 0 | 94.67 | 0 | 40.53 | 0 | 84.63 | 0 | 41.54 | 109.46
4388 | 20.5 | 1411.34 | 660 | 131.35 | 2202.69 | 740.21 | 444.13 | 11547.34 | 3387.03 | 14490.24 | 190.84 | 1253.62 | 207.53 | 2398.5 | 11070 | 11070 | 61.5 | 24569.25 | 298.35 | 27.37 | -45.91 | 22.2 | 23.9 | 0 | 0 | 0.5 | 0.5 | 1 | 0.5 | 0 | 353.67 | 0 | 201.65 | 0 | 485.25 | 0 | 213.05 | 0 | 52.55 | 0 | 22.5 | 0 | 47.41 | 0 | 23.77 | 61.3
4389 | 20 | 1411.34 | 660 | 131.35 | 2202.69 | 740.21 | 444.13 | 11547.34 | 3387.03 | 14490.24 | 190.84 | 939.24 | 143.27 | 2398.5 | 11070 | 11070 | 61.5 | 24569.25 | 297.79 | 26.81 | -46.43 | 21.68 | 23.9 | 0 | 0 | 0.5 | 0.5 | 1 | 0.5 | 0 | 229.17 | 0 | 130.67 | 0 | 363.15 | 0 | 216.25 | 0 | 34.05 | 0 | 14.58 | 0 | 35.48 | 0 | 24.13 | 35.03
4390 | 19.4 | 1411.34 | 660 | 131.35 | 2202.69 | 740.21 | 444.13 | 11547.34 | 3387.03 | 14490.24 | 190.84 | 0 | 0 | 2398.5 | 11070 | 11070 | 61.5 | 24569.25 | 296.94 | 25.97 | -47.1 | 21.02 | 23.9 | 0 | 0 | 0.5 | 0.5 | 1 | 0.5 | 0 | 0 | 0 | 0 | 0 | 0 | 0 | 0 | 0 | 0 | 0 | 0 | 0 | 0 | 0 | 0 | 0
4391 | 18.9 | 1411.34 | 660 | 131.35 | 2202.69 | 740.21 | 444.13 | 11547.34 | 3387.03 | 14490.24 | 190.84 | 0 | 0 | 2398.5 | 11070 | 11070 | 61.5 | 24569.25 | 296.48 | 25.51 | -47.59 | 20.52 | 23.9 | 0 | 0 | 0.5 | 0.5 | 1 | 0.5 | 0 | 0 | 0 | 0 | 0 | 0 | 0 | 0 | 0 | 0 | 0 | 0 | 0 | 0 | 0 | 0 | 0
4392 | 18.4 | 1411.34 | 660 | 131.35 | 2202.69 | 740.21 | 444.13 | 11547.34 | 3387.03 | 14490.24 | 190.84 | 0 | 0 | 2398.5 | 11070 | 11070 | 61.5 | 24569.25 | 296.03 | 25.05 | -48.09 | 20.03 | 23.9 | 0 | 0 | 0.5 | 0.5 | 1 | 0.5 | 0 | 0 | 0 | 0 | 0 | 0 | 0 | 0 | 0 | 0 | 0 | 0 | 0 | 0 | 0 | 0 | 0
4393 | 18.1 | 1411.34 | 660 | 131.35 | 2202.69 | 740.21 | 444.13 | 11547.34 | 3387.03 | 14490.24 | 190.84 | 0 | 0 | 2398.5 | 2214 | 2214 | 61.5 | 6857.25 | 290.95 | 19.97 | -49.59 | 18.53 | 20 | 0.09 | 0 | 0.5 | 0.1 | 0.5 | 0.5 | 0 | 0 | 0 | 0 | 0 | 0 | 0 | 0 | 0 | 0 | 0 | 0 | 0 | 0 | 0 | 0 | 0
4394 | 18.1 | 1411.34 | 660 | 131.35 | 2202.69 | 740.21 | 444.13 | 11547.34 | 3387.03 | 14490.24 | 190.84 | 0 | 0 | 2398.5 | 2214 | 2214 | 61.5 | 6857.25 | 290.83 | 19.86 | -49.59 | 18.53 | 20 | 0.53 | 0 | 0.5 | 0.1 | 0.5 | 0.5 | 0 | 0 | 0 | 0 | 0 | 0 | 0 | 0 | 0 | 0 | 0 | 0 | 0 | 0 | 0 | 0 | 0
4395 | 18.6 | 1411.34 | 660 | 131.35 | 2202.69 | 740.21 | 444.13 | 11547.34 | 3387.03 | 14490.24 | 190.84 | 0 | 0 | 2398.5 | 2214 | 2214 | 61.5 | 6857.25 | 291.29 | 20.31 | -49.09 | 19.02 | 20.31 | 0 | 0 | 0.5 | 0.1 | 0.5 | 0.5 | 0 | 0 | 0 | 0 | 0 | 0 | 0 | 0 | 0 | 0 | 0 | 0 | 0 | 0 | 0 | 0 | 0
4396 | 18.3 | 1411.34 | 660 | 131.35 | 2202.69 | 740.21 | 444.13 | 11547.34 | 3387.03 | 14490.24 | 190.84 | 0 | 0 | 2398.5 | 2214 | 2214 | 61.5 | 6857.25 | 291.03 | 20.05 | -49.39 | 18.72 | 20.05 | 0 | 0 | 0.5 | 0.1 | 0.5 | 0.5 | 0 | 0 | 0 | 0 | 0 | 0 | 0 | 0 | 0 | 0 | 0 | 0 | 0 | 0 | 0 | 0 | 0
4397 | 18.4 | 1411.34 | 660 | 131.35 | 2202.69 | 740.21 | 444.13 | 11547.34 | 3387.03 | 14490.24 | 190.84 | 0 | 0 | 2398.5 | 2214 | 2214 | 61.5 | 6857.25 | 291.11 | 20.13 | -49.29 | 18.82 | 20.13 | 0 | 0 | 0.5 | 0.1 | 0.5 | 0.5 | 0 | 0 | 0 | 0 | 0 | 0 | 0 | 0 | 0 | 0 | 0 | 0 | 0 | 0 | 0 | 0 | 0
4398 | 19.3 | 1411.34 | 660 | 131.35 | 2202.69 | 740.21 | 444.13 | 11547.34 | 3387.03 | 14490.24 | 190.84 | 18477.78 | 1425.09 | 2398.5 | 2214 | 2214 | 61.5 | 6857.25 | 297.33 | 26.35 | -47.05 | 21.07 | 23.9 | 0 | 0 | 0.5 | 0.1 | 0.5 | 0.5 | 0 | 12939.78 | 0 | 2246.9 | 0 | 2305.28 | 0 | 985.81 | 0 | 961.37 | 0 | 125.36 | 0 | 112.62 | 0 | 55 | 170.75
4399 | 19.6 | 1411.34 | 660 | 131.35 | 2202.69 | 740.21 | 444.13 | 11547.34 | 3387.03 | 14490.24 | 190.84 | 6278.86 | 1020.94 | 2398.5 | 2214 | 2214 | 61.5 | 6857.25 | 294.31 | 23.33 | -47.61 | 20.5 | 23.33 | 0 | 0 | 0.5 | 0.1 | 0.5 | 0.5 | 0 | 2227.16 | 0 | 1051.89 | 0 | 2101.25 | 0 | 898.56 | 0 | 330.94 | 0 | 117.37 | 0 | 205.3 | 0 | 100.26 | 267.07
4400 | 19.2 | 1411.34 | 660 | 131.35 | 2202.69 | 740.21 | 177.65 | 11280.86 | 3120.55 | 14223.76 | 190.84 | 19399.62 | 1585.34 | 959.4 | 4428 | 4428 | 24.6 | 9827.7 | 318.12 | 28.07 | -48.09 | 21.28 | 23.9 | 0 | 0 | 0.2 | 0.2 | 1 | 0.2 | 0 | 6134.74 | 0 | 3322.44 | 0 | 6964.29 | 0 | 2978.15 | 0 | 455.78 | 0 | 185.36 | 0 | 340.22 | 0 | 166.15 | 437.82
4401 | 18.6 | 1411.34 | 660 | 131.35 | 2202.69 | 740.21 | 177.65 | 11280.86 | 3120.55 | 14223.76 | 190.84 | 17430.15 | 2852.19 | 959.4 | 4428 | 4428 | 24.6 | 9827.7 | 317.39 | 27.34 | -48.73 | 20.64 | 23.9 | 0 | 0 | 0.2 | 0.2 | 1 | 0.2 | 0 | 5689.83 | 0 | 3243.01 | 0 | 5952.04 | 0 | 2545.28 | 0 | 845.46 | 0 | 361.86 | 0 | 581.54 | 0 | 284.01 | 779.32
4402 | 18.7 | 1411.34 | 660 | 131.35 | 2202.69 | 740.21 | 177.65 | 11280.86 | 3120.55 | 14223.76 | 190.84 | 16814.23 | 2752.37 | 959.4 | 4428 | 4428 | 24.6 | 9827.7 | 317.28 | 27.23 | -48.68 | 20.69 | 23.9 | 0 | 0 | 0.2 | 0.2 | 1 | 0.2 | 0 | 4963.87 | 0 | 2918.38 | 0 | 6256.5 | 0 | 2675.48 | 0 | 737.59 | 0 | 325.64 | 0 | 611.28 | 0 | 298.54 | 779.32
4403 | 18.5 | 1411.34 | 660 | 131.35 | 2202.69 | 740.21 | 177.65 | 11280.86 | 3120.55 | 14223.76 | 190.84 | 15696.12 | 2566.94 | 959.4 | 4428 | 4428 | 24.6 | 9827.7 | 316.72 | 26.67 | -48.97 | 20.4 | 23.9 | 0 | 0 | 0.2 | 0.2 | 1 | 0.2 | 0 | 4525.3 | 0 | 2621.43 | 0 | 5988.51 | 0 | 2560.88 | 0 | 672.42 | 0 | 292.51 | 0 | 585.1 | 0 | 285.75 | 731.16
4404 | 19 | 1411.34 | 660 | 131.35 | 2202.69 | 740.21 | 177.65 | 11280.86 | 3120.55 | 14223.76 | 190.84 | 20821.85 | 3405.19 | 959.4 | 4428 | 4428 | 24.6 | 9827.7 | 318.9 | 28.85 | -48.06 | 21.31 | 23.9 | 0 | 0 | 0.2 | 0.2 | 1 | 0.2 | 0 | 5943.07 | 0 | 3559.26 | 0 | 7930.93 | 0 | 3388.59 | 0 | 883.09 | 0 | 397.15 | 0 | 774.88 | 0 | 378.11 | 971.97
4405 | 19.1 | 1411.34 | 660 | 131.35 | 2202.69 | 740.21 | 177.65 | 11280.86 | 3120.55 | 14223.76 | 190.84 | 25133.39 | 4107.88 | 959.4 | 4428 | 4428 | 24.6 | 9827.7 | 320.44 | 30.39 | -47.62 | 21.76 | 23.9 | 0 | 0 | 0.2 | 0.2 | 1 | 0.2 | 0 | 7047.98 | 0 | 4329.68 | 0 | 9737.14 | 0 | 4018.59 | 0 | 1047.27 | 0 | 483.12 | 0 | 951.36 | 0 | 448.4 | 1177.74
4406 | 18 | 1411.34 | 660 | 131.35 | 2202.69 | 740.21 | 177.65 | 11280.86 | 3120.55 | 14223.76 | 190.84 | 14332.15 | 2344.15 | 959.4 | 4428 | 4428 | 24.6 | 9827.7 | 315.8 | 25.75 | -49.58 | 19.8 | 23.9 | 0 | 0 | 0.2 | 0.2 | 1 | 0.2 | 0 | 4102.62 | 0 | 2358.95 | 0 | 5531.37 | 0 | 2339.21 | 0 | 609.61 | 0 | 263.22 | 0 | 540.44 | 0 | 261.01 | 669.87
4407 | 17.8 | 1411.34 | 660 | 131.35 | 2202.69 | 740.21 | 177.65 | 11280.86 | 3120.55 | 14223.76 | 190.84 | 14042.4 | 2296.64 | 959.4 | 4428 | 4428 | 24.6 | 9827.7 | 315.53 | 25.48 | -49.8 | 19.58 | 23.9 | 0 | 0 | 0.2 | 0.2 | 1 | 0.2 | 0 | 4014.27 | 0 | 2296.23 | 0 | 5443.06 | 0 | 2288.84 | 0 | 596.49 | 0 | 256.22 | 0 | 531.81 | 0 | 255.39 | 656.73
4408 | 18 | 1411.34 | 660 | 131.35 | 2202.69 | 740.21 | 177.65 | 11280.86 | 3120.55 | 14223.76 | 190.84 | 12987.86 | 2124.72 | 959.4 | 4428 | 4428 | 24.6 | 9827.7 | 315.35 | 25.3 | -49.68 | 19.69 | 23.9 | 0 | 0 | 0.2 | 0.2 | 1 | 0.2 | 0 | 3703.33 | 0 | 2111.55 | 0 | 5052.64 | 0 | 2120.34 | 0 | 550.28 | 0 | 235.61 | 0 | 493.66 | 0 | 236.59 | 608.57
4409 | 18.6 | 1411.34 | 660 | 131.35 | 2202.69 | 740.21 | 177.65 | 11280.86 | 3120.55 | 14223.76 | 190.84 | 19210.72 | 3103.47 | 959.4 | 4428 | 4428 | 24.6 | 9827.7 | 317.98 | 27.93 | -48.59 | 20.78 | 23.9 | 0 | 0 | 0.2 | 0.2 | 1 | 0.2 | 0 | 5219.91 | 0 | 2976.26 | 0 | 7849.31 | 0 | 3165.23 | 0 | 775.63 | 0 | 332.1 | 0 | 766.91 | 0 | 353.18 | 875.64
4410 | 18.9 | 1411.34 | 660 | 131.35 | 2202.69 | 740.21 | 444.13 | 11547.34 | 3387.03 | 14490.24 | 190.84 | 15344.2 | 2469.64 | 2398.5 | 11070 | 11070 | 61.5 | 24569.25 | 301.31 | 30.34 | -46.38 | 21.74 | 23.9 | 0 | 0 | 0.5 | 0.5 | 1 | 0.5 | 0 | 4121.37 | 0 | 2349.9 | 0 | 6253.19 | 0 | 2619.74 | 0 | 612.4 | 0 | 262.21 | 0 | 610.96 | 0 | 292.32 | 691.76
4411 | 18.5 | 1411.34 | 660 | 131.35 | 2202.69 | 740.21 | 444.13 | 11547.34 | 3387.03 | 14490.24 | 190.84 | 5947.04 | 973.04 | 2398.5 | 11070 | 11070 | 61.5 | 24569.25 | 297.99 | 27.02 | -47.52 | 20.6 | 23.9 | 0 | 0 | 0.5 | 0.5 | 1 | 0.5 | 0 | 1663.19 | 0 | 948.31 | 0 | 2327.81 | 0 | 1007.73 | 0 | 247.14 | 0 | 105.81 | 0 | 227.44 | 0 | 112.44 | 280.21
4412 | 18.1 | 1411.34 | 660 | 131.35 | 2202.69 | 740.21 | 444.13 | 11547.34 | 3387.03 | 14490.24 | 190.84 | 3378.54 | 550.43 | 2398.5 | 11070 | 11070 | 61.5 | 24569.25 | 296.82 | 25.84 | -48.11 | 20 | 23.9 | 0 | 0 | 0.5 | 0.5 | 1 | 0.5 | 0 | 924.23 | 0 | 526.98 | 0 | 1324.15 | 0 | 603.18 | 0 | 137.33 | 0 | 58.8 | 0 | 129.37 | 0 | 67.3 | 157.62
4413 | 17.2 | 1411.34 | 660 | 131.35 | 2202.69 | 740.21 | 444.13 | 11547.34 | 3387.03 | 14490.24 | 190.84 | 947.64 | 144.15 | 2398.5 | 11070 | 11070 | 61.5 | 24569.25 | 295.22 | 24.24 | -49.2 | 18.92 | 23.9 | 0 | 0 | 0.5 | 0.5 | 1 | 0.5 | 0 | 229.09 | 0 | 130.62 | 0 | 366.72 | 0 | 221.22 | 0 | 34.04 | 0 | 14.57 | 0 | 35.83 | 0 | 24.68 | 35.03
4414 | 16.5 | 1411.34 | 660 | 131.35 | 2202.69 | 740.21 | 444.13 | 11547.34 | 3387.03 | 14490.24 | 190.84 | 0 | 0 | 2398.5 | 11070 | 11070 | 61.5 | 24569.25 | 294.28 | 23.31 | -49.96 | 18.15 | 23.31 | 0 | 0 | 0.5 | 0.5 | 1 | 0.5 | 0 | 0 | 0 | 0 | 0 | 0 | 0 | 0 | 0 | 0 | 0 | 0 | 0 | 0 | 0 | 0 | 0
4415 | 16.1 | 1411.34 | 660 | 131.35 | 2202.69 | 740.21 | 444.13 | 11547.34 | 3387.03 | 14490.24 | 190.84 | 0 | 0 | 2398.5 | 11070 | 11070 | 61.5 | 24569.25 | 293.9 | 22.92 | -50.36 | 17.76 | 22.92 | 0 | 0 | 0.5 | 0.5 | 1 | 0.5 | 0 | 0 | 0 | 0 | 0 | 0 | 0 | 0 | 0 | 0 | 0 | 0 | 0 | 0 | 0 | 0 | 0
4416 | 16.1 | 1411.34 | 660 | 131.35 | 2202.69 | 740.21 | 444.13 | 11547.34 | 3387.03 | 14490.24 | 190.84 | 0 | 0 | 2398.5 | 11070 | 11070 | 61.5 | 24569.25 | 293.89 | 22.91 | -50.36 | 17.76 | 22.91 | 0 | 0 | 0.5 | 0.5 | 1 | 0.5 | 0 | 0 | 0 | 0 | 0 | 0 | 0 | 0 | 0 | 0 | 0 | 0 | 0 | 0 | 0 | 0 | 0
4417 | 15.6 | 1411.34 | 660 | 131.35 | 2202.69 | 740.21 | 444.13 | 11547.34 | 3387.03 | 14490.24 | 190.84 | 0 | 0 | 2398.5 | 2214 | 2214 | 61.5 | 6857.25 | 288.63 | 17.65 | -52.06 | 16.06 | 20 | 8.67 | 0 | 0.5 | 0.1 | 0.5 | 0.5 | 0 | 0 | 0 | 0 | 0 | 0 | 0 | 0 | 0 | 0 | 0 | 0 | 0 | 0 | 0 | 0 | 0
4418 | 15 | 1411.34 | 660 | 131.35 | 2202.69 | 740.21 | 444.13 | 11547.34 | 3387.03 | 14490.24 | 190.84 | 0 | 0 | 2398.5 | 2214 | 2214 | 61.5 | 6857.25 | 287.99 | 17.01 | -52.65 | 15.47 | 20 | 11.03 | 0 | 0.5 | 0.1 | 0.5 | 0.5 | 0 | 0 | 0 | 0 | 0 | 0 | 0 | 0 | 0 | 0 | 0 | 0 | 0 | 0 | 0 | 0 | 0
4419 | 14 | 1411.34 | 660 | 131.35 | 2202.69 | 740.21 | 444.13 | 11547.34 | 3387.03 | 14490.24 | 190.84 | 0 | 0 | 2398.5 | 2214 | 2214 | 61.5 | 6857.25 | 287.07 | 16.09 | -53.63 | 14.48 | 20 | 14.42 | 0 | 0.5 | 0.1 | 0.5 | 0.5 | 0 | 0 | 0 | 0 | 0 | 0 | 0 | 0 | 0 | 0 | 0 | 0 | 0 | 0 | 0 | 0 | 0
4420 | 12.8 | 1411.34 | 660 | 131.35 | 2202.69 | 740.21 | 444.13 | 11547.34 | 3387.03 | 14490.24 | 190.84 | 0 | 0 | 2398.5 | 2214 | 2214 | 61.5 | 6857.25 | 285.97 | 14.99 | -54.82 | 13.3 | 20 | 18.48 | 0 | 0.5 | 0.1 | 0.5 | 0.5 | 0 | 0 | 0 | 0 | 0 | 0 | 0 | 0 | 0 | 0 | 0 | 0 | 0 | 0 | 0 | 0 | 0
4421 | 12.3 | 1411.34 | 660 | 131.35 | 2202.69 | 740.21 | 444.13 | 11547.34 | 3387.03 | 14490.24 | 190.84 | 1154.54 | 92.46 | 2398.5 | 2214 | 2214 | 61.5 | 6857.25 | 285.85 | 14.87 | -55.23 | 12.89 | 20 | 18.93 | 0 | 0.5 | 0.1 | 0.5 | 0.5 | 0 | 863.75 | 0 | 65.83 | 0 | 153.95 | 0 | 71.01 | 0 | 64.17 | 0 | 3.67 | 0 | 7.52 | 0 | 3.96 | 13.13
4422 | 13.7 | 1411.34 | 660 | 131.35 | 2202.69 | 740.21 | 444.13 | 11547.34 | 3387.03 | 14490.24 | 190.84 | 31495.69 | 2404.1 | 2398.5 | 2214 | 2214 | 61.5 | 6857.25 | 295.98 | 25 | -51.62 | 16.49 | 23.9 | 0 | 0 | 0.5 | 0.1 | 0.5 | 0.5 | 0 | 24117.5 | 0 | 3619.35 | 0 | 2632.92 | 0 | 1125.92 | 0 | 1791.82 | 0 | 201.93 | 0 | 128.62 | 0 | 62.82 | 218.91
4423 | 16.6 | 1411.34 | 660 | 131.35 | 2202.69 | 740.21 | 444.13 | 11547.34 | 3387.03 | 14490.24 | 190.84 | 34453.56 | 5449.87 | 2398.5 | 2214 | 2214 | 61.5 | 6857.25 | 300.39 | 29.41 | -48.35 | 19.76 | 23.9 | 0 | 0 | 0.5 | 0.1 | 0.5 | 0.5 | 0 | 21485.95 | 0 | 6245.01 | 0 | 4708.92 | 0 | 2013.68 | 0 | 3192.62 | 0 | 696.83 | 0 | 460.08 | 0 | 224.69 | 875.64
4424 | 18 | 1411.34 | 660 | 131.35 | 2202.69 | 740.21 | 177.65 | 11280.86 | 3120.55 | 14223.76 | 190.84 | 30239.6 | 4870.72 | 959.4 | 4428 | 4428 | 24.6 | 9827.7 | 321.15 | 31.1 | -48.3 | 21.08 | 23.9 | 0 | 0 | 0.2 | 0.2 | 1 | 0.2 | 0 | 14582.9 | 0 | 6443.03 | 0 | 6453.81 | 0 | 2759.85 | 0 | 2166.89 | 0 | 718.93 | 0 | 630.56 | 0 | 307.95 | 1046.4
4425 | 19.6 | 1411.34 | 660 | 131.35 | 2202.69 | 740.21 | 177.65 | 11280.86 | 3120.55 | 14223.76 | 190.84 | 57566.61 | 9582.85 | 959.4 | 4428 | 4428 | 24.6 | 9827.7 | 331.89 | 41.84 | -44.49 | 24.88 | 24 | 0 | -12.68 | 0.2 | 0.2 | 1 | 0.2 | 0 | 29521.56 | 0 | 16822.41 | 0 | 7861.02 | 0 | 3361.62 | 0 | 4386.64 | 0 | 1877.08 | 0 | 768.05 | 0 | 375.1 | 2175.98
4426 | 20.1 | 1411.34 | 660 | 131.35 | 2202.69 | 740.21 | 177.65 | 11280.86 | 3120.55 | 14223.76 | 190.84 | 50289.37 | 8557.08 | 959.4 | 4428 | 4428 | 24.6 | 9827.7 | 329.94 | 39.89 | -44.58 | 24.8 | 24 | 0 | -11.48 | 0.2 | 0.2 | 1 | 0.2 | 0 | 20287.47 | 0 | 15730.93 | 0 | 9996.26 | 0 | 4274.71 | 0 | 3014.54 | 0 | 1755.29 | 0 | 976.67 | 0 | 476.98 | 2333.59
4427 | 21 | 1411.34 | 660 | 131.35 | 2202.69 | 740.21 | 177.65 | 11280.86 | 3120.55 | 14223.76 | 190.84 | 46597.66 | 8272.1 | 959.4 | 4428 | 4428 | 24.6 | 9827.7 | 329.6 | 39.55 | -43.97 | 25.41 | 24 | 0 | -20.31 | 0.2 | 0.2 | 1 | 0.2 | 0 | 14744.73 | 0 | 16613.3 | 0 | 10674.76 | 0 | 4564.87 | 0 | 2190.94 | 0 | 1853.75 | 0 | 1042.96 | 0 | 509.36 | 2675.09
4428 | 20.6 | 1411.34 | 660 | 131.35 | 2202.69 | 740.21 | 177.65 | 11280.86 | 3120.55 | 14223.76 | 190.84 | 41274.14 | 7885.18 | 959.4 | 4428 | 4428 | 24.6 | 9827.7 | 327.58 | 37.53 | -44.76 | 24.62 | 24 | 0 | -8.91 | 0.2 | 0.2 | 1 | 0.2 | 0 | 7986.52 | 0 | 17562.66 | 0 | 11171.24 | 0 | 4553.72 | 0 | 1186.73 | 0 | 1959.68 | 0 | 1091.47 | 0 | 508.11 | 3139.19
4429 | 21.2 | 1411.34 | 660 | 131.35 | 2202.69 | 740.21 | 177.65 | 11280.86 | 3120.55 | 14223.76 | 190.84 | 50938.96 | 9278.52 | 959.4 | 4428 | 4428 | 24.6 | 9827.7 | 331.33 | 41.28 | -43.4 | 25.98 | 24 | 0 | -28.5 | 0.2 | 0.2 | 1 | 0.2 | 0 | 7447.45 | 0 | 16239.27 | 0 | 23005.88 | 0 | 4246.35 | 0 | 1106.63 | 0 | 1812.01 | 0 | 2247.76 | 0 | 473.82 | 3638.3
4430 | 21.3 | 1411.34 | 660 | 131.35 | 2202.69 | 740.21 | 177.65 | 11280.86 | 3120.55 | 14223.76 | 190.84 | 59664.91 | 10213.28 | 959.4 | 4428 | 4428 | 24.6 | 9827.7 | 334.23 | 44.18 | -42.63 | 26.75 | 24 | 0 | -39.58 | 0.2 | 0.2 | 1 | 0.2 | 0 | 7256.1 | 0 | 12562.6 | 0 | 35708.96 | 0 | 4137.25 | 0 | 1078.19 | 0 | 1401.76 | 0 | 3488.9 | 0 | 461.64 | 3782.78
4431 | 21.3 | 1411.34 | 660 | 131.35 | 2202.69 | 740.21 | 177.65 | 11280.86 | 3120.55 | 14223.76 | 190.84 | 59947.15 | 9763.6 | 959.4 | 4428 | 4428 | 24.6 | 9827.7 | 334.18 | 44.13 | -42.64 | 26.73 | 24 | 0 | -39.42 | 0.2 | 0.2 | 1 | 0.2 | 0 | 6930.73 | 0 | 6683.28 | 0 | 42381.42 | 0 | 3951.73 | 0 | 1029.84 | 0 | 745.73 | 0 | 4140.82 | 0 | 440.94 | 3406.26
4432 | 21.5 | 1411.34 | 660 | 131.35 | 2202.69 | 740.21 | 177.65 | 11280.86 | 3120.55 | 14223.76 | 190.84 | 60662.11 | 9223.38 | 959.4 | 4428 | 4428 | 24.6 | 9827.7 | 334.41 | 44.36 | -42.43 | 26.94 | 24 | 0 | -42.44 | 0.2 | 0.2 | 1 | 0.2 | 0 | 6596.36 | 0 | 3761.08 | 0 | 43890.41 | 0 | 6414.26 | 0 | 980.16 | 0 | 419.67 | 0 | 4288.26 | 0 | 715.72 | 2819.58
4433 | 20.5 | 1411.34 | 660 | 131.35 | 2202.69 | 740.21 | 177.65 | 11280.86 | 3120.55 | 14223.76 | 190.84 | 63189.47 | 8998.64 | 959.4 | 4428 | 4428 | 24.6 | 9827.7 | 334.17 | 44.12 | -43.26 | 26.12 | 24 | 0 | -30.52 | 0.2 | 0.2 | 1 | 0.2 | 0 | 5800.22 | 0 | 3307.14 | 0 | 43263.39 | 0 | 10818.72 | 0 | 861.86 | 0 | 369.02 | 0 | 4227 | 0 | 1207.18 | 2333.59
4434 | 20.4 | 1411.34 | 660 | 131.35 | 2202.69 | 740.21 | 444.13 | 11547.34 | 3387.03 | 14490.24 | 190.84 | 61536.18 | 8289.83 | 2398.5 | 11070 | 11070 | 61.5 | 24569.25 | 316.79 | 45.81 | -41.36 | 26.76 | 24 | 0 | -40.51 | 0.5 | 0.5 | 1 | 0.5 | 0 | 4704.3 | 0 | 2682.28 | 0 | 39634.06 | 0 | 14515.54 | 0 | 699.02 | 0 | 299.29 | 0 | 3872.4 | 0 | 1619.67 | 1799.45
4435 | 19.4 | 1411.34 | 660 | 131.35 | 2202.69 | 740.21 | 444.13 | 11547.34 | 3387.03 | 14490.24 | 190.84 | 55532.36 | 7094.48 | 2398.5 | 11070 | 11070 | 61.5 | 24569.25 | 313.92 | 42.94 | -42.83 | 25.28 | 24 | 0 | -18.82 | 0.5 | 0.5 | 1 | 0.5 | 0 | 3391.42 | 0 | 1933.7 | 0 | 32982 | 0 | 17225.24 | 0 | 503.94 | 0 | 215.77 | 0 | 3222.47 | 0 | 1922.03 | 1230.28
4436 | 18.2 | 1411.34 | 660 | 131.35 | 2202.69 | 740.21 | 444.13 | 11547.34 | 3387.03 | 14490.24 | 190.84 | 34238.71 | 4232.37 | 2398.5 | 11070 | 11070 | 61.5 | 24569.25 | 306.27 | 35.29 | -45.66 | 22.45 | 23.9 | 0 | 0 | 0.5 | 0.5 | 1 | 0.5 | 0 | 2194.62 | 0 | 1251.32 | 0 | 17496.64 | 0 | 13296.13 | 0 | 326.1 | 0 | 139.62 | 0 | 1709.49 | 0 | 1483.61 | 573.55
4437 | 16.2 | 1411.34 | 660 | 131.35 | 2202.69 | 740.21 | 444.13 | 11547.34 | 3387.03 | 14490.24 | 190.84 | 5079.15 | 679.2 | 2398.5 | 11070 | 11070 | 61.5 | 24569.25 | 295.57 | 24.59 | -49.86 | 18.25 | 23.9 | 0 | 0 | 0.5 | 0.5 | 1 | 0.5 | 0 | 483.8 | 0 | 275.85 | 0 | 2020.48 | 0 | 2299.02 | 0 | 71.89 | 0 | 30.78 | 0 | 197.41 | 0 | 256.53 | 122.59
4438 | 13 | 1411.34 | 660 | 131.35 | 2202.69 | 740.21 | 444.13 | 11547.34 | 3387.03 | 14490.24 | 190.84 | 0 | 0 | 2398.5 | 11070 | 11070 | 61.5 | 24569.25 | 291.07 | 20.09 | -53.42 | 14.7 | 20.09 | 0 | 0 | 0.5 | 0.5 | 1 | 0.5 | 0 | 0 | 0 | 0 | 0 | 0 | 0 | 0 | 0 | 0 | 0 | 0 | 0 | 0 | 0 | 0 | 0
4439 | 11.2 | 1411.34 | 660 | 131.35 | 2202.69 | 740.21 | 444.13 | 11547.34 | 3387.03 | 14490.24 | 190.84 | 0 | 0 | 2398.5 | 11070 | 11070 | 61.5 | 24569.25 | 289.3 | 18.33 | -55.19 | 12.92 | 20 | 6.18 | 0 | 0.5 | 0.5 | 1 | 0.5 | 0 | 0 | 0 | 0 | 0 | 0 | 0 | 0 | 0 | 0 | 0 | 0 | 0 | 0 | 0 | 0 | 0
4440 | 10.3 | 1411.34 | 660 | 131.35 | 2202.69 | 740.21 | 444.13 | 11547.34 | 3387.03 | 14490.24 | 190.84 | 0 | 0 | 2398.5 | 11070 | 11070 | 61.5 | 24569.25 | 288.47 | 17.5 | -56.08 | 12.03 | 20 | 9.24 | 0 | 0.5 | 0.5 | 1 | 0.5 | 0 | 0 | 0 | 0 | 0 | 0 | 0 | 0 | 0 | 0 | 0 | 0 | 0 | 0 | 0 | 0 | 0
4441 | 9.8 | 1411.34 | 660 | 131.35 | 2202.69 | 740.21 | 444.13 | 11547.34 | 3387.03 | 14490.24 | 190.84 | 0 | 0 | 2398.5 | 2214 | 2214 | 61.5 | 6857.25 | 283.21 | 12.24 | -57.78 | 10.33 | 20 | 28.64 | 0 | 0.5 | 0.1 | 0.5 | 0.5 | 0 | 0 | 0 | 0 | 0 | 0 | 0 | 0 | 0 | 0 | 0 | 0 | 0 | 0 | 0 | 0 | 0
4442 | 9.8 | 1411.34 | 660 | 131.35 | 2202.69 | 740.21 | 444.13 | 11547.34 | 3387.03 | 14490.24 | 190.84 | 0 | 0 | 2398.5 | 2214 | 2214 | 61.5 | 6857.25 | 283.21 | 12.24 | -57.78 | 10.33 | 20 | 28.64 | 0 | 0.5 | 0.1 | 0.5 | 0.5 | 0 | 0 | 0 | 0 | 0 | 0 | 0 | 0 | 0 | 0 | 0 | 0 | 0 | 0 | 0 | 0 | 0
4443 | 9.2 | 1411.34 | 660 | 131.35 | 2202.69 | 740.21 | 444.13 | 11547.34 | 3387.03 | 14490.24 | 190.84 | 0 | 0 | 2398.5 | 2214 | 2214 | 61.5 | 6857.25 | 282.66 | 11.69 | -58.37 | 9.74 | 20 | 30.68 | 0 | 0.5 | 0.1 | 0.5 | 0.5 | 0 | 0 | 0 | 0 | 0 | 0 | 0 | 0 | 0 | 0 | 0 | 0 | 0 | 0 | 0 | 0 | 0
4444 | 9.1 | 1411.34 | 660 | 131.35 | 2202.69 | 740.21 | 444.13 | 11547.34 | 3387.03 | 14490.24 | 190.84 | 0 | 0 | 2398.5 | 2214 | 2214 | 61.5 | 6857.25 | 282.57 | 11.6 | -58.47 | 9.64 | 20 | 31.02 | 0 | 0.5 | 0.1 | 0.5 | 0.5 | 0 | 0 | 0 | 0 | 0 | 0 | 0 | 0 | 0 | 0 | 0 | 0 | 0 | 0 | 0 | 0 | 0
4445 | 9.5 | 1411.34 | 660 | 131.35 | 2202.69 | 740.21 | 444.13 | 11547.34 | 3387.03 | 14490.24 | 190.84 | 1903.75 | 156.25 | 2398.5 | 2214 | 2214 | 61.5 | 6857.25 | 283.5 | 12.52 | -57.94 | 10.18 | 20 | 27.6 | 0 | 0.5 | 0.1 | 0.5 | 0.5 | 0 | 1387.15 | 0 | 117.21 | 0 | 274.09 | 0 | 125.31 | 0 | 103.06 | 0 | 6.54 | 0 | 13.39 | 0 | 6.99 | 26.27
4446 | 12.3 | 1411.34 | 660 | 131.35 | 2202.69 | 740.21 | 444.13 | 11547.34 | 3387.03 | 14490.24 | 190.84 | 44140.5 | 3379.45 | 2398.5 | 2214 | 2214 | 61.5 | 6857.25 | 298.39 | 27.41 | -52.08 | 16.04 | 23.9 | 0 | 0 | 0.5 | 0.1 | 0.5 | 0.5 | 0 | 33874.59 | 0 | 5068.9 | 0 | 3640.3 | 0 | 1556.71 | 0 | 2516.73 | 0 | 282.8 | 0 | 177.84 | 0 | 86.85 | 315.23
4447 | 15.1 | 1411.34 | 660 | 131.35 | 2202.69 | 740.21 | 444.13 | 11547.34 | 3387.03 | 14490.24 | 190.84 | 33718.18 | 5333.53 | 2398.5 | 2214 | 2214 | 61.5 | 6857.25 | 298.78 | 27.8 | -49.89 | 18.23 | 23.9 | 0 | 0 | 0.5 | 0.1 | 0.5 | 0.5 | 0 | 20908.57 | 0 | 6109.73 | 0 | 4693 | 0 | 2006.88 | 0 | 3106.83 | 0 | 681.74 | 0 | 458.52 | 0 | 223.93 | 862.51
4448 | 17.6 | 1411.34 | 660 | 131.35 | 2202.69 | 740.21 | 177.65 | 11280.86 | 3120.55 | 14223.76 | 190.84 | 47461.06 | 7650.02 | 959.4 | 4428 | 4428 | 24.6 | 9827.7 | 326.59 | 36.54 | -47.3 | 22.07 | 23.9 | 0 | 0 | 0.2 | 0.2 | 1 | 0.2 | 0 | 26745.48 | 0 | 11091.66 | 0 | 6741.18 | 0 | 2882.74 | 0 | 3974.14 | 0 | 1237.63 | 0 | 658.64 | 0 | 321.66 | 1457.95
4449 | 19.8 | 1411.34 | 660 | 131.35 | 2202.69 | 740.21 | 177.65 | 11280.86 | 3120.55 | 14223.76 | 190.84 | 56676.18 | 9423.1 | 959.4 | 4428 | 4428 | 24.6 | 9827.7 | 331.77 | 41.72 | -44.37 | 25 | 24 | 0 | -14.47 | 0.2 | 0.2 | 1 | 0.2 | 0 | 28867.82 | 0 | 16465.3 | 0 | 7945.37 | 0 | 3397.69 | 0 | 4289.5 | 0 | 1837.23 | 0 | 776.29 | 0 | 379.12 | 2140.95
4450 | 21.9 | 1411.34 | 660 | 131.35 | 2202.69 | 740.21 | 177.65 | 11280.86 | 3120.55 | 14223.76 | 190.84 | 56508.21 | 9834.49 | 959.4 | 4428 | 4428 | 24.6 | 9827.7 | 333.74 | 43.69 | -42.28 | 27.09 | 24 | 0 | -44.58 | 0.2 | 0.2 | 1 | 0.2 | 0 | 24343.05 | 0 | 19692.53 | 0 | 8736.59 | 0 | 3736.04 | 0 | 3617.16 | 0 | 2197.33 | 0 | 853.6 | 0 | 416.88 | 2749.52
4451 | 22.6 | 1411.34 | 660 | 131.35 | 2202.69 | 740.21 | 177.65 | 11280.86 | 3120.55 | 14223.76 | 190.84 | 51218.7 | 9471.46 | 959.4 | 4428 | 4428 | 24.6 | 9827.7 | 332.74 | 42.69 | -41.98 | 27.39 | 24 | 0 | -48.89 | 0.2 | 0.2 | 1 | 0.2 | 0 | 16634.89 | 0 | 21231.2 | 0 | 9352.98 | 0 | 3999.63 | 0 | 2471.8 | 0 | 2369.02 | 0 | 913.82 | 0 | 446.29 | 3270.53
4452 | 23.5 | 1411.34 | 660 | 131.35 | 2202.69 | 740.21 | 177.65 | 11280.86 | 3120.55 | 14223.76 | 190.84 | 41756.46 | 8290.11 | 959.4 | 4428 | 4428 | 24.6 | 9827.7 | 330.47 | 40.42 | -41.83 | 27.54 | 24 | 0 | -51.04 | 0.2 | 0.2 | 1 | 0.2 | 0 | 7400.29 | 0 | 19643.75 | 0 | 10492.95 | 0 | 4219.47 | 0 | 1099.62 | 0 | 2191.89 | 0 | 1025.2 | 0 | 470.82 | 3502.58
4453 | 23.7 | 1411.34 | 660 | 131.35 | 2202.69 | 740.21 | 177.65 | 11280.86 | 3120.55 | 14223.76 | 190.84 | 49182.85 | 8626.96 | 959.4 | 4428 | 4428 | 24.6 | 9827.7 | 332.9 | 42.85 | -41.1 | 28.28 | 24 | 0 | -61.65 | 0.2 | 0.2 | 1 | 0.2 | 0 | 8150.23 | 0 | 14640.57 | 0 | 21744.99 | 0 | 4647.06 | 0 | 1211.05 | 0 | 1633.63 | 0 | 2124.57 | 0 | 518.53 | 3139.19
4454 | 23.9 | 1411.34 | 660 | 131.35 | 2202.69 | 740.21 | 177.65 | 11280.86 | 3120.55 | 14223.76 | 190.84 | 33150.57 | 5383.84 | 959.4 | 4428 | 4428 | 24.6 | 9827.7 | 327.49 | 37.44 | -42.24 | 27.14 | 24 | 0 | -45.22 | 0.2 | 0.2 | 1 | 0.2 | 0 | 7987.01 | 0 | 5879.31 | 0 | 14730.26 | 0 | 4554 | 0 | 1186.8 | 0 | 656.03 | 0 | 1439.2 | 0 | 508.14 | 1593.67
4455 | 23.7 | 1411.34 | 660 | 131.35 | 2202.69 | 740.21 | 177.65 | 11280.86 | 3120.55 | 14223.76 | 190.84 | 38567.57 | 6209.81 | 959.4 | 4428 | 4428 | 24.6 | 9827.7 | 329.12 | 39.07 | -42 | 27.37 | 24 | 0 | -48.62 | 0.2 | 0.2 | 1 | 0.2 | 0 | 8565.8 | 0 | 5562.54 | 0 | 19555.23 | 0 | 4884.01 | 0 | 1272.8 | 0 | 620.68 | 0 | 1910.62 | 0 | 544.97 | 1860.74
4456 | 22.6 | 1411.34 | 660 | 131.35 | 2202.69 | 740.21 | 177.65 | 11280.86 | 3120.55 | 14223.76 | 190.84 | 11045.27 | 1810.64 | 959.4 | 4428 | 4428 | 24.6 | 9827.7 | 318.86 | 28.81 | -45.3 | 24.07 | 24 | 0 | -1.05 | 0.2 | 0.2 | 1 | 0.2 | 0 | 3153.46 | 0 | 1798.03 | 0 | 4289.43 | 0 | 1804.35 | 0 | 468.58 | 0 | 200.63 | 0 | 419.09 | 0 | 201.33 | 521.01
4457 | 19.9 | 1411.34 | 660 | 131.35 | 2202.69 | 740.21 | 177.65 | 11280.86 | 3120.55 | 14223.76 | 190.84 | 7431.27 | 1222.22 | 959.4 | 4428 | 4428 | 24.6 | 9827.7 | 315.2 | 25.15 | -48.26 | 21.12 | 23.9 | 0 | 0 | 0.2 | 0.2 | 1 | 0.2 | 0 | 2118.68 | 0 | 1208.02 | 0 | 2884.1 | 0 | 1220.47 | 0 | 314.82 | 0 | 134.79 | 0 | 281.79 | 0 | 136.18 | 354.64
4458 | 18.6 | 1411.34 | 660 | 131.35 | 2202.69 | 740.21 | 444.13 | 11547.34 | 3387.03 | 14490.24 | 190.84 | 5852.89 | 963.2 | 2398.5 | 11070 | 11070 | 61.5 | 24569.25 | 298.06 | 27.08 | -47.42 | 20.69 | 23.9 | 0 | 0 | 0.5 | 0.5 | 1 | 0.5 | 0 | 1661.63 | 0 | 947.42 | 0 | 2275.29 | 0 | 968.55 | 0 | 246.9 | 0 | 105.72 | 0 | 222.3 | 0 | 108.07 | 280.21
4459 | 18.6 | 1411.34 | 660 | 131.35 | 2202.69 | 740.21 | 444.13 | 11547.34 | 3387.03 | 14490.24 | 190.84 | 5949.66 | 973.3 | 2398.5 | 11070 | 11070 | 61.5 | 24569.25 | 298.09 | 27.11 | -47.42 | 20.7 | 23.9 | 0 | 0 | 0.5 | 0.5 | 1 | 0.5 | 0 | 1663.17 | 0 | 948.3 | 0 | 2329.79 | 0 | 1008.39 | 0 | 247.13 | 0 | 105.81 | 0 | 227.63 | 0 | 112.52 | 280.21
4460 | 18.6 | 1411.34 | 660 | 131.35 | 2202.69 | 740.21 | 444.13 | 11547.34 | 3387.03 | 14490.24 | 190.84 | 27668.38 | 3490.88 | 2398.5 | 11070 | 11070 | 61.5 | 24569.25 | 304.65 | 33.68 | -45.77 | 22.35 | 23.9 | 0 | 0 | 0.5 | 0.5 | 1 | 0.5 | 0 | 2267.52 | 0 | 1292.88 | 0 | 13877.05 | 0 | 10230.92 | 0 | 336.93 | 0 | 144.26 | 0 | 1355.84 | 0 | 1141.59 | 512.25
4461 | 16.6 | 1411.34 | 660 | 131.35 | 2202.69 | 740.21 | 444.13 | 11547.34 | 3387.03 | 14490.24 | 190.84 | 2996.07 | 393.73 | 2398.5 | 11070 | 11070 | 61.5 | 24569.25 | 295.29 | 24.32 | -49.63 | 18.48 | 23.9 | 0 | 0 | 0.5 | 0.5 | 1 | 0.5 | 0 | 394.06 | 0 | 224.68 | 0 | 1186.1 | 0 | 1191.23 | 0 | 58.55 | 0 | 25.07 | 0 | 115.89 | 0 | 132.92 | 61.3
4462 | 16.2 | 1411.34 | 660 | 131.35 | 2202.69 | 740.21 | 444.13 | 11547.34 | 3387.03 | 14490.24 | 190.84 | 0 | 0 | 2398.5 | 11070 | 11070 | 61.5 | 24569.25 | 294.01 | 23.03 | -50.26 | 17.86 | 23.03 | 0 | 0 | 0.5 | 0.5 | 1 | 0.5 | 0 | 0 | 0 | 0 | 0 | 0 | 0 | 0 | 0 | 0 | 0 | 0 | 0 | 0 | 0 | 0 | 0
4463 | 16.4 | 1411.34 | 660 | 131.35 | 2202.69 | 740.21 | 444.13 | 11547.34 | 3387.03 | 14490.24 | 190.84 | 0 | 0 | 2398.5 | 11070 | 11070 | 61.5 | 24569.25 | 294.16 | 23.19 | -50.06 | 18.06 | 23.19 | 0 | 0 | 0.5 | 0.5 | 1 | 0.5 | 0 | 0 | 0 | 0 | 0 | 0 | 0 | 0 | 0 | 0 | 0 | 0 | 0 | 0 | 0 | 0 | 0
4464 | 15 | 1411.34 | 660 | 131.35 | 2202.69 | 740.21 | 444.13 | 11547.34 | 3387.03 | 14490.24 | 190.84 | 0 | 0 | 2398.5 | 11070 | 11070 | 61.5 | 24569.25 | 292.88 | 21.91 | -51.44 | 16.67 | 21.91 | 0 | 0 | 0.5 | 0.5 | 1 | 0.5 | 0 | 0 | 0 | 0 | 0 | 0 | 0 | 0 | 0 | 0 | 0 | 0 | 0 | 0 | 0 | 0 | 0
4465 | 15.1 | 1411.34 | 660 | 131.35 | 2202.69 | 740.21 | 444.13 | 11547.34 | 3387.03 | 14490.24 | 190.84 | 0 | 0 | 2398.5 | 2214 | 2214 | 61.5 | 6857.25 | 288.14 | 17.16 | -52.55 | 15.57 | 20 | 10.48 | 0 | 0.5 | 0.1 | 0.5 | 0.5 | 0 | 0 | 0 | 0 | 0 | 0 | 0 | 0 | 0 | 0 | 0 | 0 | 0 | 0 | 0 | 0 | 0
4466 | 15.3 | 1411.34 | 660 | 131.35 | 2202.69 | 740.21 | 444.13 | 11547.34 | 3387.03 | 14490.24 | 190.84 | 0 | 0 | 2398.5 | 2214 | 2214 | 61.5 | 6857.25 | 288.26 | 17.29 | -52.35 | 15.76 | 20 | 10.02 | 0 | 0.5 | 0.1 | 0.5 | 0.5 | 0 | 0 | 0 | 0 | 0 | 0 | 0 | 0 | 0 | 0 | 0 | 0 | 0 | 0 | 0 | 0 | 0
4467 | 15.2 | 1411.34 | 660 | 131.35 | 2202.69 | 740.21 | 444.13 | 11547.34 | 3387.03 | 14490.24 | 190.84 | 0 | 0 | 2398.5 | 2214 | 2214 | 61.5 | 6857.25 | 288.17 | 17.19 | -52.45 | 15.66 | 20 | 10.35 | 0 | 0.5 | 0.1 | 0.5 | 0.5 | 0 | 0 | 0 | 0 | 0 | 0 | 0 | 0 | 0 | 0 | 0 | 0 | 0 | 0 | 0 | 0 | 0
4468 | 14.6 | 1411.34 | 660 | 131.35 | 2202.69 | 740.21 | 444.13 | 11547.34 | 3387.03 | 14490.24 | 190.84 | 0 | 0 | 2398.5 | 2214 | 2214 | 61.5 | 6857.25 | 287.62 | 16.64 | -53.04 | 15.07 | 20 | 12.39 | 0 | 0.5 | 0.1 | 0.5 | 0.5 | 0 | 0 | 0 | 0 | 0 | 0 | 0 | 0 | 0 | 0 | 0 | 0 | 0 | 0 | 0 | 0 | 0
4469 | 14.6 | 1411.34 | 660 | 131.35 | 2202.69 | 740.21 | 444.13 | 11547.34 | 3387.03 | 14490.24 | 190.84 | 1060.54 | 102.33 | 2398.5 | 2214 | 2214 | 61.5 | 6857.25 | 287.93 | 16.96 | -52.96 | 15.15 | 20 | 11.22 | 0 | 0.5 | 0.1 | 0.5 | 0.5 | 0 | 543.65 | 0 | 118.62 | 0 | 277.39 | 0 | 120.89 | 0 | 40.39 | 0 | 6.62 | 0 | 13.55 | 0 | 6.74 | 35.03
4470 | 16.3 | 1411.34 | 660 | 131.35 | 2202.69 | 740.21 | 444.13 | 11547.34 | 3387.03 | 14490.24 | 190.84 | 40122.84 | 3071.95 | 2398.5 | 2214 | 2214 | 61.5 | 6857.25 | 300.88 | 29.91 | -48.42 | 19.69 | 23.9 | 0 | 0 | 0.5 | 0.1 | 0.5 | 0.5 | 0 | 30497.17 | 0 | 4642.54 | 0 | 3490.49 | 0 | 1492.64 | 0 | 2265.8 | 0 | 259.01 | 0 | 170.52 | 0 | 83.28 | 293.34
4471 | 17.3 | 1411.34 | 660 | 131.35 | 2202.69 | 740.21 | 444.13 | 11547.34 | 3387.03 | 14490.24 | 190.84 | 8863.03 | 1424.41 | 2398.5 | 2214 | 2214 | 61.5 | 6857.25 | 293 | 22.03 | -49.68 | 18.44 | 22.03 | 0 | 0 | 0.5 | 0.1 | 0.5 | 0.5 | 0 | 3819.04 | 0 | 1520.43 | 0 | 2468.11 | 0 | 1055.44 | 0 | 567.48 | 0 | 169.65 | 0 | 241.14 | 0 | 117.77 | 328.37
4472 | 17.6 | 1411.34 | 660 | 131.35 | 2202.69 | 740.21 | 177.65 | 11280.86 | 3120.55 | 14223.76 | 190.84 | 31146.46 | 2526.8 | 959.4 | 4428 | 4428 | 24.6 | 9827.7 | 320.3 | 30.25 | -48.79 | 20.58 | 23.9 | 0 | 0 | 0.2 | 0.2 | 1 | 0.2 | 0 | 12043.33 | 0 | 5891.2 | 0 | 9254.44 | 0 | 3957.49 | 0 | 894.77 | 0 | 328.68 | 0 | 452.1 | 0 | 220.79 | 630.46
4473 | 19.3 | 1411.34 | 660 | 131.35 | 2202.69 | 740.21 | 177.65 | 11280.86 | 3120.55 | 14223.76 | 190.84 | 39525.7 | 6462.21 | 959.4 | 4428 | 4428 | 24.6 | 9827.7 | 325.48 | 35.43 | -46.26 | 23.12 | 23.9 | 0 | 0 | 0.2 | 0.2 | 1 | 0.2 | 0 | 17286.17 | 0 | 9867.27 | 0 | 8666.29 | 0 | 3705.98 | 0 | 2568.57 | 0 | 1101.01 | 0 | 846.73 | 0 | 413.52 | 1532.38
4474 | 19.9 | 1411.34 | 660 | 131.35 | 2202.69 | 740.21 | 177.65 | 11280.86 | 3120.55 | 14223.76 | 190.84 | 50601.25 | 8612.42 | 959.4 | 4428 | 4428 | 24.6 | 9827.7 | 329.86 | 39.81 | -44.75 | 24.62 | 24 | 0 | -9.01 | 0.2 | 0.2 | 1 | 0.2 | 0 | 20467.53 | 0 | 15939.75 | 0 | 9942.31 | 0 | 4251.65 | 0 | 3041.29 | 0 | 1778.59 | 0 | 971.4 | 0 | 474.41 | 2346.73
4475 | 21 | 1411.34 | 660 | 131.35 | 2202.69 | 740.21 | 177.65 | 11280.86 | 3120.55 | 14223.76 | 190.84 | 47863.84 | 8556.96 | 959.4 | 4428 | 4428 | 24.6 | 9827.7 | 330.05 | 40 | -43.86 | 25.52 | 24 | 0 | -21.86 | 0.2 | 0.2 | 1 | 0.2 | 0 | 15223.23 | 0 | 17737.82 | 0 | 10438.83 | 0 | 4463.97 | 0 | 2262.04 | 0 | 1979.22 | 0 | 1019.91 | 0 | 498.1 | 2797.68
4476 | 20.1 | 1411.34 | 660 | 131.35 | 2202.69 | 740.21 | 177.65 | 11280.86 | 3120.55 | 14223.76 | 190.84 | 39038.96 | 6903.33 | 959.4 | 4428 | 4428 | 24.6 | 9827.7 | 326.2 | 36.15 | -45.47 | 23.9 | 23.9 | 0 | 0 | 0.2 | 0.2 | 1 | 0.2 | 0 | 9159.86 | 0 | 12157.06 | 0 | 12499.31 | 0 | 5222.73 | 0 | 1361.07 | 0 | 1356.51 | 0 | 1221.23 | 0 | 582.76 | 2381.75
4477 | 21.8 | 1411.34 | 660 | 131.35 | 2202.69 | 740.21 | 177.65 | 11280.86 | 3120.55 | 14223.76 | 190.84 | 44213.99 | 7525.74 | 959.4 | 4428 | 4428 | 24.6 | 9827.7 | 329.41 | 39.36 | -43.39 | 25.98 | 24 | 0 | -28.56 | 0.2 | 0.2 | 1 | 0.2 | 0 | 8741.05 | 0 | 11620.51 | 0 | 18868.5 | 0 | 4983.93 | 0 | 1298.84 | 0 | 1296.64 | 0 | 1843.52 | 0 | 556.12 | 2530.61
4478 | 21.5 | 1411.34 | 660 | 131.35 | 2202.69 | 740.21 | 177.65 | 11280.86 | 3120.55 | 14223.76 | 190.84 | 52178.55 | 8631.83 | 959.4 | 4428 | 4428 | 24.6 | 9827.7 | 331.78 | 41.73 | -43.06 | 26.31 | 24 | 0 | -33.36 | 0.2 | 0.2 | 1 | 0.2 | 0 | 8177.65 | 0 | 10505.41 | 0 | 28832.8 | 0 | 4662.69 | 0 | 1215.13 | 0 | 1172.22 | 0 | 2817.07 | 0 | 520.27 | 2907.14
4479 | 22.4 | 1411.34 | 660 | 131.35 | 2202.69 | 740.21 | 177.65 | 11280.86 | 3120.55 | 14223.76 | 190.84 | 55081.66 | 8795.28 | 959.4 | 4428 | 4428 | 24.6 | 9827.7 | 333.48 | 43.43 | -41.96 | 27.42 | 24 | 0 | -49.23 | 0.2 | 0.2 | 1 | 0.2 | 0 | 7655.05 | 0 | 6582.9 | 0 | 36478.99 | 0 | 4364.72 | 0 | 1137.47 | 0 | 734.53 | 0 | 3564.14 | 0 | 487.02 | 2872.11
4480 | 23.1 | 1411.34 | 660 | 131.35 | 2202.69 | 740.21 | 177.65 | 11280.86 | 3120.55 | 14223.76 | 190.84 | 26360.52 | 4258.5 | 959.4 | 4428 | 4428 | 24.6 | 9827.7 | 324.47 | 34.42 | -43.58 | 25.8 | 24 | 0 | -25.93 | 0.2 | 0.2 | 1 | 0.2 | 0 | 6951.04 | 0 | 3963.31 | 0 | 11331.04 | 0 | 4115.14 | 0 | 1032.86 | 0 | 442.23 | 0 | 1107.08 | 0 | 459.18 | 1217.15
4481 | 19.9 | 1411.34 | 660 | 131.35 | 2202.69 | 740.21 | 177.65 | 11280.86 | 3120.55 | 14223.76 | 190.84 | 15574.32 | 2533.85 | 959.4 | 4428 | 4428 | 24.6 | 9827.7 | 317.94 | 27.89 | -47.6 | 21.77 | 23.9 | 0 | 0 | 0.2 | 0.2 | 1 | 0.2 | 0 | 4398.61 | 0 | 2507.98 | 0 | 6108.72 | 0 | 2559.01 | 0 | 653.59 | 0 | 279.85 | 0 | 596.85 | 0 | 285.54 | 718.03
4482 | 17.9 | 1411.34 | 660 | 131.35 | 2202.69 | 740.21 | 444.13 | 11547.34 | 3387.03 | 14490.24 | 190.84 | 12962.35 | 2105.03 | 2398.5 | 11070 | 11070 | 61.5 | 24569.25 | 299.65 | 28.67 | -47.55 | 20.56 | 23.9 | 0 | 0 | 0.5 | 0.5 | 1 | 0.5 | 0 | 3624.09 | 0 | 2066.37 | 0 | 5108.3 | 0 | 2163.58 | 0 | 538.51 | 0 | 230.57 | 0 | 499.1 | 0 | 241.42 | 595.44
4483 | 17 | 1411.34 | 660 | 131.35 | 2202.69 | 740.21 | 444.13 | 11547.34 | 3387.03 | 14490.24 | 190.84 | 5168.52 | 847.51 | 2398.5 | 11070 | 11070 | 61.5 | 24569.25 | 296.37 | 25.39 | -49.06 | 19.06 | 23.9 | 0 | 0 | 0.5 | 0.5 | 1 | 0.5 | 0 | 1449.59 | 0 | 826.52 | 0 | 2019.58 | 0 | 872.82 | 0 | 215.4 | 0 | 92.23 | 0 | 197.32 | 0 | 97.39 | 245.18
4484 | 17.9 | 1411.34 | 660 | 131.35 | 2202.69 | 740.21 | 444.13 | 11547.34 | 3387.03 | 14490.24 | 190.84 | 9425.32 | 1377.15 | 2398.5 | 11070 | 11070 | 61.5 | 24569.25 | 298.49 | 27.52 | -47.84 | 20.27 | 23.9 | 0 | 0 | 0.5 | 0.5 | 1 | 0.5 | 0 | 1824.52 | 0 | 1040.3 | 0 | 4128.9 | 0 | 2431.6 | 0 | 271.11 | 0 | 116.08 | 0 | 403.41 | 0 | 271.32 | 315.23
4485 | 17.9 | 1411.34 | 660 | 131.35 | 2202.69 | 740.21 | 444.13 | 11547.34 | 3387.03 | 14490.24 | 190.84 | 7018.71 | 835.4 | 2398.5 | 11070 | 11070 | 61.5 | 24569.25 | 297.7 | 26.72 | -48.04 | 20.07 | 23.9 | 0 | 0 | 0.5 | 0.5 | 1 | 0.5 | 0 | 458.48 | 0 | 261.42 | 0 | 2821.76 | 0 | 3477.04 | 0 | 68.13 | 0 | 29.17 | 0 | 275.7 | 0 | 387.98 | 74.43
4486 | 15.8 | 1411.34 | 660 | 131.35 | 2202.69 | 740.21 | 444.13 | 11547.34 | 3387.03 | 14490.24 | 190.84 | 0 | 0 | 2398.5 | 11070 | 11070 | 61.5 | 24569.25 | 293.64 | 22.66 | -50.65 | 17.46 | 22.66 | 0 | 0 | 0.5 | 0.5 | 1 | 0.5 | 0 | 0 | 0 | 0 | 0 | 0 | 0 | 0 | 0 | 0 | 0 | 0 | 0 | 0 | 0 | 0 | 0
4487 | 14.4 | 1411.34 | 660 | 131.35 | 2202.69 | 740.21 | 444.13 | 11547.34 | 3387.03 | 14490.24 | 190.84 | 0 | 0 | 2398.5 | 11070 | 11070 | 61.5 | 24569.25 | 292.32 | 21.34 | -52.03 | 16.08 | 21.34 | 0 | 0 | 0.5 | 0.5 | 1 | 0.5 | 0 | 0 | 0 | 0 | 0 | 0 | 0 | 0 | 0 | 0 | 0 | 0 | 0 | 0 | 0 | 0 | 0
4488 | 14.6 | 1411.34 | 660 | 131.35 | 2202.69 | 740.21 | 444.13 | 11547.34 | 3387.03 | 14490.24 | 190.84 | 0 | 0 | 2398.5 | 11070 | 11070 | 61.5 | 24569.25 | 292.46 | 21.48 | -51.84 | 16.28 | 21.48 | 0 | 0 | 0.5 | 0.5 | 1 | 0.5 | 0 | 0 | 0 | 0 | 0 | 0 | 0 | 0 | 0 | 0 | 0 | 0 | 0 | 0 | 0 | 0 | 0
4489 | 14.8 | 1411.34 | 660 | 131.35 | 2202.69 | 740.21 | 444.13 | 11547.34 | 3387.03 | 14490.24 | 190.84 | 0 | 0 | 2398.5 | 2214 | 2214 | 61.5 | 6857.25 | 287.85 | 16.87 | -52.85 | 15.27 | 20 | 11.54 | 0 | 0.5 | 0.1 | 0.5 | 0.5 | 0 | 0 | 0 | 0 | 0 | 0 | 0 | 0 | 0 | 0 | 0 | 0 | 0 | 0 | 0 | 0 | 0
4490 | 14 | 1411.34 | 660 | 131.35 | 2202.69 | 740.21 | 444.13 | 11547.34 | 3387.03 | 14490.24 | 190.84 | 0 | 0 | 2398.5 | 2214 | 2214 | 61.5 | 6857.25 | 287.07 | 16.09 | -53.63 | 14.48 | 20 | 14.42 | 0 | 0.5 | 0.1 | 0.5 | 0.5 | 0 | 0 | 0 | 0 | 0 | 0 | 0 | 0 | 0 | 0 | 0 | 0 | 0 | 0 | 0 | 0 | 0
4491 | 13.9 | 1411.34 | 660 | 131.35 | 2202.69 | 740.21 | 444.13 | 11547.34 | 3387.03 | 14490.24 | 190.84 | 0 | 0 | 2398.5 | 2214 | 2214 | 61.5 | 6857.25 | 286.98 | 16 | -53.73 | 14.38 | 20 | 14.76 | 0 | 0.5 | 0.1 | 0.5 | 0.5 | 0 | 0 | 0 | 0 | 0 | 0 | 0 | 0 | 0 | 0 | 0 | 0 | 0 | 0 | 0 | 0 | 0
4492 | 13.9 | 1411.34 | 660 | 131.35 | 2202.69 | 740.21 | 444.13 | 11547.34 | 3387.03 | 14490.24 | 190.84 | 0 | 0 | 2398.5 | 2214 | 2214 | 61.5 | 6857.25 | 286.98 | 16 | -53.73 | 14.38 | 20 | 14.76 | 0 | 0.5 | 0.1 | 0.5 | 0.5 | 0 | 0 | 0 | 0 | 0 | 0 | 0 | 0 | 0 | 0 | 0 | 0 | 0 | 0 | 0 | 0 | 0
4493 | 13.9 | 1411.34 | 660 | 131.35 | 2202.69 | 740.21 | 444.13 | 11547.34 | 3387.03 | 14490.24 | 190.84 | 993.25 | 89.51 | 2398.5 | 2214 | 2214 | 61.5 | 6857.25 | 287.27 | 16.29 | -53.66 | 14.46 | 20 | 13.68 | 0 | 0.5 | 0.1 | 0.5 | 0.5 | 0 | 518.48 | 0 | 108.93 | 0 | 254.73 | 0 | 111.1 | 0 | 38.52 | 0 | 6.08 | 0 | 12.44 | 0 | 6.2 | 26.27
4494 | 14.9 | 1411.34 | 660 | 131.35 | 2202.69 | 740.21 | 444.13 | 11547.34 | 3387.03 | 14490.24 | 190.84 | 37813.71 | 2875.61 | 2398.5 | 2214 | 2214 | 61.5 | 6857.25 | 298.92 | 27.94 | -49.97 | 18.14 | 23.9 | 0 | 0 | 0.5 | 0.1 | 0.5 | 0.5 | 0 | 29828.36 | 0 | 4269.75 | 0 | 2602.63 | 0 | 1112.97 | 0 | 2216.12 | 0 | 238.21 | 0 | 127.14 | 0 | 62.09 | 232.05
4495 | 15.2 | 1411.34 | 660 | 131.35 | 2202.69 | 740.21 | 444.13 | 11547.34 | 3387.03 | 14490.24 | 190.84 | 10123.1 | 1619.75 | 2398.5 | 2214 | 2214 | 61.5 | 6857.25 | 291.47 | 20.5 | -51.65 | 16.46 | 20.5 | 0 | 0 | 0.5 | 0.1 | 0.5 | 0.5 | 0 | 4642.27 | 0 | 1752 | 0 | 2611.89 | 0 | 1116.93 | 0 | 689.8 | 0 | 195.49 | 0 | 255.19 | 0 | 124.63 | 354.64
4496 | 15.5 | 1411.34 | 660 | 131.35 | 2202.69 | 740.21 | 444.13 | 11547.34 | 3387.03 | 14490.24 | 190.84 | 21494.89 | 1753.23 | 2398.5 | 11070 | 11070 | 61.5 | 24569.25 | 299.56 | 28.58 | -49.36 | 18.75 | 23.9 | 0 | 0 | 0.5 | 0.5 | 1 | 0.5 | 0 | 7159.75 | 0 | 3775.02 | 0 | 7396.95 | 0 | 3163.17 | 0 | 531.94 | 0 | 210.61 | 0 | 361.35 | 0 | 176.48 | 472.85
4497 | 16.8 | 1411.34 | 660 | 131.35 | 2202.69 | 740.21 | 444.13 | 11547.34 | 3387.03 | 14490.24 | 190.84 | 21195.72 | 3469.37 | 2398.5 | 11070 | 11070 | 61.5 | 24569.25 | 301.24 | 30.26 | -47.98 | 20.13 | 23.9 | 0 | 0 | 0.5 | 0.5 | 1 | 0.5 | 0 | 7393.93 | 0 | 4220.41 | 0 | 6711.38 | 0 | 2870 | 0 | 1098.67 | 0 | 470.92 | 0 | 655.73 | 0 | 320.24 | 923.8
4498 | 18.3 | 1411.34 | 660 | 131.35 | 2202.69 | 740.21 | 444.13 | 11547.34 | 3387.03 | 14490.24 | 190.84 | 42685.56 | 7147.93 | 2398.5 | 11070 | 11070 | 61.5 | 24569.25 | 309.44 | 38.46 | -44.79 | 23.33 | 23.9 | 0 | 0 | 0.5 | 0.5 | 1 | 0.5 | 0 | 16035.82 | 0 | 11871.6 | 0 | 10351.51 | 0 | 4426.63 | 0 | 2382.78 | 0 | 1324.66 | 0 | 1011.38 | 0 | 493.93 | 1935.17
4499 | 18.2 | 1411.34 | 660 | 131.35 | 2202.69 | 740.21 | 444.13 | 11547.34 | 3387.03 | 14490.24 | 190.84 | 39626.47 | 6743.78 | 2398.5 | 11070 | 11070 | 61.5 | 24569.25 | 308.41 | 37.43 | -45.12 | 22.99 | 23.9 | 0 | 0 | 0.5 | 0.5 | 1 | 0.5 | 0 | 12106.3 | 0 | 11332.87 | 0 | 11338.57 | 0 | 4848.73 | 0 | 1798.89 | 0 | 1264.55 | 0 | 1107.82 | 0 | 541.03 | 2031.5
4500 | 18.5 | 1411.34 | 660 | 131.35 | 2202.69 | 740.21 | 444.13 | 11547.34 | 3387.03 | 14490.24 | 190.84 | 34439.47 | 5890.28 | 2398.5 | 11070 | 11070 | 61.5 | 24569.25 | 307.05 | 36.07 | -45.24 | 22.88 | 23.9 | 0 | 0 | 0.5 | 0.5 | 1 | 0.5 | 0 | 8789.19 | 0 | 8761.57 | 0 | 11877.32 | 0 | 5011.38 | 0 | 1306 | 0 | 977.63 | 0 | 1160.46 | 0 | 559.18 | 1887.01
4501 | 15.9 | 1411.34 | 660 | 131.35 | 2202.69 | 740.21 | 444.13 | 11547.34 | 3387.03 | 14490.24 | 190.84 | 26555.19 | 4345.56 | 2398.5 | 11070 | 11070 | 61.5 | 24569.25 | 302.1 | 31.13 | -48.45 | 19.67 | 23.9 | 0 | 0 | 0.5 | 0.5 | 1 | 0.5 | 0 | 7388.75 | 0 | 4639.12 | 0 | 10314.43 | 0 | 4212.89 | 0 | 1097.9 | 0 | 517.64 | 0 | 1007.76 | 0 | 470.08 | 1252.17
4502 | 17.3 | 1411.34 | 660 | 131.35 | 2202.69 | 740.21 | 444.13 | 11547.34 | 3387.03 | 14490.24 | 190.84 | 36377.89 | 5924.4 | 2398.5 | 11070 | 11070 | 61.5 | 24569.25 | 306.48 | 35.5 | -46.29 | 21.83 | 23.9 | 0 | 0 | 0.5 | 0.5 | 1 | 0.5 | 0 | 8538.15 | 0 | 6523.87 | 0 | 16447.63 | 0 | 4868.24 | 0 | 1268.69 | 0 | 727.95 | 0 | 1607 | 0 | 543.21 | 1777.56
4503 | 16.8 | 1411.34 | 660 | 131.35 | 2202.69 | 740.21 | 444.13 | 11547.34 | 3387.03 | 14490.24 | 190.84 | 24366.52 | 3961.86 | 2398.5 | 11070 | 11070 | 61.5 | 24569.25 | 302.23 | 31.26 | -47.74 | 20.38 | 23.9 | 0 | 0 | 0.5 | 0.5 | 1 | 0.5 | 0 | 6754.02 | 0 | 3922.24 | 0 | 9839.27 | 0 | 3850.98 | 0 | 1003.59 | 0 | 437.65 | 0 | 961.33 | 0 | 429.7 | 1129.58
4504 | 17.9 | 1411.34 | 660 | 131.35 | 2202.69 | 740.21 | 444.13 | 11547.34 | 3387.03 | 14490.24 | 190.84 | 46321.37 | 7084.02 | 2398.5 | 11070 | 11070 | 61.5 | 24569.25 | 310.04 | 39.06 | -44.94 | 23.17 | 23.9 | 0 | 0 | 0.5 | 0.5 | 1 | 0.5 | 0 | 7616.14 | 0 | 4342.53 | 0 | 28676.43 | 0 | 5686.27 | 0 | 1131.69 | 0 | 484.55 | 0 | 2801.8 | 0 | 634.49 | 2031.5
4505 | 15.8 | 1411.34 | 660 | 131.35 | 2202.69 | 740.21 | 444.13 | 11547.34 | 3387.03 | 14490.24 | 190.84 | 15879.66 | 2582.48 | 2398.5 | 11070 | 11070 | 61.5 | 24569.25 | 298.64 | 27.67 | -49.39 | 18.72 | 23.9 | 0 | 0 | 0.5 | 0.5 | 1 | 0.5 | 0 | 4482.98 | 0 | 2556.08 | 0 | 6231.61 | 0 | 2608.99 | 0 | 666.13 | 0 | 285.21 | 0 | 608.85 | 0 | 291.12 | 731.16
4506 | 16.5 | 1411.34 | 660 | 131.35 | 2202.69 | 740.21 | 444.13 | 11547.34 | 3387.03 | 14490.24 | 190.84 | 38063.37 | 5442.75 | 2398.5 | 11070 | 11070 | 61.5 | 24569.25 | 306.07 | 35.09 | -47 | 21.12 | 23.9 | 0 | 0 | 0.5 | 0.5 | 1 | 0.5 | 0 | 5525.83 | 0 | 3150.69 | 0 | 21338.46 | 0 | 8048.39 | 0 | 821.09 | 0 | 351.56 | 0 | 2084.85 | 0 | 898.06 | 1287.2
4507 | 15.1 | 1411.34 | 660 | 131.35 | 2202.69 | 740.21 | 444.13 | 11547.34 | 3387.03 | 14490.24 | 190.84 | 6249.26 | 1021.17 | 2398.5 | 11070 | 11070 | 61.5 | 24569.25 | 294.97 | 23.99 | -50.85 | 17.27 | 23.9 | 0 | 0 | 0.5 | 0.5 | 1 | 0.5 | 0 | 1743.67 | 0 | 994.2 | 0 | 2450.45 | 0 | 1060.94 | 0 | 259.09 | 0 | 110.93 | 0 | 239.42 | 0 | 118.38 | 293.34
4508 | 15.2 | 1411.34 | 660 | 131.35 | 2202.69 | 740.21 | 444.13 | 11547.34 | 3387.03 | 14490.24 | 190.84 | 5191.58 | 833.6 | 2398.5 | 11070 | 11070 | 61.5 | 24569.25 | 294.72 | 23.75 | -50.83 | 17.28 | 23.75 | 0 | 0 | 0.5 | 0.5 | 1 | 0.5 | 0 | 1374.99 | 0 | 783.99 | 0 | 2061.9 | 0 | 970.7 | 0 | 204.31 | 0 | 87.48 | 0 | 201.45 | 0 | 108.31 | 232.05
4509 | 15.6 | 1411.34 | 660 | 131.35 | 2202.69 | 740.21 | 444.13 | 11547.34 | 3387.03 | 14490.24 | 190.84 | 9092.4 | 557.88 | 2398.5 | 11070 | 11070 | 61.5 | 24569.25 | 296.07 | 25.09 | -50.19 | 17.92 | 23.9 | 0 | 0 | 0.5 | 0.5 | 1 | 0.5 | 0 | 790.22 | 0 | 450.56 | 0 | 3648.3 | 0 | 4203.33 | 0 | 58.71 | 0 | 25.14 | 0 | 178.23 | 0 | 234.51 | 61.3
4510 | 15.6 | 1411.34 | 660 | 131.35 | 2202.69 | 740.21 | 444.13 | 11547.34 | 3387.03 | 14490.24 | 190.84 | 0 | 0 | 2398.5 | 11070 | 11070 | 61.5 | 24569.25 | 293.46 | 22.48 | -50.85 | 17.27 | 22.48 | 0 | 0 | 0.5 | 0.5 | 1 | 0.5 | 0 | 0 | 0 | 0 | 0 | 0 | 0 | 0 | 0 | 0 | 0 | 0 | 0 | 0 | 0 | 0 | 0
4511 | 15.8 | 1411.34 | 660 | 131.35 | 2202.69 | 740.21 | 444.13 | 11547.34 | 3387.03 | 14490.24 | 190.84 | 0 | 0 | 2398.5 | 11070 | 11070 | 61.5 | 24569.25 | 293.6 | 22.62 | -50.65 | 17.46 | 22.62 | 0 | 0 | 0.5 | 0.5 | 1 | 0.5 | 0 | 0 | 0 | 0 | 0 | 0 | 0 | 0 | 0 | 0 | 0 | 0 | 0 | 0 | 0 | 0 | 0
4512 | 15.5 | 1411.34 | 660 | 131.35 | 2202.69 | 740.21 | 444.13 | 11547.34 | 3387.03 | 14490.24 | 190.84 | 0 | 0 | 2398.5 | 11070 | 11070 | 61.5 | 24569.25 | 293.33 | 22.35 | -50.95 | 17.17 | 22.35 | 0 | 0 | 0.5 | 0.5 | 1 | 0.5 | 0 | 0 | 0 | 0 | 0 | 0 | 0 | 0 | 0 | 0 | 0 | 0 | 0 | 0 | 0 | 0 | 0
4513 | 14.1 | 1411.34 | 660 | 131.35 | 2202.69 | 740.21 | 444.13 | 11547.34 | 3387.03 | 14490.24 | 190.84 | 0 | 0 | 2398.5 | 2214 | 2214 | 61.5 | 6857.25 | 287.23 | 16.26 | -53.54 | 14.58 | 20 | 13.82 | 0 | 0.5 | 0.1 | 0.5 | 0.5 | 0 | 0 | 0 | 0 | 0 | 0 | 0 | 0 | 0 | 0 | 0 | 0 | 0 | 0 | 0 | 0 | 0
4514 | 14.2 | 1411.34 | 660 | 131.35 | 2202.69 | 740.21 | 444.13 | 11547.34 | 3387.03 | 14490.24 | 190.84 | 0 | 0 | 2398.5 | 2214 | 2214 | 61.5 | 6857.25 | 287.25 | 16.28 | -53.44 | 14.68 | 20 | 13.74 | 0 | 0.5 | 0.1 | 0.5 | 0.5 | 0 | 0 | 0 | 0 | 0 | 0 | 0 | 0 | 0 | 0 | 0 | 0 | 0 | 0 | 0 | 0 | 0
4515 | 14.2 | 1411.34 | 660 | 131.35 | 2202.69 | 740.21 | 444.13 | 11547.34 | 3387.03 | 14490.24 | 190.84 | 0 | 0 | 2398.5 | 2214 | 2214 | 61.5 | 6857.25 | 287.25 | 16.28 | -53.44 | 14.68 | 20 | 13.74 | 0 | 0.5 | 0.1 | 0.5 | 0.5 | 0 | 0 | 0 | 0 | 0 | 0 | 0 | 0 | 0 | 0 | 0 | 0 | 0 | 0 | 0 | 0 | 0
4516 | 14 | 1411.34 | 660 | 131.35 | 2202.69 | 740.21 | 444.13 | 11547.34 | 3387.03 | 14490.24 | 190.84 | 0 | 0 | 2398.5 | 2214 | 2214 | 61.5 | 6857.25 | 287.07 | 16.09 | -53.63 | 14.48 | 20 | 14.42 | 0 | 0.5 | 0.1 | 0.5 | 0.5 | 0 | 0 | 0 | 0 | 0 | 0 | 0 | 0 | 0 | 0 | 0 | 0 | 0 | 0 | 0 | 0 | 0
4517 | 13.9 | 1411.34 | 660 | 131.35 | 2202.69 | 740.21 | 444.13 | 11547.34 | 3387.03 | 14490.24 | 190.84 | 0 | 0 | 2398.5 | 2214 | 2214 | 61.5 | 6857.25 | 286.98 | 16 | -53.73 | 14.38 | 20 | 14.76 | 0 | 0.5 | 0.1 | 0.5 | 0.5 | 0 | 0 | 0 | 0 | 0 | 0 | 0 | 0 | 0 | 0 | 0 | 0 | 0 | 0 | 0 | 0 | 0
4518 | 14.2 | 1411.34 | 660 | 131.35 | 2202.69 | 740.21 | 444.13 | 11547.34 | 3387.03 | 14490.24 | 190.84 | 8107.15 | 637.27 | 2398.5 | 2214 | 2214 | 61.5 | 6857.25 | 289.62 | 18.65 | -52.84 | 15.27 | 20 | 5 | 0 | 0.5 | 0.1 | 0.5 | 0.5 | 0 | 4691.32 | 0 | 1090.51 | 0 | 1628.79 | 0 | 696.52 | 0 | 348.54 | 0 | 60.84 | 0 | 79.57 | 0 | 38.86 | 109.46
4519 | 14.7 | 1411.34 | 660 | 131.35 | 2202.69 | 740.21 | 444.13 | 11547.34 | 3387.03 | 14490.24 | 190.84 | 26131.41 | 2074.69 | 2398.5 | 2214 | 2214 | 61.5 | 6857.25 | 295.35 | 24.38 | -51.02 | 17.09 | 23.9 | 0 | 0 | 0.5 | 0.1 | 0.5 | 0.5 | 0 | 13264.61 | 0 | 4592.99 | 0 | 5795.48 | 0 | 2478.33 | 0 | 985.5 | 0 | 256.25 | 0 | 283.12 | 0 | 138.27 | 411.55
4520 | 15.6 | 1411.34 | 660 | 131.35 | 2202.69 | 740.21 | 444.13 | 11547.34 | 3387.03 | 14490.24 | 190.84 | 10513.76 | 1715.45 | 2398.5 | 11070 | 11070 | 61.5 | 24569.25 | 296.77 | 25.79 | -50.02 | 18.1 | 23.9 | 0 | 0 | 0.5 | 0.5 | 1 | 0.5 | 0 | 3477.82 | 0 | 1840.77 | 0 | 3639.02 | 0 | 1556.16 | 0 | 516.77 | 0 | 205.4 | 0 | 355.55 | 0 | 173.64 | 464.09
4521 | 16.6 | 1411.34 | 660 | 131.35 | 2202.69 | 740.21 | 444.13 | 11547.34 | 3387.03 | 14490.24 | 190.84 | 22482.29 | 3680.83 | 2398.5 | 11070 | 11070 | 61.5 | 24569.25 | 301.46 | 30.49 | -48.08 | 20.03 | 23.9 | 0 | 0 | 0.5 | 0.5 | 1 | 0.5 | 0 | 8010.13 | 0 | 4575.51 | 0 | 6932.21 | 0 | 2964.43 | 0 | 1190.23 | 0 | 510.55 | 0 | 677.3 | 0 | 330.78 | 971.97
4522 | 16.8 | 1411.34 | 660 | 131.35 | 2202.69 | 740.21 | 444.13 | 11547.34 | 3387.03 | 14490.24 | 190.84 | 18641.36 | 3055.38 | 2398.5 | 11070 | 11070 | 61.5 | 24569.25 | 300.44 | 29.46 | -48.19 | 19.93 | 23.9 | 0 | 0 | 0.5 | 0.5 | 1 | 0.5 | 0 | 5594.13 | 0 | 3356.55 | 0 | 6787.94 | 0 | 2902.74 | 0 | 831.24 | 0 | 374.53 | 0 | 663.21 | 0 | 323.89 | 862.51
4523 | 14.8 | 1411.34 | 660 | 131.35 | 2202.69 | 740.21 | 444.13 | 11547.34 | 3387.03 | 14490.24 | 190.84 | 17551.36 | 2867.47 | 2398.5 | 11070 | 11070 | 61.5 | 24569.25 | 298.25 | 27.28 | -50.25 | 17.87 | 23.9 | 0 | 0 | 0.5 | 0.5 | 1 | 0.5 | 0 | 5063.16 | 0 | 2954.3 | 0 | 6678.13 | 0 | 2855.78 | 0 | 752.34 | 0 | 329.65 | 0 | 652.48 | 0 | 318.65 | 814.35
4524 | 16.6 | 1411.34 | 660 | 131.35 | 2202.69 | 740.21 | 444.13 | 11547.34 | 3387.03 | 14490.24 | 190.84 | 33198.28 | 5646.71 | 2398.5 | 11070 | 11070 | 61.5 | 24569.25 | 304.9 | 33.92 | -47.22 | 20.9 | 23.9 | 0 | 0 | 0.5 | 0.5 | 1 | 0.5 | 0 | 8543.61 | 0 | 8245.11 | 0 | 11538.2 | 0 | 4871.36 | 0 | 1269.51 | 0 | 920.01 | 0 | 1127.33 | 0 | 543.56 | 1786.31
4525 | 15.9 | 1411.34 | 660 | 131.35 | 2202.69 | 740.21 | 444.13 | 11547.34 | 3387.03 | 14490.24 | 190.84 | 30562.04 | 5022.55 | 2398.5 | 11070 | 11070 | 61.5 | 24569.25 | 303.37 | 32.4 | -48.13 | 19.99 | 23.9 | 0 | 0 | 0.5 | 0.5 | 1 | 0.5 | 0 | 8304.53 | 0 | 5557.58 | 0 | 11964.9 | 0 | 4735.04 | 0 | 1233.98 | 0 | 620.13 | 0 | 1169.02 | 0 | 528.35 | 1471.08
4526 | 17.6 | 1411.34 | 660 | 131.35 | 2202.69 | 740.21 | 444.13 | 11547.34 | 3387.03 | 14490.24 | 190.84 | 51062.2 | 8413.61 | 2398.5 | 11070 | 11070 | 61.5 | 24569.25 | 311.41 | 40.43 | -44.82 | 23.29 | 23.9 | 0 | 0 | 0.5 | 0.5 | 1 | 0.5 | 0 | 8485.31 | 0 | 10170.57 | 0 | 27568.21 | 0 | 4838.11 | 0 | 1260.84 | 0 | 1134.85 | 0 | 2693.52 | 0 | 539.85 | 2784.55
4527 | 17.2 | 1411.34 | 660 | 131.35 | 2202.69 | 740.21 | 444.13 | 11547.34 | 3387.03 | 14490.24 | 190.84 | 36962.85 | 5941.49 | 2398.5 | 11070 | 11070 | 61.5 | 24569.25 | 306.55 | 35.57 | -46.35 | 21.77 | 23.9 | 0 | 0 | 0.5 | 0.5 | 1 | 0.5 | 0 | 8346.83 | 0 | 5393.6 | 0 | 18463.27 | 0 | 4759.16 | 0 | 1240.26 | 0 | 601.83 | 0 | 1803.93 | 0 | 531.04 | 1764.42
4528 | 13 | 1411.34 | 660 | 131.35 | 2202.69 | 740.21 | 444.13 | 11547.34 | 3387.03 | 14490.24 | 190.84 | 15154.57 | 2473.52 | 2398.5 | 11070 | 11070 | 61.5 | 24569.25 | 295.85 | 24.87 | -52.21 | 15.9 | 23.9 | 0 | 0 | 0.5 | 0.5 | 1 | 0.5 | 0 | 4314.14 | 0 | 2459.82 | 0 | 5909.55 | 0 | 2471.06 | 0 | 641.04 | 0 | 274.47 | 0 | 577.39 | 0 | 275.73 | 704.89
4529 | 14.5 | 1411.34 | 660 | 131.35 | 2202.69 | 740.21 | 444.13 | 11547.34 | 3387.03 | 14490.24 | 190.84 | 11684.82 | 1910.43 | 2398.5 | 11070 | 11070 | 61.5 | 24569.25 | 296.13 | 25.15 | -51.01 | 17.11 | 23.9 | 0 | 0 | 0.5 | 0.5 | 1 | 0.5 | 0 | 3314.02 | 0 | 1889.57 | 0 | 4562.01 | 0 | 1919.22 | 0 | 492.43 | 0 | 210.84 | 0 | 445.73 | 0 | 214.15 | 547.28
4530 | 16.4 | 1411.34 | 660 | 131.35 | 2202.69 | 740.21 | 444.13 | 11547.34 | 3387.03 | 14490.24 | 190.84 | 33827.62 | 4889.39 | 2398.5 | 11070 | 11070 | 61.5 | 24569.25 | 304.68 | 33.71 | -47.42 | 20.69 | 23.9 | 0 | 0 | 0.5 | 0.5 | 1 | 0.5 | 0 | 5417.48 | 0 | 3088.91 | 0 | 18348.51 | 0 | 6972.73 | 0 | 804.99 | 0 | 344.67 | 0 | 1792.72 | 0 | 778.03 | 1168.99
4531 | 15.9 | 1411.34 | 660 | 131.35 | 2202.69 | 740.21 | 444.13 | 11547.34 | 3387.03 | 14490.24 | 190.84 | 16816.95 | 2500.13 | 2398.5 | 11070 | 11070 | 61.5 | 24569.25 | 298.97 | 27.99 | -49.24 | 18.88 | 23.9 | 0 | 0 | 0.5 | 0.5 | 1 | 0.5 | 0 | 3351.99 | 0 | 1911.22 | 0 | 7851.59 | 0 | 3702.14 | 0 | 498.08 | 0 | 213.26 | 0 | 767.13 | 0 | 413.09 | 608.57
4532 | 15 | 1411.34 | 660 | 131.35 | 2202.69 | 740.21 | 444.13 | 11547.34 | 3387.03 | 14490.24 | 190.84 | 4009.75 | 649.44 | 2398.5 | 11070 | 11070 | 61.5 | 24569.25 | 294.17 | 23.19 | -51.12 | 16.99 | 23.19 | 0 | 0 | 0.5 | 0.5 | 1 | 0.5 | 0 | 1082.79 | 0 | 617.38 | 0 | 1580.74 | 0 | 728.83 | 0 | 160.89 | 0 | 68.89 | 0 | 154.44 | 0 | 81.32 | 183.89
4533 | 12.3 | 1411.34 | 660 | 131.35 | 2202.69 | 740.21 | 444.13 | 11547.34 | 3387.03 | 14490.24 | 190.84 | 2047.66 | 152.18 | 2398.5 | 11070 | 11070 | 61.5 | 24569.25 | 291 | 20.03 | -53.96 | 14.16 | 20.03 | 0 | 0 | 0.5 | 0.5 | 1 | 0.5 | 0 | 456.82 | 0 | 260.47 | 0 | 798.12 | 0 | 532.25 | 0 | 33.94 | 0 | 14.53 | 0 | 38.99 | 0 | 29.69 | 35.03
4534 | 12.3 | 1411.34 | 660 | 131.35 | 2202.69 | 740.21 | 444.13 | 11547.34 | 3387.03 | 14490.24 | 190.84 | 0 | 0 | 2398.5 | 11070 | 11070 | 61.5 | 24569.25 | 290.31 | 19.33 | -54.11 | 14.01 | 20 | 2.46 | 0 | 0.5 | 0.5 | 1 | 0.5 | 0 | 0 | 0 | 0 | 0 | 0 | 0 | 0 | 0 | 0 | 0 | 0 | 0 | 0 | 0 | 0 | 0
4535 | 13.6 | 1411.34 | 660 | 131.35 | 2202.69 | 740.21 | 444.13 | 11547.34 | 3387.03 | 14490.24 | 190.84 | 0 | 0 | 2398.5 | 11070 | 11070 | 61.5 | 24569.25 | 291.5 | 20.53 | -52.82 | 15.29 | 20.53 | 0 | 0 | 0.5 | 0.5 | 1 | 0.5 | 0 | 0 | 0 | 0 | 0 | 0 | 0 | 0 | 0 | 0 | 0 | 0 | 0 | 0 | 0 | 0 | 0
4536 | 11.7 | 1411.34 | 660 | 131.35 | 2202.69 | 740.21 | 444.13 | 11547.34 | 3387.03 | 14490.24 | 190.84 | 0 | 0 | 2398.5 | 11070 | 11070 | 61.5 | 24569.25 | 289.77 | 18.8 | -54.7 | 13.42 | 20 | 4.44 | 0 | 0.5 | 0.5 | 1 | 0.5 | 0 | 0 | 0 | 0 | 0 | 0 | 0 | 0 | 0 | 0 | 0 | 0 | 0 | 0 | 0 | 0 | 0
4537 | 11.8 | 1411.34 | 660 | 131.35 | 2202.69 | 740.21 | 444.13 | 11547.34 | 3387.03 | 14490.24 | 190.84 | 0 | 0 | 2398.5 | 2214 | 2214 | 61.5 | 6857.25 | 285.05 | 14.07 | -55.81 | 12.31 | 20 | 21.87 | 0 | 0.5 | 0.1 | 0.5 | 0.5 | 0 | 0 | 0 | 0 | 0 | 0 | 0 | 0 | 0 | 0 | 0 | 0 | 0 | 0 | 0 | 0 | 0
4538 | 10.7 | 1411.34 | 660 | 131.35 | 2202.69 | 740.21 | 444.13 | 11547.34 | 3387.03 | 14490.24 | 190.84 | 0 | 0 | 2398.5 | 2214 | 2214 | 61.5 | 6857.25 | 284.04 | 13.06 | -56.89 | 11.22 | 20 | 25.6 | 0 | 0.5 | 0.1 | 0.5 | 0.5 | 0 | 0 | 0 | 0 | 0 | 0 | 0 | 0 | 0 | 0 | 0 | 0 | 0 | 0 | 0 | 0 | 0
4539 | 12.2 | 1411.34 | 660 | 131.35 | 2202.69 | 740.21 | 444.13 | 11547.34 | 3387.03 | 14490.24 | 190.84 | 0 | 0 | 2398.5 | 2214 | 2214 | 61.5 | 6857.25 | 285.42 | 14.44 | -55.41 | 12.7 | 20 | 20.52 | 0 | 0.5 | 0.1 | 0.5 | 0.5 | 0 | 0 | 0 | 0 | 0 | 0 | 0 | 0 | 0 | 0 | 0 | 0 | 0 | 0 | 0 | 0 | 0
4540 | 12.6 | 1411.34 | 660 | 131.35 | 2202.69 | 740.21 | 444.13 | 11547.34 | 3387.03 | 14490.24 | 190.84 | 0 | 0 | 2398.5 | 2214 | 2214 | 61.5 | 6857.25 | 285.78 | 14.81 | -55.02 | 13.1 | 20 | 19.16 | 0 | 0.5 | 0.1 | 0.5 | 0.5 | 0 | 0 | 0 | 0 | 0 | 0 | 0 | 0 | 0 | 0 | 0 | 0 | 0 | 0 | 0 | 0 | 0
4541 | 12.8 | 1411.34 | 660 | 131.35 | 2202.69 | 740.21 | 444.13 | 11547.34 | 3387.03 | 14490.24 | 190.84 | 659.78 | 69.96 | 2398.5 | 2214 | 2214 | 61.5 | 6857.25 | 286.17 | 15.19 | -54.77 | 13.35 | 20 | 17.75 | 0 | 0.5 | 0.1 | 0.5 | 0.5 | 0 | 419.83 | 0 | 54.84 | 0 | 128.25 | 0 | 56.85 | 0 | 31.19 | 0 | 3.06 | 0 | 6.27 | 0 | 3.17 | 26.27
4542 | 14.3 | 1411.34 | 660 | 131.35 | 2202.69 | 740.21 | 444.13 | 11547.34 | 3387.03 | 14490.24 | 190.84 | 52929.84 | 4061.58 | 2398.5 | 2214 | 2214 | 61.5 | 6857.25 | 302.79 | 31.81 | -49.46 | 18.66 | 23.9 | 0 | 0 | 0.5 | 0.1 | 0.5 | 0.5 | 0 | 41653.67 | 0 | 6007.45 | 0 | 3690.53 | 0 | 1578.19 | 0 | 3094.68 | 0 | 335.16 | 0 | 180.29 | 0 | 88.05 | 363.39
4543 | 15.5 | 1411.34 | 660 | 131.35 | 2202.69 | 740.21 | 444.13 | 11547.34 | 3387.03 | 14490.24 | 190.84 | 31738.57 | 4979.95 | 2398.5 | 2214 | 2214 | 61.5 | 6857.25 | 298.51 | 27.54 | -49.65 | 18.46 | 23.9 | 0 | 0 | 0.5 | 0.1 | 0.5 | 0.5 | 0 | 19786.91 | 0 | 5780.18 | 0 | 4322.88 | 0 | 1848.6 | 0 | 2940.16 | 0 | 644.97 | 0 | 422.36 | 0 | 206.27 | 766.19
4544 | 16.5 | 1411.34 | 660 | 131.35 | 2202.69 | 740.21 | 177.65 | 11280.86 | 3120.55 | 14223.76 | 190.84 | 51770.73 | 8353.67 | 959.4 | 4428 | 4428 | 24.6 | 9827.7 | 327.05 | 37 | -48.04 | 21.33 | 23.9 | 0 | 0 | 0.2 | 0.2 | 1 | 0.2 | 0 | 30256.87 | 0 | 12429.38 | 0 | 6363.32 | 0 | 2721.16 | 0 | 4495.9 | 0 | 1386.9 | 0 | 621.72 | 0 | 303.63 | 1545.51
4545 | 16.8 | 1411.34 | 660 | 131.35 | 2202.69 | 740.21 | 177.65 | 11280.86 | 3120.55 | 14223.76 | 190.84 | 47720.84 | 7848.12 | 959.4 | 4428 | 4428 | 24.6 | 9827.7 | 326 | 35.95 | -48.06 | 21.31 | 23.9 | 0 | 0 | 0.2 | 0.2 | 1 | 0.2 | 0 | 22459.2 | 0 | 12871.26 | 0 | 8678.97 | 0 | 3711.4 | 0 | 3337.24 | 0 | 1436.2 | 0 | 847.97 | 0 | 414.13 | 1812.58
4546 | 17.5 | 1411.34 | 660 | 131.35 | 2202.69 | 740.21 | 177.65 | 11280.86 | 3120.55 | 14223.76 | 190.84 | 36569.27 | 6088.36 | 959.4 | 4428 | 4428 | 24.6 | 9827.7 | 322.89 | 32.84 | -48.27 | 21.11 | 23.9 | 0 | 0 | 0.2 | 0.2 | 1 | 0.2 | 0 | 12965.88 | 0 | 9194.21 | 0 | 10093.07 | 0 | 4316.12 | 0 | 1926.61 | 0 | 1025.91 | 0 | 986.13 | 0 | 481.6 | 1668.1
4547 | 18.1 | 1411.34 | 660 | 131.35 | 2202.69 | 740.21 | 177.65 | 11280.86 | 3120.55 | 14223.76 | 190.84 | 39652.48 | 6746.77 | 959.4 | 4428 | 4428 | 24.6 | 9827.7 | 324.52 | 34.47 | -47.41 | 21.96 | 23.9 | 0 | 0 | 0.2 | 0.2 | 1 | 0.2 | 0 | 12102.94 | 0 | 11383.41 | 0 | 11323.74 | 0 | 4842.39 | 0 | 1798.39 | 0 | 1270.19 | 0 | 1106.37 | 0 | 540.32 | 2031.5
4548 | 18.2 | 1411.34 | 660 | 131.35 | 2202.69 | 740.21 | 177.65 | 11280.86 | 3120.55 | 14223.76 | 190.84 | 37827.31 | 6608.19 | 959.4 | 4428 | 4428 | 24.6 | 9827.7 | 324.04 | 33.99 | -47.45 | 21.92 | 23.9 | 0 | 0 | 0.2 | 0.2 | 1 | 0.2 | 0 | 9028.53 | 0 | 11334.39 | 0 | 12316.54 | 0 | 5147.85 | 0 | 1341.56 | 0 | 1264.72 | 0 | 1203.37 | 0 | 574.41 | 2224.14
4549 | 18.6 | 1411.34 | 660 | 131.35 | 2202.69 | 740.21 | 177.65 | 11280.86 | 3120.55 | 14223.76 | 190.84 | 40773.49 | 6811.89 | 959.4 | 4428 | 4428 | 24.6 | 9827.7 | 325.31 | 35.26 | -46.84 | 22.54 | 23.9 | 0 | 0 | 0.2 | 0.2 | 1 | 0.2 | 0 | 9036.03 | 0 | 9655.7 | 0 | 16929.64 | 0 | 5152.12 | 0 | 1342.67 | 0 | 1077.4 | 0 | 1654.09 | 0 | 574.88 | 2162.84
4550 | 18.6 | 1411.34 | 660 | 131.35 | 2202.69 | 740.21 | 177.65 | 11280.86 | 3120.55 | 14223.76 | 190.84 | 34690.65 | 5637.2 | 959.4 | 4428 | 4428 | 24.6 | 9827.7 | 323.21 | 33.16 | -47.34 | 22.03 | 23.9 | 0 | 0 | 0.2 | 0.2 | 1 | 0.2 | 0 | 8246.57 | 0 | 6198.8 | 0 | 15543.29 | 0 | 4701.99 | 0 | 1225.37 | 0 | 691.68 | 0 | 1518.64 | 0 | 524.66 | 1676.86
4551 | 17.7 | 1411.34 | 660 | 131.35 | 2202.69 | 740.21 | 177.65 | 11280.86 | 3120.55 | 14223.76 | 190.84 | 30243.78 | 4913.36 | 959.4 | 4428 | 4428 | 24.6 | 9827.7 | 320.89 | 30.84 | -48.59 | 20.79 | 23.9 | 0 | 0 | 0.2 | 0.2 | 1 | 0.2 | 0 | 7984.91 | 0 | 4754.63 | 0 | 12951.44 | 0 | 4552.8 | 0 | 1186.49 | 0 | 530.53 | 0 | 1265.4 | 0 | 508.01 | 1422.92
4552 | 16.2 | 1411.34 | 660 | 131.35 | 2202.69 | 740.21 | 177.65 | 11280.86 | 3120.55 | 14223.76 | 190.84 | 11917.26 | 1951.69 | 959.4 | 4428 | 4428 | 24.6 | 9827.7 | 313.36 | 23.31 | -51.55 | 17.83 | 23.31 | 0 | 0 | 0.2 | 0.2 | 1 | 0.2 | 0 | 3399.92 | 0 | 1938.55 | 0 | 4633.2 | 0 | 1945.59 | 0 | 505.2 | 0 | 216.31 | 0 | 452.68 | 0 | 217.09 | 560.41
4553 | 15.6 | 1411.34 | 660 | 131.35 | 2202.69 | 740.21 | 177.65 | 11280.86 | 3120.55 | 14223.76 | 190.84 | 29944.66 | 2437.49 | 959.4 | 4428 | 4428 | 24.6 | 9827.7 | 318.16 | 28.11 | -50.85 | 18.52 | 23.9 | 0 | 0 | 0.2 | 0.2 | 1 | 0.2 | 0 | 8460.51 | 0 | 4823.98 | 0 | 11741.46 | 0 | 4918.72 | 0 | 628.58 | 0 | 269.13 | 0 | 573.59 | 0 | 274.42 | 691.76
4554 | 15.1 | 1411.34 | 660 | 131.35 | 2202.69 | 740.21 | 444.13 | 11547.34 | 3387.03 | 14490.24 | 190.84 | 7970.22 | 1305.98 | 2398.5 | 11070 | 11070 | 61.5 | 24569.25 | 295.51 | 24.53 | -50.71 | 17.4 | 23.9 | 0 | 0 | 0.5 | 0.5 | 1 | 0.5 | 0 | 2251.31 | 0 | 1283.64 | 0 | 3112.96 | 0 | 1322.3 | 0 | 334.53 | 0 | 143.23 | 0 | 304.15 | 0 | 147.54 | 376.53
4555 | 14.8 | 1411.34 | 660 | 131.35 | 2202.69 | 740.21 | 444.13 | 11547.34 | 3387.03 | 14490.24 | 190.84 | 5661.22 | 926.57 | 2398.5 | 11070 | 11070 | 61.5 | 24569.25 | 294.51 | 23.53 | -51.19 | 16.92 | 23.53 | 0 | 0 | 0.5 | 0.5 | 1 | 0.5 | 0 | 1582.9 | 0 | 902.53 | 0 | 2217.07 | 0 | 958.72 | 0 | 235.21 | 0 | 100.71 | 0 | 216.62 | 0 | 106.98 | 267.07
4556 | 14.7 | 1411.34 | 660 | 131.35 | 2202.69 | 740.21 | 444.13 | 11547.34 | 3387.03 | 14490.24 | 190.84 | 5190.44 | 424.53 | 2398.5 | 11070 | 11070 | 61.5 | 24569.25 | 294.14 | 23.16 | -51.35 | 16.76 | 23.16 | 0 | 0 | 0.5 | 0.5 | 1 | 0.5 | 0 | 1429.33 | 0 | 814.97 | 0 | 2030.31 | 0 | 915.83 | 0 | 106.19 | 0 | 45.47 | 0 | 99.18 | 0 | 51.1 | 122.59
4557 | 14.7 | 1411.34 | 660 | 131.35 | 2202.69 | 740.21 | 444.13 | 11547.34 | 3387.03 | 14490.24 | 190.84 | 1483.74 | 111.4 | 2398.5 | 11070 | 11070 | 61.5 | 24569.25 | 293.04 | 22.06 | -51.63 | 16.49 | 22.06 | 0 | 0 | 0.5 | 0.5 | 1 | 0.5 | 0 | 343.47 | 0 | 195.84 | 0 | 577.61 | 0 | 366.82 | 0 | 25.52 | 0 | 10.93 | 0 | 28.22 | 0 | 20.47 | 26.27
4558 | 14.8 | 1411.34 | 660 | 131.35 | 2202.69 | 740.21 | 444.13 | 11547.34 | 3387.03 | 14490.24 | 190.84 | 0 | 0 | 2398.5 | 11070 | 11070 | 61.5 | 24569.25 | 292.67 | 21.69 | -51.64 | 16.48 | 21.69 | 0 | 0 | 0.5 | 0.5 | 1 | 0.5 | 0 | 0 | 0 | 0 | 0 | 0 | 0 | 0 | 0 | 0 | 0 | 0 | 0 | 0 | 0 | 0 | 0
4559 | 15.4 | 1411.34 | 660 | 131.35 | 2202.69 | 740.21 | 444.13 | 11547.34 | 3387.03 | 14490.24 | 190.84 | 0 | 0 | 2398.5 | 11070 | 11070 | 61.5 | 24569.25 | 293.21 | 22.23 | -51.05 | 17.07 | 22.23 | 0 | 0 | 0.5 | 0.5 | 1 | 0.5 | 0 | 0 | 0 | 0 | 0 | 0 | 0 | 0 | 0 | 0 | 0 | 0 | 0 | 0 | 0 | 0 | 0
4560 | 16 | 1411.34 | 660 | 131.35 | 2202.69 | 740.21 | 444.13 | 11547.34 | 3387.03 | 14490.24 | 190.84 | 0 | 0 | 2398.5 | 11070 | 11070 | 61.5 | 24569.25 | 293.77 | 22.8 | -50.45 | 17.66 | 22.8 | 0 | 0 | 0.5 | 0.5 | 1 | 0.5 | 0 | 0 | 0 | 0 | 0 | 0 | 0 | 0 | 0 | 0 | 0 | 0 | 0 | 0 | 0 | 0 | 0
4561 | 16 | 1411.34 | 660 | 131.35 | 2202.69 | 740.21 | 444.13 | 11547.34 | 3387.03 | 14490.24 | 190.84 | 0 | 0 | 2398.5 | 2214 | 2214 | 61.5 | 6857.25 | 288.99 | 18.01 | -51.66 | 16.45 | 20 | 7.33 | 0 | 0.5 | 0.1 | 0.5 | 0.5 | 0 | 0 | 0 | 0 | 0 | 0 | 0 | 0 | 0 | 0 | 0 | 0 | 0 | 0 | 0 | 0 | 0
4562 | 16.2 | 1411.34 | 660 | 131.35 | 2202.69 | 740.21 | 444.13 | 11547.34 | 3387.03 | 14490.24 | 190.84 | 0 | 0 | 2398.5 | 2214 | 2214 | 61.5 | 6857.25 | 289.09 | 18.11 | -51.46 | 16.65 | 20 | 6.97 | 0 | 0.5 | 0.1 | 0.5 | 0.5 | 0 | 0 | 0 | 0 | 0 | 0 | 0 | 0 | 0 | 0 | 0 | 0 | 0 | 0 | 0 | 0 | 0
4563 | 16.3 | 1411.34 | 660 | 131.35 | 2202.69 | 740.21 | 444.13 | 11547.34 | 3387.03 | 14490.24 | 190.84 | 0 | 0 | 2398.5 | 2214 | 2214 | 61.5 | 6857.25 | 289.18 | 18.2 | -51.36 | 16.75 | 20 | 6.63 | 0 | 0.5 | 0.1 | 0.5 | 0.5 | 0 | 0 | 0 | 0 | 0 | 0 | 0 | 0 | 0 | 0 | 0 | 0 | 0 | 0 | 0 | 0 | 0
4564 | 16.2 | 1411.34 | 660 | 131.35 | 2202.69 | 740.21 | 444.13 | 11547.34 | 3387.03 | 14490.24 | 190.84 | 0 | 0 | 2398.5 | 2214 | 2214 | 61.5 | 6857.25 | 289.09 | 18.11 | -51.46 | 16.65 | 20 | 6.97 | 0 | 0.5 | 0.1 | 0.5 | 0.5 | 0 | 0 | 0 | 0 | 0 | 0 | 0 | 0 | 0 | 0 | 0 | 0 | 0 | 0 | 0 | 0 | 0
4565 | 16.1 | 1411.34 | 660 | 131.35 | 2202.69 | 740.21 | 444.13 | 11547.34 | 3387.03 | 14490.24 | 190.84 | 0 | 0 | 2398.5 | 2214 | 2214 | 61.5 | 6857.25 | 289 | 18.02 | -51.56 | 16.55 | 20 | 7.31 | 0 | 0.5 | 0.1 | 0.5 | 0.5 | 0 | 0 | 0 | 0 | 0 | 0 | 0 | 0 | 0 | 0 | 0 | 0 | 0 | 0 | 0 | 0 | 0
4566 | 16.5 | 1411.34 | 660 | 131.35 | 2202.69 | 740.21 | 444.13 | 11547.34 | 3387.03 | 14490.24 | 190.84 | 8651.6 | 677.42 | 2398.5 | 2214 | 2214 | 61.5 | 6857.25 | 291.89 | 20.92 | -50.53 | 17.58 | 20.92 | 0 | 0 | 0.5 | 0.1 | 0.5 | 0.5 | 0 | 5211.64 | 0 | 1145.28 | 0 | 1607.33 | 0 | 687.35 | 0 | 387.2 | 0 | 63.9 | 0 | 78.52 | 0 | 38.35 | 109.46
4567 | 17.2 | 1411.34 | 660 | 131.35 | 2202.69 | 740.21 | 444.13 | 11547.34 | 3387.03 | 14490.24 | 190.84 | 20825.12 | 1661.79 | 2398.5 | 2214 | 2214 | 61.5 | 6857.25 | 296.13 | 25.15 | -48.94 | 19.17 | 23.9 | 0 | 0 | 0.5 | 0.1 | 0.5 | 0.5 | 0 | 9796.73 | 0 | 3624.8 | 0 | 5185.93 | 0 | 2217.67 | 0 | 727.85 | 0 | 202.23 | 0 | 253.34 | 0 | 123.73 | 354.64
4568 | 17 | 1411.34 | 660 | 131.35 | 2202.69 | 740.21 | 177.65 | 11280.86 | 3120.55 | 14223.76 | 190.84 | 5625.14 | 926.41 | 959.4 | 4428 | 4428 | 24.6 | 9827.7 | 311.96 | 21.91 | -51.26 | 18.11 | 21.91 | 0 | 0 | 0.2 | 0.2 | 1 | 0.2 | 0 | 1653.95 | 0 | 932.22 | 0 | 2128.68 | 0 | 910.29 | 0 | 245.76 | 0 | 104.02 | 0 | 207.98 | 0 | 101.57 | 267.07
4569 | 17.1 | 1411.34 | 660 | 131.35 | 2202.69 | 740.21 | 177.65 | 11280.86 | 3120.55 | 14223.76 | 190.84 | 15880.11 | 1306.27 | 959.4 | 4428 | 4428 | 24.6 | 9827.7 | 315.06 | 25.01 | -50.43 | 18.95 | 23.9 | 0 | 0 | 0.2 | 0.2 | 1 | 0.2 | 0 | 4627.96 | 0 | 2639.31 | 0 | 6032.96 | 0 | 2579.88 | 0 | 343.84 | 0 | 147.25 | 0 | 294.72 | 0 | 143.93 | 376.53
4570 | 17 | 1411.34 | 660 | 131.35 | 2202.69 | 740.21 | 177.65 | 11280.86 | 3120.55 | 14223.76 | 190.84 | 7882.76 | 1298.74 | 959.4 | 4428 | 4428 | 24.6 | 9827.7 | 312.73 | 22.68 | -51.08 | 18.29 | 22.68 | 0 | 0 | 0.2 | 0.2 | 1 | 0.2 | 0 | 2280.11 | 0 | 1308.13 | 0 | 3008.15 | 0 | 1286.38 | 0 | 338.8 | 0 | 145.96 | 0 | 293.91 | 0 | 143.54 | 376.53
4571 | 17.3 | 1411.34 | 660 | 131.35 | 2202.69 | 740.21 | 177.65 | 11280.86 | 3120.55 | 14223.76 | 190.84 | 17818.84 | 1466.54 | 959.4 | 4428 | 4428 | 24.6 | 9827.7 | 315.88 | 25.83 | -50.08 | 19.29 | 23.9 | 0 | 0 | 0.2 | 0.2 | 1 | 0.2 | 0 | 5134.04 | 0 | 2956.25 | 0 | 6814.47 | 0 | 2914.08 | 0 | 381.44 | 0 | 164.93 | 0 | 332.9 | 0 | 162.58 | 424.69
4572 | 17.7 | 1411.34 | 660 | 131.35 | 2202.69 | 740.21 | 177.65 | 11280.86 | 3120.55 | 14223.76 | 190.84 | 11000.14 | 1806.87 | 959.4 | 4428 | 4428 | 24.6 | 9827.7 | 314.41 | 24.36 | -50.14 | 19.23 | 23.9 | 0 | 0 | 0.2 | 0.2 | 1 | 0.2 | 0 | 3159.32 | 0 | 1825.89 | 0 | 4213.57 | 0 | 1801.37 | 0 | 469.45 | 0 | 203.74 | 0 | 411.68 | 0 | 201 | 521.01
4573 | 18.1 | 1411.34 | 660 | 131.35 | 2202.69 | 740.21 | 177.65 | 11280.86 | 3120.55 | 14223.76 | 190.84 | 13728.15 | 2247.81 | 959.4 | 4428 | 4428 | 24.6 | 9827.7 | 315.69 | 25.64 | -49.52 | 19.85 | 23.9 | 0 | 0 | 0.2 | 0.2 | 1 | 0.2 | 0 | 3935.09 | 0 | 2271.96 | 0 | 5277.41 | 0 | 2243.69 | 0 | 584.72 | 0 | 253.51 | 0 | 515.62 | 0 | 250.36 | 643.6
4574 | 17.9 | 1411.34 | 660 | 131.35 | 2202.69 | 740.21 | 177.65 | 11280.86 | 3120.55 | 14223.76 | 190.84 | 10849.31 | 1779.87 | 959.4 | 4428 | 4428 | 24.6 | 9827.7 | 314.54 | 24.49 | -49.95 | 19.42 | 23.9 | 0 | 0 | 0.2 | 0.2 | 1 | 0.2 | 0 | 3109.22 | 0 | 1784.93 | 0 | 4182.37 | 0 | 1772.8 | 0 | 462 | 0 | 199.17 | 0 | 408.63 | 0 | 197.81 | 512.25
4575 | 18.2 | 1411.34 | 660 | 131.35 | 2202.69 | 740.21 | 177.65 | 11280.86 | 3120.55 | 14223.76 | 190.84 | 8938.72 | 1468.94 | 959.4 | 4428 | 4428 | 24.6 | 9827.7 | 314.17 | 24.12 | -49.81 | 19.56 | 23.9 | 0 | 0 | 0.2 | 0.2 | 1 | 0.2 | 0 | 2561.05 | 0 | 1463.7 | 0 | 3453.72 | 0 | 1460.25 | 0 | 380.55 | 0 | 163.32 | 0 | 337.44 | 0 | 162.94 | 424.69
4576 | 19.5 | 1411.34 | 660 | 131.35 | 2202.69 | 740.21 | 177.65 | 11280.86 | 3120.55 | 14223.76 | 190.84 | 16549.15 | 2697.26 | 959.4 | 4428 | 4428 | 24.6 | 9827.7 | 317.91 | 27.86 | -47.92 | 21.46 | 23.9 | 0 | 0 | 0.2 | 0.2 | 1 | 0.2 | 0 | 4706.31 | 0 | 2683.42 | 0 | 6462.98 | 0 | 2696.44 | 0 | 699.32 | 0 | 299.42 | 0 | 631.46 | 0 | 300.87 | 766.19
4577 | 18.7 | 1411.34 | 660 | 131.35 | 2202.69 | 740.21 | 177.65 | 11280.86 | 3120.55 | 14223.76 | 190.84 | 18108.37 | 2930.87 | 959.4 | 4428 | 4428 | 24.6 | 9827.7 | 317.7 | 27.65 | -48.58 | 20.79 | 23.9 | 0 | 0 | 0.2 | 0.2 | 1 | 0.2 | 0 | 4979.76 | 0 | 2839.34 | 0 | 7312.45 | 0 | 2976.82 | 0 | 739.95 | 0 | 316.82 | 0 | 714.45 | 0 | 332.16 | 827.48
4578 | 18.3 | 1411.34 | 660 | 131.35 | 2202.69 | 740.21 | 444.13 | 11547.34 | 3387.03 | 14490.24 | 190.84 | 13286.32 | 2155.34 | 2398.5 | 11070 | 11070 | 61.5 | 24569.25 | 300.12 | 29.14 | -47.13 | 20.98 | 23.9 | 0 | 0 | 0.5 | 0.5 | 1 | 0.5 | 0 | 3704.79 | 0 | 2112.38 | 0 | 5249.55 | 0 | 2219.59 | 0 | 550.5 | 0 | 235.7 | 0 | 512.9 | 0 | 247.67 | 608.57
4579 | 17.8 | 1411.34 | 660 | 131.35 | 2202.69 | 740.21 | 444.13 | 11547.34 | 3387.03 | 14490.24 | 190.84 | 9987.77 | 1610.71 | 2398.5 | 11070 | 11070 | 61.5 | 24569.25 | 298.62 | 27.64 | -47.89 | 20.23 | 23.9 | 0 | 0 | 0.5 | 0.5 | 1 | 0.5 | 0 | 2717.38 | 0 | 1549.38 | 0 | 3982.76 | 0 | 1738.25 | 0 | 403.78 | 0 | 172.88 | 0 | 389.13 | 0 | 193.96 | 450.96
4580 | 17.1 | 1411.34 | 660 | 131.35 | 2202.69 | 740.21 | 444.13 | 11547.34 | 3387.03 | 14490.24 | 190.84 | 3400.69 | 552.71 | 2398.5 | 11070 | 11070 | 61.5 | 24569.25 | 295.9 | 24.93 | -49.1 | 19.02 | 23.9 | 0 | 0 | 0.5 | 0.5 | 1 | 0.5 | 0 | 924.18 | 0 | 526.95 | 0 | 1337.64 | 0 | 611.92 | 0 | 137.33 | 0 | 58.8 | 0 | 130.69 | 0 | 68.28 | 157.62
4581 | 16.1 | 1411.34 | 660 | 131.35 | 2202.69 | 740.21 | 444.13 | 11547.34 | 3387.03 | 14490.24 | 190.84 | 3552.56 | 436.39 | 2398.5 | 11070 | 11070 | 61.5 | 24569.25 | 295 | 24.02 | -50.08 | 18.03 | 23.9 | 0 | 0 | 0.5 | 0.5 | 1 | 0.5 | 0 | 317.42 | 0 | 180.99 | 0 | 1435.55 | 0 | 1618.61 | 0 | 47.17 | 0 | 20.19 | 0 | 140.26 | 0 | 180.61 | 48.16
4582 | 15.7 | 1411.34 | 660 | 131.35 | 2202.69 | 740.21 | 444.13 | 11547.34 | 3387.03 | 14490.24 | 190.84 | 0 | 0 | 2398.5 | 11070 | 11070 | 61.5 | 24569.25 | 293.55 | 22.57 | -50.75 | 17.36 | 22.57 | 0 | 0 | 0.5 | 0.5 | 1 | 0.5 | 0 | 0 | 0 | 0 | 0 | 0 | 0 | 0 | 0 | 0 | 0 | 0 | 0 | 0 | 0 | 0 | 0
4583 | 15.1 | 1411.34 | 660 | 131.35 | 2202.69 | 740.21 | 444.13 | 11547.34 | 3387.03 | 14490.24 | 190.84 | 0 | 0 | 2398.5 | 11070 | 11070 | 61.5 | 24569.25 | 292.96 | 21.98 | -51.34 | 16.77 | 21.98 | 0 | 0 | 0.5 | 0.5 | 1 | 0.5 | 0 | 0 | 0 | 0 | 0 | 0 | 0 | 0 | 0 | 0 | 0 | 0 | 0 | 0 | 0 | 0 | 0
4584 | 14.8 | 1411.34 | 660 | 131.35 | 2202.69 | 740.21 | 444.13 | 11547.34 | 3387.03 | 14490.24 | 190.84 | 0 | 0 | 2398.5 | 11070 | 11070 | 61.5 | 24569.25 | 292.66 | 21.69 | -51.64 | 16.48 | 21.69 | 0 | 0 | 0.5 | 0.5 | 1 | 0.5 | 0 | 0 | 0 | 0 | 0 | 0 | 0 | 0 | 0 | 0 | 0 | 0 | 0 | 0 | 0 | 0 | 0
4585 | 14.3 | 1411.34 | 660 | 131.35 | 2202.69 | 740.21 | 444.13 | 11547.34 | 3387.03 | 14490.24 | 190.84 | 0 | 0 | 2398.5 | 2214 | 2214 | 61.5 | 6857.25 | 287.4 | 16.42 | -53.34 | 14.78 | 20 | 13.21 | 0 | 0.5 | 0.1 | 0.5 | 0.5 | 0 | 0 | 0 | 0 | 0 | 0 | 0 | 0 | 0 | 0 | 0 | 0 | 0 | 0 | 0 | 0 | 0
4586 | 13.9 | 1411.34 | 660 | 131.35 | 2202.69 | 740.21 | 444.13 | 11547.34 | 3387.03 | 14490.24 | 190.84 | 0 | 0 | 2398.5 | 2214 | 2214 | 61.5 | 6857.25 | 286.98 | 16 | -53.73 | 14.38 | 20 | 14.76 | 0 | 0.5 | 0.1 | 0.5 | 0.5 | 0 | 0 | 0 | 0 | 0 | 0 | 0 | 0 | 0 | 0 | 0 | 0 | 0 | 0 | 0 | 0 | 0
4587 | 13.9 | 1411.34 | 660 | 131.35 | 2202.69 | 740.21 | 444.13 | 11547.34 | 3387.03 | 14490.24 | 190.84 | 0 | 0 | 2398.5 | 2214 | 2214 | 61.5 | 6857.25 | 286.98 | 16 | -53.73 | 14.38 | 20 | 14.76 | 0 | 0.5 | 0.1 | 0.5 | 0.5 | 0 | 0 | 0 | 0 | 0 | 0 | 0 | 0 | 0 | 0 | 0 | 0 | 0 | 0 | 0 | 0 | 0
4588 | 13.6 | 1411.34 | 660 | 131.35 | 2202.69 | 740.21 | 444.13 | 11547.34 | 3387.03 | 14490.24 | 190.84 | 0 | 0 | 2398.5 | 2214 | 2214 | 61.5 | 6857.25 | 286.7 | 15.73 | -54.03 | 14.09 | 20 | 15.77 | 0 | 0.5 | 0.1 | 0.5 | 0.5 | 0 | 0 | 0 | 0 | 0 | 0 | 0 | 0 | 0 | 0 | 0 | 0 | 0 | 0 | 0 | 0 | 0
4589 | 13.9 | 1411.34 | 660 | 131.35 | 2202.69 | 740.21 | 444.13 | 11547.34 | 3387.03 | 14490.24 | 190.84 | 283.86 | 31.66 | 2398.5 | 2214 | 2214 | 61.5 | 6857.25 | 287.06 | 16.09 | -53.71 | 14.4 | 20 | 14.44 | 0 | 0.5 | 0.1 | 0.5 | 0.5 | 0 | 168.28 | 0 | 26.48 | 0 | 61.92 | 0 | 27.17 | 0 | 12.5 | 0 | 1.48 | 0 | 3.03 | 0 | 1.52 | 13.13
4590 | 14.6 | 1411.34 | 660 | 131.35 | 2202.69 | 740.21 | 444.13 | 11547.34 | 3387.03 | 14490.24 | 190.84 | 29374.33 | 2236.99 | 2398.5 | 2214 | 2214 | 61.5 | 6857.25 | 296.19 | 25.21 | -50.89 | 17.23 | 23.9 | 0 | 0 | 0.5 | 0.1 | 0.5 | 0.5 | 0 | 22762.78 | 0 | 3384.36 | 0 | 2260.52 | 0 | 966.67 | 0 | 1691.17 | 0 | 188.82 | 0 | 110.43 | 0 | 53.93 | 192.64
4591 | 15.2 | 1411.34 | 660 | 131.35 | 2202.69 | 740.21 | 444.13 | 11547.34 | 3387.03 | 14490.24 | 190.84 | 10524.34 | 1678 | 2398.5 | 2214 | 2214 | 61.5 | 6857.25 | 291.6 | 20.62 | -51.62 | 16.5 | 20.62 | 0 | 0 | 0.5 | 0.1 | 0.5 | 0.5 | 0 | 4996.63 | 0 | 1835.98 | 0 | 2585.92 | 0 | 1105.82 | 0 | 742.46 | 0 | 204.86 | 0 | 252.65 | 0 | 123.39 | 354.64
4592 | 16.9 | 1411.34 | 660 | 131.35 | 2202.69 | 740.21 | 177.65 | 11280.86 | 3120.55 | 14223.76 | 190.84 | 54946.86 | 4409.63 | 959.4 | 4428 | 4428 | 24.6 | 9827.7 | 327.06 | 37.01 | -47.7 | 21.67 | 23.9 | 0 | 0 | 0.2 | 0.2 | 1 | 0.2 | 0 | 25876.22 | 0 | 11620.82 | 0 | 12222.91 | 0 | 5226.9 | 0 | 1922.49 | 0 | 648.34 | 0 | 597.11 | 0 | 291.61 | 950.07
4593 | 17.4 | 1411.34 | 660 | 131.35 | 2202.69 | 740.21 | 177.65 | 11280.86 | 3120.55 | 14223.76 | 190.84 | 28303.51 | 4602.66 | 959.4 | 4428 | 4428 | 24.6 | 9827.7 | 319.97 | 29.92 | -49.04 | 20.33 | 23.9 | 0 | 0 | 0.2 | 0.2 | 1 | 0.2 | 0 | 11030.12 | 0 | 6324.84 | 0 | 7669.03 | 0 | 3279.52 | 0 | 1638.98 | 0 | 705.74 | 0 | 749.29 | 0 | 365.94 | 1142.72
4594 | 17.8 | 1411.34 | 660 | 131.35 | 2202.69 | 740.21 | 177.65 | 11280.86 | 3120.55 | 14223.76 | 190.84 | 26653.76 | 4400.08 | 959.4 | 4428 | 4428 | 24.6 | 9827.7 | 319.79 | 29.74 | -48.78 | 20.6 | 23.9 | 0 | 0 | 0.2 | 0.2 | 1 | 0.2 | 0 | 8574.76 | 0 | 5567.25 | 0 | 8763.99 | 0 | 3747.76 | 0 | 1274.13 | 0 | 621.21 | 0 | 856.27 | 0 | 418.18 | 1230.28
4595 | 19.2 | 1411.34 | 660 | 131.35 | 2202.69 | 740.21 | 177.65 | 11280.86 | 3120.55 | 14223.76 | 190.84 | 27090.57 | 4482.81 | 959.4 | 4428 | 4428 | 24.6 | 9827.7 | 321.21 | 31.16 | -47.36 | 22.02 | 23.9 | 0 | 0 | 0.2 | 0.2 | 1 | 0.2 | 0 | 7928.97 | 0 | 5399.57 | 0 | 9639.76 | 0 | 4122.27 | 0 | 1178.17 | 0 | 602.5 | 0 | 941.84 | 0 | 459.97 | 1300.33
4596 | 20.4 | 1411.34 | 660 | 131.35 | 2202.69 | 740.21 | 177.65 | 11280.86 | 3120.55 | 14223.76 | 190.84 | 40661.64 | 7451.48 | 959.4 | 4428 | 4428 | 24.6 | 9827.7 | 327.09 | 37.05 | -45.03 | 24.35 | 24 | 0 | -5.02 | 0.2 | 0.2 | 1 | 0.2 | 0 | 8578.4 | 0 | 15247.59 | 0 | 11944.45 | 0 | 4891.19 | 0 | 1274.67 | 0 | 1701.36 | 0 | 1167.02 | 0 | 545.77 | 2762.66
4597 | 19.2 | 1411.34 | 660 | 131.35 | 2202.69 | 740.21 | 177.65 | 11280.86 | 3120.55 | 14223.76 | 190.84 | 39479.15 | 6602.94 | 959.4 | 4428 | 4428 | 24.6 | 9827.7 | 325.42 | 35.37 | -46.35 | 23.02 | 23.9 | 0 | 0 | 0.2 | 0.2 | 1 | 0.2 | 0 | 9249.28 | 0 | 8801.86 | 0 | 16154.29 | 0 | 5273.71 | 0 | 1374.36 | 0 | 982.13 | 0 | 1578.34 | 0 | 588.45 | 2079.66
4598 | 17.6 | 1411.34 | 660 | 131.35 | 2202.69 | 740.21 | 177.65 | 11280.86 | 3120.55 | 14223.76 | 190.84 | 14331.57 | 2344.04 | 959.4 | 4428 | 4428 | 24.6 | 9827.7 | 315.44 | 25.39 | -49.97 | 19.4 | 23.9 | 0 | 0 | 0.2 | 0.2 | 1 | 0.2 | 0 | 4101.55 | 0 | 2359.52 | 0 | 5531.9 | 0 | 2338.6 | 0 | 609.45 | 0 | 263.28 | 0 | 540.49 | 0 | 260.95 | 669.87
4599 | 18.1 | 1411.34 | 660 | 131.35 | 2202.69 | 740.21 | 177.65 | 11280.86 | 3120.55 | 14223.76 | 190.84 | 21365.87 | 3475.5 | 959.4 | 4428 | 4428 | 24.6 | 9827.7 | 318.26 | 28.21 | -48.91 | 20.46 | 23.9 | 0 | 0 | 0.2 | 0.2 | 1 | 0.2 | 0 | 6031.76 | 0 | 3473.2 | 0 | 8421.76 | 0 | 3439.16 | 0 | 896.27 | 0 | 387.55 | 0 | 822.84 | 0 | 383.75 | 985.1
4600 | 16.6 | 1411.34 | 660 | 131.35 | 2202.69 | 740.21 | 177.65 | 11280.86 | 3120.55 | 14223.76 | 190.84 | 30788.3 | 4856.2 | 959.4 | 4428 | 4428 | 24.6 | 9827.7 | 320.04 | 29.99 | -49.64 | 19.73 | 23.9 | 0 | 0 | 0.2 | 0.2 | 1 | 0.2 | 0 | 7009.12 | 0 | 3996.43 | 0 | 15375.62 | 0 | 4407.13 | 0 | 1041.49 | 0 | 445.93 | 0 | 1502.26 | 0 | 491.76 | 1374.76
4601 | 17.7 | 1411.34 | 660 | 131.35 | 2202.69 | 740.21 | 177.65 | 11280.86 | 3120.55 | 14223.76 | 190.84 | 30210.15 | 4644.25 | 959.4 | 4428 | 4428 | 24.6 | 9827.7 | 320.81 | 30.76 | -48.61 | 20.76 | 23.9 | 0 | 0 | 0.2 | 0.2 | 1 | 0.2 | 0 | 6310.78 | 0 | 3598.25 | 0 | 15303.87 | 0 | 4997.25 | 0 | 937.73 | 0 | 401.5 | 0 | 1495.25 | 0 | 557.6 | 1252.17
4602 | 20 | 1411.34 | 660 | 131.35 | 2202.69 | 740.21 | 444.13 | 11547.34 | 3387.03 | 14490.24 | 190.84 | 50743.03 | 6939.32 | 2398.5 | 11070 | 11070 | 61.5 | 24569.25 | 313.12 | 42.15 | -42.58 | 25.54 | 24 | 0 | -22.57 | 0.5 | 0.5 | 1 | 0.5 | 0 | 5185.02 | 0 | 2956.37 | 0 | 31259.44 | 0 | 11342.19 | 0 | 770.45 | 0 | 329.88 | 0 | 3054.16 | 0 | 1265.59 | 1519.24
4603 | 19.3 | 1411.34 | 660 | 131.35 | 2202.69 | 740.21 | 444.13 | 11547.34 | 3387.03 | 14490.24 | 190.84 | 59937.82 | 7567.81 | 2398.5 | 11070 | 11070 | 61.5 | 24569.25 | 315.15 | 44.17 | -42.6 | 25.52 | 24 | 0 | -22.25 | 0.5 | 0.5 | 1 | 0.5 | 0 | 3203.53 | 0 | 1826.58 | 0 | 36319.17 | 0 | 18588.54 | 0 | 476.02 | 0 | 203.81 | 0 | 3548.52 | 0 | 2074.15 | 1265.31
4604 | 17.8 | 1411.34 | 660 | 131.35 | 2202.69 | 740.21 | 444.13 | 11547.34 | 3387.03 | 14490.24 | 190.84 | 31934.2 | 4041.25 | 2398.5 | 11070 | 11070 | 61.5 | 24569.25 | 305.23 | 34.25 | -46.23 | 21.89 | 23.9 | 0 | 0 | 0.5 | 0.5 | 1 | 0.5 | 0 | 1773.15 | 0 | 1011 | 0 | 16663.15 | 0 | 12486.9 | 0 | 263.47 | 0 | 112.81 | 0 | 1628.05 | 0 | 1393.31 | 643.6
4605 | 16.6 | 1411.34 | 660 | 131.35 | 2202.69 | 740.21 | 444.13 | 11547.34 | 3387.03 | 14490.24 | 190.84 | 2116.19 | 320.26 | 2398.5 | 11070 | 11070 | 61.5 | 24569.25 | 295.03 | 24.06 | -49.7 | 18.42 | 23.9 | 0 | 0 | 0.5 | 0.5 | 1 | 0.5 | 0 | 341.04 | 0 | 194.45 | 0 | 841.07 | 0 | 739.63 | 0 | 50.68 | 0 | 21.7 | 0 | 82.18 | 0 | 82.53 | 83.19
4606 | 14.7 | 1411.34 | 660 | 131.35 | 2202.69 | 740.21 | 444.13 | 11547.34 | 3387.03 | 14490.24 | 190.84 | 0 | 0 | 2398.5 | 11070 | 11070 | 61.5 | 24569.25 | 292.63 | 21.65 | -51.74 | 16.38 | 21.65 | 0 | 0 | 0.5 | 0.5 | 1 | 0.5 | 0 | 0 | 0 | 0 | 0 | 0 | 0 | 0 | 0 | 0 | 0 | 0 | 0 | 0 | 0 | 0 | 0
4607 | 14.4 | 1411.34 | 660 | 131.35 | 2202.69 | 740.21 | 444.13 | 11547.34 | 3387.03 | 14490.24 | 190.84 | 0 | 0 | 2398.5 | 11070 | 11070 | 61.5 | 24569.25 | 292.29 | 21.31 | -52.03 | 16.08 | 21.31 | 0 | 0 | 0.5 | 0.5 | 1 | 0.5 | 0 | 0 | 0 | 0 | 0 | 0 | 0 | 0 | 0 | 0 | 0 | 0 | 0 | 0 | 0 | 0 | 0
4608 | 14.8 | 1411.34 | 660 | 131.35 | 2202.69 | 740.21 | 444.13 | 11547.34 | 3387.03 | 14490.24 | 190.84 | 0 | 0 | 2398.5 | 11070 | 11070 | 61.5 | 24569.25 | 292.64 | 21.67 | -51.64 | 16.48 | 21.67 | 0 | 0 | 0.5 | 0.5 | 1 | 0.5 | 0 | 0 | 0 | 0 | 0 | 0 | 0 | 0 | 0 | 0 | 0 | 0 | 0 | 0 | 0 | 0 | 0
4609 | 14.5 | 1411.34 | 660 | 131.35 | 2202.69 | 740.21 | 444.13 | 11547.34 | 3387.03 | 14490.24 | 190.84 | 0 | 0 | 2398.5 | 2214 | 2214 | 61.5 | 6857.25 | 287.58 | 16.6 | -53.14 | 14.97 | 20 | 12.54 | 0 | 0.5 | 0.1 | 0.5 | 0.5 | 0 | 0 | 0 | 0 | 0 | 0 | 0 | 0 | 0 | 0 | 0 | 0 | 0 | 0 | 0 | 0 | 0
4610 | 13.2 | 1411.34 | 660 | 131.35 | 2202.69 | 740.21 | 444.13 | 11547.34 | 3387.03 | 14490.24 | 190.84 | 0 | 0 | 2398.5 | 2214 | 2214 | 61.5 | 6857.25 | 286.33 | 15.36 | -54.42 | 13.69 | 20 | 17.13 | 0 | 0.5 | 0.1 | 0.5 | 0.5 | 0 | 0 | 0 | 0 | 0 | 0 | 0 | 0 | 0 | 0 | 0 | 0 | 0 | 0 | 0 | 0 | 0
4611 | 12.7 | 1411.34 | 660 | 131.35 | 2202.69 | 740.21 | 444.13 | 11547.34 | 3387.03 | 14490.24 | 190.84 | 0 | 0 | 2398.5 | 2214 | 2214 | 61.5 | 6857.25 | 285.88 | 14.9 | -54.92 | 13.2 | 20 | 18.82 | 0 | 0.5 | 0.1 | 0.5 | 0.5 | 0 | 0 | 0 | 0 | 0 | 0 | 0 | 0 | 0 | 0 | 0 | 0 | 0 | 0 | 0 | 0 | 0
4612 | 13.7 | 1411.34 | 660 | 131.35 | 2202.69 | 740.21 | 444.13 | 11547.34 | 3387.03 | 14490.24 | 190.84 | 0 | 0 | 2398.5 | 2214 | 2214 | 61.5 | 6857.25 | 286.79 | 15.82 | -53.93 | 14.18 | 20 | 15.44 | 0 | 0.5 | 0.1 | 0.5 | 0.5 | 0 | 0 | 0 | 0 | 0 | 0 | 0 | 0 | 0 | 0 | 0 | 0 | 0 | 0 | 0 | 0 | 0
4613 | 14 | 1411.34 | 660 | 131.35 | 2202.69 | 740.21 | 444.13 | 11547.34 | 3387.03 | 14490.24 | 190.84 | 549.19 | 45.24 | 2398.5 | 2214 | 2214 | 61.5 | 6857.25 | 287.23 | 16.25 | -53.59 | 14.52 | 20 | 13.82 | 0 | 0.5 | 0.1 | 0.5 | 0.5 | 0 | 158.1 | 0 | 90.14 | 0 | 210.8 | 0 | 90.14 | 0 | 11.75 | 0 | 5.03 | 0 | 10.3 | 0 | 5.03 | 13.13
4614 | 14.6 | 1411.34 | 660 | 131.35 | 2202.69 | 740.21 | 444.13 | 11547.34 | 3387.03 | 14490.24 | 190.84 | 34633.13 | 2629.93 | 2398.5 | 2214 | 2214 | 61.5 | 6857.25 | 297.72 | 26.74 | -50.5 | 17.61 | 23.9 | 0 | 0 | 0.5 | 0.1 | 0.5 | 0.5 | 0 | 27439.12 | 0 | 3940.27 | 0 | 2279.12 | 0 | 974.63 | 0 | 2038.6 | 0 | 219.83 | 0 | 111.34 | 0 | 54.38 | 205.78
4615 | 13.9 | 1411.34 | 660 | 131.35 | 2202.69 | 740.21 | 444.13 | 11547.34 | 3387.03 | 14490.24 | 190.84 | 3629.49 | 597.02 | 2398.5 | 2214 | 2214 | 61.5 | 6857.25 | 288.24 | 17.27 | -53.45 | 14.67 | 20 | 10.09 | 0 | 0.5 | 0.1 | 0.5 | 0.5 | 0 | 1086.07 | 0 | 598.06 | 0 | 1362.64 | 0 | 582.71 | 0 | 161.38 | 0 | 66.73 | 0 | 133.14 | 0 | 65.02 | 170.75
4616 | 13.9 | 1411.34 | 660 | 131.35 | 2202.69 | 740.21 | 177.65 | 11280.86 | 3120.55 | 14223.76 | 190.84 | 34415.17 | 2783.4 | 959.4 | 4428 | 4428 | 24.6 | 9827.7 | 317.89 | 27.84 | -52.2 | 17.18 | 23.9 | 0 | 0 | 0.2 | 0.2 | 1 | 0.2 | 0 | 14040.77 | 0 | 6724.25 | 0 | 9561.39 | 0 | 4088.75 | 0 | 1043.17 | 0 | 375.15 | 0 | 467.09 | 0 | 228.12 | 669.87
4617 | 14.8 | 1411.34 | 660 | 131.35 | 2202.69 | 740.21 | 177.65 | 11280.86 | 3120.55 | 14223.76 | 190.84 | 22946.75 | 3755.16 | 959.4 | 4428 | 4428 | 24.6 | 9827.7 | 315.82 | 25.77 | -52.04 | 17.34 | 23.9 | 0 | 0 | 0.2 | 0.2 | 1 | 0.2 | 0 | 8272.66 | 0 | 4742.17 | 0 | 6956.93 | 0 | 2975 | 0 | 1229.24 | 0 | 529.14 | 0 | 679.72 | 0 | 331.96 | 985.1
4618 | 15.7 | 1411.34 | 660 | 131.35 | 2202.69 | 740.21 | 177.65 | 11280.86 | 3120.55 | 14223.76 | 190.84 | 31252.3 | 5150.74 | 959.4 | 4428 | 4428 | 24.6 | 9827.7 | 319.44 | 29.39 | -50.48 | 18.9 | 23.9 | 0 | 0 | 0.2 | 0.2 | 1 | 0.2 | 0 | 10679.81 | 0 | 7367.89 | 0 | 9249.31 | 0 | 3955.3 | 0 | 1586.93 | 0 | 822.12 | 0 | 903.69 | 0 | 441.34 | 1396.65
4619 | 16.6 | 1411.34 | 660 | 131.35 | 2202.69 | 740.21 | 177.65 | 11280.86 | 3120.55 | 14223.76 | 190.84 | 42954.54 | 7420.69 | 959.4 | 4428 | 4428 | 24.6 | 9827.7 | 324.31 | 34.26 | -48.62 | 20.76 | 23.9 | 0 | 0 | 0.2 | 0.2 | 1 | 0.2 | 0 | 13207.04 | 0 | 13328.12 | 0 | 11501.13 | 0 | 4918.25 | 0 | 1962.45 | 0 | 1487.18 | 0 | 1123.7 | 0 | 548.79 | 2298.57
4620 | 17.9 | 1411.34 | 660 | 131.35 | 2202.69 | 740.21 | 177.65 | 11280.86 | 3120.55 | 14223.76 | 190.84 | 38320.2 | 6711.06 | 959.4 | 4428 | 4428 | 24.6 | 9827.7 | 323.94 | 33.89 | -47.71 | 21.67 | 23.9 | 0 | 0 | 0.2 | 0.2 | 1 | 0.2 | 0 | 9055.18 | 0 | 11693.52 | 0 | 12408.46 | 0 | 5163.04 | 0 | 1345.52 | 0 | 1304.79 | 0 | 1212.35 | 0 | 576.1 | 2272.3
4621 | 16.9 | 1411.34 | 660 | 131.35 | 2202.69 | 740.21 | 177.65 | 11280.86 | 3120.55 | 14223.76 | 190.84 | 47569.52 | 8185.99 | 959.4 | 4428 | 4428 | 24.6 | 9827.7 | 326.14 | 36.09 | -47.95 | 21.42 | 23.9 | 0 | 0 | 0.2 | 0.2 | 1 | 0.2 | 0 | 8618.51 | 0 | 13377.19 | 0 | 20659.77 | 0 | 4914.06 | 0 | 1280.63 | 0 | 1492.66 | 0 | 2018.54 | 0 | 548.32 | 2845.84
4622 | 18.6 | 1411.34 | 660 | 131.35 | 2202.69 | 740.21 | 177.65 | 11280.86 | 3120.55 | 14223.76 | 190.84 | 54570.98 | 9115.29 | 959.4 | 4428 | 4428 | 24.6 | 9827.7 | 329.98 | 39.93 | -45.72 | 23.65 | 23.9 | 0 | 0 | 0.2 | 0.2 | 1 | 0.2 | 0 | 7687.42 | 0 | 11331.73 | 0 | 31168.64 | 0 | 4383.18 | 0 | 1142.28 | 0 | 1264.42 | 0 | 3045.29 | 0 | 489.08 | 3174.21
4623 | 17.6 | 1411.34 | 660 | 131.35 | 2202.69 | 740.21 | 177.65 | 11280.86 | 3120.55 | 14223.76 | 190.84 | 52377.63 | 8311.07 | 959.4 | 4428 | 4428 | 24.6 | 9827.7 | 328.21 | 38.16 | -46.92 | 22.46 | 23.9 | 0 | 0 | 0.2 | 0.2 | 1 | 0.2 | 0 | 7862.81 | 0 | 6569.74 | 0 | 33461.91 | 0 | 4483.18 | 0 | 1168.34 | 0 | 733.07 | 0 | 3269.35 | 0 | 500.24 | 2640.07
4624 | 17.6 | 1411.34 | 660 | 131.35 | 2202.69 | 740.21 | 177.65 | 11280.86 | 3120.55 | 14223.76 | 190.84 | 48222.17 | 7350.93 | 959.4 | 4428 | 4428 | 24.6 | 9827.7 | 326.72 | 36.67 | -47.27 | 22.1 | 23.9 | 0 | 0 | 0.2 | 0.2 | 1 | 0.2 | 0 | 7580.1 | 0 | 4321.99 | 0 | 30624.6 | 0 | 5695.49 | 0 | 1126.34 | 0 | 482.26 | 0 | 2992.14 | 0 | 635.51 | 2114.68
4625 | 17.4 | 1411.34 | 660 | 131.35 | 2202.69 | 740.21 | 177.65 | 11280.86 | 3120.55 | 14223.76 | 190.84 | 54408.3 | 7798.5 | 959.4 | 4428 | 4428 | 24.6 | 9827.7 | 328.47 | 38.42 | -47.01 | 22.37 | 23.9 | 0 | 0 | 0.2 | 0.2 | 1 | 0.2 | 0 | 6354.53 | 0 | 3623.19 | 0 | 35379.24 | 0 | 9051.34 | 0 | 944.23 | 0 | 404.28 | 0 | 3456.68 | 0 | 1009.97 | 1983.33
4626 | 16.2 | 1411.34 | 660 | 131.35 | 2202.69 | 740.21 | 444.13 | 11547.34 | 3387.03 | 14490.24 | 190.84 | 18389.27 | 2911.85 | 2398.5 | 11070 | 11070 | 61.5 | 24569.25 | 299.78 | 28.8 | -48.81 | 19.31 | 23.9 | 0 | 0 | 0.5 | 0.5 | 1 | 0.5 | 0 | 4572.65 | 0 | 2607.21 | 0 | 7962.6 | 0 | 3246.81 | 0 | 679.46 | 0 | 290.92 | 0 | 777.98 | 0 | 362.29 | 801.21
4627 | 15.9 | 1411.34 | 660 | 131.35 | 2202.69 | 740.21 | 444.13 | 11547.34 | 3387.03 | 14490.24 | 190.84 | 9341.96 | 1510.21 | 2398.5 | 11070 | 11070 | 61.5 | 24569.25 | 296.67 | 25.7 | -49.81 | 18.3 | 23.9 | 0 | 0 | 0.5 | 0.5 | 1 | 0.5 | 0 | 2557.05 | 0 | 1457.96 | 0 | 3711.6 | 0 | 1615.35 | 0 | 379.95 | 0 | 162.68 | 0 | 362.64 | 0 | 180.24 | 424.69
4628 | 15.3 | 1411.34 | 660 | 131.35 | 2202.69 | 740.21 | 444.13 | 11547.34 | 3387.03 | 14490.24 | 190.84 | 7652.67 | 1134.07 | 2398.5 | 11070 | 11070 | 61.5 | 24569.25 | 295.56 | 24.59 | -50.55 | 17.57 | 23.9 | 0 | 0 | 0.5 | 0.5 | 1 | 0.5 | 0 | 1592.26 | 0 | 907.87 | 0 | 3302.5 | 0 | 1850.03 | 0 | 236.6 | 0 | 101.3 | 0 | 322.67 | 0 | 206.43 | 267.07
4629 | 14.5 | 1411.34 | 660 | 131.35 | 2202.69 | 740.21 | 444.13 | 11547.34 | 3387.03 | 14490.24 | 190.84 | 1655.4 | 219.17 | 2398.5 | 11070 | 11070 | 61.5 | 24569.25 | 292.95 | 21.98 | -51.81 | 16.31 | 21.98 | 0 | 0 | 0.5 | 0.5 | 1 | 0.5 | 0 | 233.08 | 0 | 132.9 | 0 | 662.88 | 0 | 626.54 | 0 | 34.63 | 0 | 14.83 | 0 | 64.77 | 0 | 69.91 | 35.03
4630 | 12.6 | 1411.34 | 660 | 131.35 | 2202.69 | 740.21 | 444.13 | 11547.34 | 3387.03 | 14490.24 | 190.84 | 0 | 0 | 2398.5 | 11070 | 11070 | 61.5 | 24569.25 | 290.64 | 19.67 | -53.81 | 14.3 | 20 | 1.23 | 0 | 0.5 | 0.5 | 1 | 0.5 | 0 | 0 | 0 | 0 | 0 | 0 | 0 | 0 | 0 | 0 | 0 | 0 | 0 | 0 | 0 | 0 | 0
4631 | 12 | 1411.34 | 660 | 131.35 | 2202.69 | 740.21 | 444.13 | 11547.34 | 3387.03 | 14490.24 | 190.84 | 0 | 0 | 2398.5 | 11070 | 11070 | 61.5 | 24569.25 | 290.03 | 19.06 | -54.4 | 13.71 | 20 | 3.48 | 0 | 0.5 | 0.5 | 1 | 0.5 | 0 | 0 | 0 | 0 | 0 | 0 | 0 | 0 | 0 | 0 | 0 | 0 | 0 | 0 | 0 | 0 | 0
4632 | 12.7 | 1411.34 | 660 | 131.35 | 2202.69 | 740.21 | 444.13 | 11547.34 | 3387.03 | 14490.24 | 190.84 | 0 | 0 | 2398.5 | 11070 | 11070 | 61.5 | 24569.25 | 290.68 | 19.7 | -53.71 | 14.4 | 20 | 1.11 | 0 | 0.5 | 0.5 | 1 | 0.5 | 0 | 0 | 0 | 0 | 0 | 0 | 0 | 0 | 0 | 0 | 0 | 0 | 0 | 0 | 0 | 0 | 0
4633 | 12.8 | 1411.34 | 660 | 131.35 | 2202.69 | 740.21 | 444.13 | 11547.34 | 3387.03 | 14490.24 | 190.84 | 0 | 0 | 2398.5 | 2214 | 2214 | 61.5 | 6857.25 | 285.97 | 14.99 | -54.82 | 13.3 | 20 | 18.48 | 0 | 0.5 | 0.1 | 0.5 | 0.5 | 0 | 0 | 0 | 0 | 0 | 0 | 0 | 0 | 0 | 0 | 0 | 0 | 0 | 0 | 0 | 0 | 0
4634 | 12.1 | 1411.34 | 660 | 131.35 | 2202.69 | 740.21 | 444.13 | 11547.34 | 3387.03 | 14490.24 | 190.84 | 0 | 0 | 2398.5 | 2214 | 2214 | 61.5 | 6857.25 | 285.33 | 14.35 | -55.51 | 12.6 | 20 | 20.85 | 0 | 0.5 | 0.1 | 0.5 | 0.5 | 0 | 0 | 0 | 0 | 0 | 0 | 0 | 0 | 0 | 0 | 0 | 0 | 0 | 0 | 0 | 0 | 0
4635 | 11.4 | 1411.34 | 660 | 131.35 | 2202.69 | 740.21 | 444.13 | 11547.34 | 3387.03 | 14490.24 | 190.84 | 0 | 0 | 2398.5 | 2214 | 2214 | 61.5 | 6857.25 | 284.68 | 13.71 | -56.2 | 11.91 | 20 | 23.23 | 0 | 0.5 | 0.1 | 0.5 | 0.5 | 0 | 0 | 0 | 0 | 0 | 0 | 0 | 0 | 0 | 0 | 0 | 0 | 0 | 0 | 0 | 0 | 0
4636 | 12 | 1411.34 | 660 | 131.35 | 2202.69 | 740.21 | 444.13 | 11547.34 | 3387.03 | 14490.24 | 190.84 | 0 | 0 | 2398.5 | 2214 | 2214 | 61.5 | 6857.25 | 285.23 | 14.26 | -55.61 | 12.51 | 20 | 21.19 | 0 | 0.5 | 0.1 | 0.5 | 0.5 | 0 | 0 | 0 | 0 | 0 | 0 | 0 | 0 | 0 | 0 | 0 | 0 | 0 | 0 | 0 | 0 | 0
4637 | 11.6 | 1411.34 | 660 | 131.35 | 2202.69 | 740.21 | 444.13 | 11547.34 | 3387.03 | 14490.24 | 190.84 | 549.19 | 45.24 | 2398.5 | 2214 | 2214 | 61.5 | 6857.25 | 285.03 | 14.05 | -55.96 | 12.15 | 20 | 21.95 | 0 | 0.5 | 0.1 | 0.5 | 0.5 | 0 | 158.1 | 0 | 90.14 | 0 | 210.8 | 0 | 90.14 | 0 | 11.75 | 0 | 5.03 | 0 | 10.3 | 0 | 5.03 | 13.13
4638 | 12 | 1411.34 | 660 | 131.35 | 2202.69 | 740.21 | 444.13 | 11547.34 | 3387.03 | 14490.24 | 190.84 | 35849.76 | 2719.51 | 2398.5 | 2214 | 2214 | 61.5 | 6857.25 | 295.68 | 24.71 | -52.98 | 15.13 | 23.9 | 0 | 0 | 0.5 | 0.1 | 0.5 | 0.5 | 0 | 28593.98 | 0 | 4071.57 | 0 | 2230.41 | 0 | 953.79 | 0 | 2124.41 | 0 | 227.16 | 0 | 108.96 | 0 | 53.21 | 205.78
4639 | 13.9 | 1411.34 | 660 | 131.35 | 2202.69 | 740.21 | 444.13 | 11547.34 | 3387.03 | 14490.24 | 190.84 | 23538.69 | 3690.61 | 2398.5 | 2214 | 2214 | 61.5 | 6857.25 | 294.47 | 23.5 | -51.88 | 16.24 | 23.5 | 0 | 0 | 0.5 | 0.1 | 0.5 | 0.5 | 0 | 13758.46 | 0 | 4262.14 | 0 | 3865.21 | 0 | 1652.89 | 0 | 2044.38 | 0 | 475.58 | 0 | 377.65 | 0 | 184.43 | 608.57
4640 | 16 | 1411.34 | 660 | 131.35 | 2202.69 | 740.21 | 177.65 | 11280.86 | 3120.55 | 14223.76 | 190.84 | 79872.12 | 6408.81 | 959.4 | 4428 | 4428 | 24.6 | 9827.7 | 334.17 | 44.12 | -46.72 | 22.65 | 23.9 | 0 | 0 | 0.2 | 0.2 | 1 | 0.2 | 0 | 42790.52 | 0 | 18292.26 | 0 | 13161.2 | 0 | 5628.15 | 0 | 3179.15 | 0 | 1020.54 | 0 | 642.95 | 0 | 314 | 1252.17
4641 | 16.2 | 1411.34 | 660 | 131.35 | 2202.69 | 740.21 | 177.65 | 11280.86 | 3120.55 | 14223.76 | 190.84 | 56580.1 | 9375.5 | 959.4 | 4428 | 4428 | 24.6 | 9827.7 | 328.47 | 38.42 | -47.93 | 21.44 | 23.9 | 0 | 0 | 0.2 | 0.2 | 1 | 0.2 | 0 | 28773.26 | 0 | 16632.94 | 0 | 7826.88 | 0 | 3347.02 | 0 | 4275.45 | 0 | 1855.94 | 0 | 764.72 | 0 | 373.47 | 2105.93
4642 | 16.2 | 1411.34 | 660 | 131.35 | 2202.69 | 740.21 | 177.65 | 11280.86 | 3120.55 | 14223.76 | 190.84 | 24505 | 4035.57 | 959.4 | 4428 | 4428 | 24.6 | 9827.7 | 317.62 | 27.57 | -50.53 | 18.85 | 23.9 | 0 | 0 | 0.2 | 0.2 | 1 | 0.2 | 0 | 7742.95 | 0 | 4943.6 | 0 | 8278.37 | 0 | 3540.09 | 0 | 1150.53 | 0 | 551.62 | 0 | 808.83 | 0 | 395.01 | 1129.58
4643 | 18.2 | 1411.34 | 660 | 131.35 | 2202.69 | 740.21 | 177.65 | 11280.86 | 3120.55 | 14223.76 | 190.84 | 49517.99 | 9028.58 | 959.4 | 4428 | 4428 | 24.6 | 9827.7 | 328.13 | 38.08 | -46.47 | 22.9 | 23.9 | 0 | 0 | 0.2 | 0.2 | 1 | 0.2 | 0 | 15810.11 | 0 | 19977.11 | 0 | 9617.87 | 0 | 4112.9 | 0 | 2349.24 | 0 | 2229.09 | 0 | 939.7 | 0 | 458.93 | 3051.62
4644 | 18.8 | 1411.34 | 660 | 131.35 | 2202.69 | 740.21 | 177.65 | 11280.86 | 3120.55 | 14223.76 | 190.84 | 41012.27 | 7639.47 | 959.4 | 4428 | 4428 | 24.6 | 9827.7 | 325.8 | 35.75 | -46.57 | 22.81 | 23.9 | 0 | 0 | 0.2 | 0.2 | 1 | 0.2 | 0 | 8205.47 | 0 | 16547.59 | 0 | 11580.65 | 0 | 4678.56 | 0 | 1219.26 | 0 | 1846.42 | 0 | 1131.47 | 0 | 522.04 | 2920.27
4645 | 19.6 | 1411.34 | 660 | 131.35 | 2202.69 | 740.21 | 177.65 | 11280.86 | 3120.55 | 14223.76 | 190.84 | 50870.22 | 9035.38 | 959.4 | 4428 | 4428 | 24.6 | 9827.7 | 329.79 | 39.74 | -45 | 24.38 | 24 | 0 | -5.43 | 0.2 | 0.2 | 1 | 0.2 | 0 | 7646.81 | 0 | 16025.71 | 0 | 22837.68 | 0 | 4360.02 | 0 | 1136.25 | 0 | 1788.18 | 0 | 2231.33 | 0 | 486.5 | 3393.12
4646 | 18.4 | 1411.34 | 660 | 131.35 | 2202.69 | 740.21 | 177.65 | 11280.86 | 3120.55 | 14223.76 | 190.84 | 51336.55 | 8427.55 | 959.4 | 4428 | 4428 | 24.6 | 9827.7 | 328.67 | 38.62 | -46.19 | 23.18 | 23.9 | 0 | 0 | 0.2 | 0.2 | 1 | 0.2 | 0 | 8457.18 | 0 | 10309.3 | 0 | 27748 | 0 | 4822.07 | 0 | 1256.66 | 0 | 1150.33 | 0 | 2711.08 | 0 | 538.06 | 2771.41
4647 | 18 | 1411.34 | 660 | 131.35 | 2202.69 | 740.21 | 177.65 | 11280.86 | 3120.55 | 14223.76 | 190.84 | 38357.67 | 6158.32 | 959.4 | 4428 | 4428 | 24.6 | 9827.7 | 323.88 | 33.83 | -47.64 | 21.73 | 23.9 | 0 | 0 | 0.2 | 0.2 | 1 | 0.2 | 0 | 8480.38 | 0 | 5584.36 | 0 | 19457.63 | 0 | 4835.3 | 0 | 1260.11 | 0 | 623.11 | 0 | 1901.08 | 0 | 539.53 | 1834.48
4648 | 17 | 1411.34 | 660 | 131.35 | 2202.69 | 740.21 | 177.65 | 11280.86 | 3120.55 | 14223.76 | 190.84 | 25543.19 | 4126.94 | 959.4 | 4428 | 4428 | 24.6 | 9827.7 | 318.67 | 28.62 | -49.66 | 19.71 | 23.9 | 0 | 0 | 0.2 | 0.2 | 1 | 0.2 | 0 | 6772.36 | 0 | 3861.43 | 0 | 10923.44 | 0 | 3985.95 | 0 | 1006.31 | 0 | 430.87 | 0 | 1067.26 | 0 | 444.76 | 1177.74
4649 | 17.6 | 1411.34 | 660 | 131.35 | 2202.69 | 740.21 | 177.65 | 11280.86 | 3120.55 | 14223.76 | 190.84 | 25431.64 | 3935.82 | 959.4 | 4428 | 4428 | 24.6 | 9827.7 | 319.12 | 29.07 | -49.09 | 20.28 | 23.9 | 0 | 0 | 0.2 | 0.2 | 1 | 0.2 | 0 | 5669.39 | 0 | 3232.55 | 0 | 12339.27 | 0 | 4190.43 | 0 | 842.42 | 0 | 360.69 | 0 | 1205.59 | 0 | 467.58 | 1059.53
4650 | 17.9 | 1411.34 | 660 | 131.35 | 2202.69 | 740.21 | 444.13 | 11547.34 | 3387.03 | 14490.24 | 190.84 | 36038.27 | 5160.16 | 2398.5 | 11070 | 11070 | 61.5 | 24569.25 | 306.73 | 35.75 | -45.77 | 22.34 | 23.9 | 0 | 0 | 0.5 | 0.5 | 1 | 0.5 | 0 | 5412.6 | 0 | 3086.13 | 0 | 20068.93 | 0 | 7470.6 | 0 | 804.27 | 0 | 344.36 | 0 | 1960.81 | 0 | 833.58 | 1217.15
4651 | 17.7 | 1411.34 | 660 | 131.35 | 2202.69 | 740.21 | 444.13 | 11547.34 | 3387.03 | 14490.24 | 190.84 | 28370.95 | 3911.86 | 2398.5 | 11070 | 11070 | 61.5 | 24569.25 | 304.13 | 33.15 | -46.58 | 21.54 | 23.9 | 0 | 0 | 0.5 | 0.5 | 1 | 0.5 | 0 | 3803.22 | 0 | 2168.5 | 0 | 15054.59 | 0 | 7344.64 | 0 | 565.13 | 0 | 241.97 | 0 | 1470.89 | 0 | 819.53 | 814.35
4652 | 16.6 | 1411.34 | 660 | 131.35 | 2202.69 | 740.21 | 444.13 | 11547.34 | 3387.03 | 14490.24 | 190.84 | 28617.49 | 3553.28 | 2398.5 | 11070 | 11070 | 61.5 | 24569.25 | 303.09 | 32.11 | -47.67 | 20.44 | 23.9 | 0 | 0 | 0.5 | 0.5 | 1 | 0.5 | 0 | 2102.35 | 0 | 1198.71 | 0 | 14677.88 | 0 | 10638.56 | 0 | 312.39 | 0 | 133.75 | 0 | 1434.08 | 0 | 1187.07 | 485.98
4653 | 15.1 | 1411.34 | 660 | 131.35 | 2202.69 | 740.21 | 444.13 | 11547.34 | 3387.03 | 14490.24 | 190.84 | 1996.66 | 329.93 | 2398.5 | 11070 | 11070 | 61.5 | 24569.25 | 293.63 | 22.65 | -51.18 | 16.93 | 22.65 | 0 | 0 | 0.5 | 0.5 | 1 | 0.5 | 0 | 239.7 | 0 | 136.67 | 0 | 806.08 | 0 | 814.21 | 0 | 35.62 | 0 | 15.25 | 0 | 78.76 | 0 | 90.85 | 109.46
4654 | 13.6 | 1411.34 | 660 | 131.35 | 2202.69 | 740.21 | 444.13 | 11547.34 | 3387.03 | 14490.24 | 190.84 | 0 | 0 | 2398.5 | 11070 | 11070 | 61.5 | 24569.25 | 291.58 | 20.61 | -52.82 | 15.29 | 20.61 | 0 | 0 | 0.5 | 0.5 | 1 | 0.5 | 0 | 0 | 0 | 0 | 0 | 0 | 0 | 0 | 0 | 0 | 0 | 0 | 0 | 0 | 0 | 0 | 0
4655 | 11.5 | 1411.34 | 660 | 131.35 | 2202.69 | 740.21 | 444.13 | 11547.34 | 3387.03 | 14490.24 | 190.84 | 0 | 0 | 2398.5 | 11070 | 11070 | 61.5 | 24569.25 | 289.59 | 18.62 | -54.9 | 13.22 | 20 | 5.11 | 0 | 0.5 | 0.5 | 1 | 0.5 | 0 | 0 | 0 | 0 | 0 | 0 | 0 | 0 | 0 | 0 | 0 | 0 | 0 | 0 | 0 | 0 | 0
4656 | 10.9 | 1411.34 | 660 | 131.35 | 2202.69 | 740.21 | 444.13 | 11547.34 | 3387.03 | 14490.24 | 190.84 | 0 | 0 | 2398.5 | 11070 | 11070 | 61.5 | 24569.25 | 289.02 | 18.05 | -55.49 | 12.63 | 20 | 7.21 | 0 | 0.5 | 0.5 | 1 | 0.5 | 0 | 0 | 0 | 0 | 0 | 0 | 0 | 0 | 0 | 0 | 0 | 0 | 0 | 0 | 0 | 0 | 0
4657 | 10.5 | 1411.34 | 660 | 131.35 | 2202.69 | 740.21 | 444.13 | 11547.34 | 3387.03 | 14490.24 | 190.84 | 0 | 0 | 2398.5 | 2214 | 2214 | 61.5 | 6857.25 | 283.86 | 12.88 | -57.09 | 11.03 | 20 | 26.27 | 0 | 0.5 | 0.1 | 0.5 | 0.5 | 0 | 0 | 0 | 0 | 0 | 0 | 0 | 0 | 0 | 0 | 0 | 0 | 0 | 0 | 0 | 0 | 0
4658 | 9.2 | 1411.34 | 660 | 131.35 | 2202.69 | 740.21 | 444.13 | 11547.34 | 3387.03 | 14490.24 | 190.84 | 0 | 0 | 2398.5 | 2214 | 2214 | 61.5 | 6857.25 | 282.66 | 11.69 | -58.37 | 9.74 | 20 | 30.68 | 0 | 0.5 | 0.1 | 0.5 | 0.5 | 0 | 0 | 0 | 0 | 0 | 0 | 0 | 0 | 0 | 0 | 0 | 0 | 0 | 0 | 0 | 0 | 0
4659 | 8.8 | 1411.34 | 660 | 131.35 | 2202.69 | 740.21 | 444.13 | 11547.34 | 3387.03 | 14490.24 | 190.84 | 0 | 0 | 2398.5 | 2214 | 2214 | 61.5 | 6857.25 | 282.3 | 11.32 | -58.77 | 9.35 | 20 | 32.03 | 0 | 0.5 | 0.1 | 0.5 | 0.5 | 0 | 0 | 0 | 0 | 0 | 0 | 0 | 0 | 0 | 0 | 0 | 0 | 0 | 0 | 0 | 0 | 0
4660 | 8.3 | 1411.34 | 660 | 131.35 | 2202.69 | 740.21 | 444.13 | 11547.34 | 3387.03 | 14490.24 | 190.84 | 0 | 0 | 2398.5 | 2214 | 2214 | 61.5 | 6857.25 | 281.84 | 10.86 | -59.26 | 8.85 | 20 | 33.73 | 0 | 0.5 | 0.1 | 0.5 | 0.5 | 0 | 0 | 0 | 0 | 0 | 0 | 0 | 0 | 0 | 0 | 0 | 0 | 0 | 0 | 0 | 0 | 0
4661 | 9.1 | 1411.34 | 660 | 131.35 | 2202.69 | 740.21 | 444.13 | 11547.34 | 3387.03 | 14490.24 | 190.84 | 549.19 | 45.24 | 2398.5 | 2214 | 2214 | 61.5 | 6857.25 | 282.73 | 11.76 | -58.43 | 9.68 | 20 | 30.42 | 0 | 0.5 | 0.1 | 0.5 | 0.5 | 0 | 158.1 | 0 | 90.14 | 0 | 210.8 | 0 | 90.14 | 0 | 11.75 | 0 | 5.03 | 0 | 10.3 | 0 | 5.03 | 13.13
4662 | 11.6 | 1411.34 | 660 | 131.35 | 2202.69 | 740.21 | 444.13 | 11547.34 | 3387.03 | 14490.24 | 190.84 | 12820.91 | 989.63 | 2398.5 | 2214 | 2214 | 61.5 | 6857.25 | 288.61 | 17.63 | -55.06 | 13.05 | 20 | 8.74 | 0 | 0.5 | 0.1 | 0.5 | 0.5 | 0 | 8829.14 | 0 | 1598.36 | 0 | 1676.49 | 0 | 716.92 | 0 | 655.97 | 0 | 89.17 | 0 | 81.9 | 0 | 40 | 122.59
4663 | 13.8 | 1411.34 | 660 | 131.35 | 2202.69 | 740.21 | 444.13 | 11547.34 | 3387.03 | 14490.24 | 190.84 | 37194.42 | 2915.79 | 2398.5 | 2214 | 2214 | 61.5 | 6857.25 | 297.75 | 26.78 | -51.1 | 17.01 | 23.9 | 0 | 0 | 0.5 | 0.1 | 0.5 | 0.5 | 0 | 21516.99 | 0 | 6733.65 | 0 | 6264.77 | 0 | 2679.01 | 0 | 1598.62 | 0 | 375.68 | 0 | 306.05 | 0 | 149.46 | 485.98
4664 | 17.2 | 1411.34 | 660 | 131.35 | 2202.69 | 740.21 | 444.13 | 11547.34 | 3387.03 | 14490.24 | 190.84 | 48615.17 | 7810.71 | 2398.5 | 11070 | 11070 | 61.5 | 24569.25 | 310.21 | 39.24 | -45.43 | 22.69 | 23.9 | 0 | 0 | 0.5 | 0.5 | 1 | 0.5 | 0 | 27749.28 | 0 | 11603.67 | 0 | 6487.82 | 0 | 2774.4 | 0 | 4123.3 | 0 | 1294.76 | 0 | 633.88 | 0 | 309.57 | 1449.19
4665 | 18.5 | 1411.34 | 660 | 131.35 | 2202.69 | 740.21 | 444.13 | 11547.34 | 3387.03 | 14490.24 | 190.84 | 61225.33 | 10211.19 | 2398.5 | 11070 | 11070 | 61.5 | 24569.25 | 315.48 | 44.5 | -43.12 | 24.99 | 24 | 0 | -14.59 | 0.5 | 0.5 | 1 | 0.5 | 0 | 32258.37 | 0 | 18706.65 | 0 | 7186.95 | 0 | 3073.37 | 0 | 4793.31 | 0 | 2087.33 | 0 | 702.19 | 0 | 342.93 | 2285.43
4666 | 19.9 | 1411.34 | 660 | 131.35 | 2202.69 | 740.21 | 444.13 | 11547.34 | 3387.03 | 14490.24 | 190.84 | 58303.66 | 10135.04 | 2398.5 | 11070 | 11070 | 61.5 | 24569.25 | 315.95 | 44.97 | -41.94 | 26.17 | 24 | 0 | -31.88 | 0.5 | 0.5 | 1 | 0.5 | 0 | 25275.39 | 0 | 21008.94 | 0 | 8419.07 | 0 | 3600.26 | 0 | 3755.7 | 0 | 2344.22 | 0 | 822.57 | 0 | 401.72 | 2810.82
4667 | 21.2 | 1411.34 | 660 | 131.35 | 2202.69 | 740.21 | 444.13 | 11547.34 | 3387.03 | 14490.24 | 190.84 | 51179.97 | 9411.81 | 2398.5 | 11070 | 11070 | 61.5 | 24569.25 | 315.02 | 44.04 | -41.19 | 26.92 | 24 | 0 | -42.87 | 0.5 | 0.5 | 1 | 0.5 | 0 | 16414.79 | 0 | 21512.76 | 0 | 9282.8 | 0 | 3969.62 | 0 | 2439.09 | 0 | 2400.44 | 0 | 906.96 | 0 | 442.94 | 3222.37
4668 | 21.6 | 1411.34 | 660 | 131.35 | 2202.69 | 740.21 | 444.13 | 11547.34 | 3387.03 | 14490.24 | 190.84 | 39625.7 | 7018.65 | 2398.5 | 11070 | 11070 | 61.5 | 24569.25 | 311.61 | 40.63 | -41.75 | 26.36 | 24 | 0 | -34.72 | 0.5 | 0.5 | 1 | 0.5 | 0 | 9120.43 | 0 | 12717.17 | 0 | 12587.85 | 0 | 5200.25 | 0 | 1355.22 | 0 | 1419.01 | 0 | 1229.88 | 0 | 580.25 | 2434.29
4669 | 20.4 | 1411.34 | 660 | 131.35 | 2202.69 | 740.21 | 444.13 | 11547.34 | 3387.03 | 14490.24 | 190.84 | 31638.33 | 5204.93 | 2398.5 | 11070 | 11070 | 61.5 | 24569.25 | 307.85 | 36.87 | -43.6 | 24.51 | 24 | 0 | -7.53 | 0.5 | 0.5 | 1 | 0.5 | 0 | 8505.52 | 0 | 5853.74 | 0 | 12429.44 | 0 | 4849.64 | 0 | 1263.84 | 0 | 653.17 | 0 | 1214.4 | 0 | 541.13 | 1532.38
4670 | 22.4 | 1411.34 | 660 | 131.35 | 2202.69 | 740.21 | 444.13 | 11547.34 | 3387.03 | 14490.24 | 190.84 | 43384.11 | 7040.14 | 2398.5 | 11070 | 11070 | 61.5 | 24569.25 | 313.36 | 42.39 | -40.7 | 27.41 | 24 | 0 | -50.09 | 0.5 | 0.5 | 1 | 0.5 | 0 | 8926.07 | 0 | 8188.92 | 0 | 21179.7 | 0 | 5089.42 | 0 | 1326.33 | 0 | 913.74 | 0 | 2069.34 | 0 | 567.89 | 2162.84
4671 | 22.9 | 1411.34 | 660 | 131.35 | 2202.69 | 740.21 | 444.13 | 11547.34 | 3387.03 | 14490.24 | 190.84 | 56308.31 | 8933.23 | 2398.5 | 11070 | 11070 | 61.5 | 24569.25 | 317.84 | 46.86 | -39.2 | 28.91 | 24 | 0 | -72.15 | 0.5 | 0.5 | 1 | 0.5 | 0 | 7525.74 | 0 | 6857.89 | 0 | 37633.69 | 0 | 4290.99 | 0 | 1118.26 | 0 | 765.22 | 0 | 3676.95 | 0 | 478.8 | 2894.01
4672 | 23 | 1411.34 | 660 | 131.35 | 2202.69 | 740.21 | 444.13 | 11547.34 | 3387.03 | 14490.24 | 190.84 | 64932.73 | 9848.57 | 2398.5 | 11070 | 11070 | 61.5 | 24569.25 | 320.51 | 49.54 | -38.45 | 29.66 | 24 | 0 | -83.14 | 0.5 | 0.5 | 1 | 0.5 | 0 | 6241.19 | 0 | 3558.58 | 0 | 48951.67 | 0 | 6181.29 | 0 | 927.39 | 0 | 397.07 | 0 | 4782.76 | 0 | 689.72 | 3051.62
4673 | 21.9 | 1411.34 | 660 | 131.35 | 2202.69 | 740.21 | 444.13 | 11547.34 | 3387.03 | 14490.24 | 190.84 | 64085.41 | 9052.83 | 2398.5 | 11070 | 11070 | 61.5 | 24569.25 | 319.06 | 48.08 | -39.65 | 28.47 | 24 | 0 | -65.56 | 0.5 | 0.5 | 1 | 0.5 | 0 | 5656.67 | 0 | 3225.29 | 0 | 44602.55 | 0 | 10600.89 | 0 | 840.53 | 0 | 359.89 | 0 | 4357.84 | 0 | 1182.87 | 2311.7
4674 | 21.4 | 1411.34 | 660 | 131.35 | 2202.69 | 740.21 | 444.13 | 11547.34 | 3387.03 | 14490.24 | 190.84 | 57165.32 | 7702.39 | 2398.5 | 11070 | 11070 | 61.5 | 24569.25 | 316.36 | 45.38 | -40.71 | 27.41 | 24 | 0 | -50.04 | 0.5 | 0.5 | 1 | 0.5 | 0 | 4791.16 | 0 | 2731.8 | 0 | 36641.24 | 0 | 13001.13 | 0 | 711.92 | 0 | 304.82 | 0 | 3579.99 | 0 | 1450.69 | 1654.97
4675 | 20.6 | 1411.34 | 660 | 131.35 | 2202.69 | 740.21 | 444.13 | 11547.34 | 3387.03 | 14490.24 | 190.84 | 55236.68 | 6991.05 | 2398.5 | 11070 | 11070 | 61.5 | 24569.25 | 314.91 | 43.93 | -41.68 | 26.44 | 24 | 0 | -35.81 | 0.5 | 0.5 | 1 | 0.5 | 0 | 3265.64 | 0 | 1861.99 | 0 | 33305.16 | 0 | 16803.89 | 0 | 485.25 | 0 | 207.76 | 0 | 3254.04 | 0 | 1875.01 | 1168.99
4676 | 19.3 | 1411.34 | 660 | 131.35 | 2202.69 | 740.21 | 444.13 | 11547.34 | 3387.03 | 14490.24 | 190.84 | 35725.21 | 4333.29 | 2398.5 | 11070 | 11070 | 61.5 | 24569.25 | 307.71 | 36.73 | -44.47 | 23.65 | 23.9 | 0 | 0 | 0.5 | 0.5 | 1 | 0.5 | 0 | 1974.37 | 0 | 1125.74 | 0 | 18749.81 | 0 | 13875.29 | 0 | 293.37 | 0 | 125.61 | 0 | 1831.93 | 0 | 1548.23 | 534.14
4677 | 17.7 | 1411.34 | 660 | 131.35 | 2202.69 | 740.21 | 444.13 | 11547.34 | 3387.03 | 14490.24 | 190.84 | 1896.03 | 291.17 | 2398.5 | 11070 | 11070 | 61.5 | 24569.25 | 295.98 | 25 | -48.63 | 19.49 | 23.9 | 0 | 0 | 0.5 | 0.5 | 1 | 0.5 | 0 | 192.62 | 0 | 109.83 | 0 | 771.61 | 0 | 821.98 | 0 | 28.62 | 0 | 12.25 | 0 | 75.39 | 0 | 91.72 | 83.19
4678 | 16.2 | 1411.34 | 660 | 131.35 | 2202.69 | 740.21 | 444.13 | 11547.34 | 3387.03 | 14490.24 | 190.84 | 0 | 0 | 2398.5 | 11070 | 11070 | 61.5 | 24569.25 | 294.01 | 23.03 | -50.26 | 17.86 | 23.03 | 0 | 0 | 0.5 | 0.5 | 1 | 0.5 | 0 | 0 | 0 | 0 | 0 | 0 | 0 | 0 | 0 | 0 | 0 | 0 | 0 | 0 | 0 | 0 | 0
4679 | 14.5 | 1411.34 | 660 | 131.35 | 2202.69 | 740.21 | 444.13 | 11547.34 | 3387.03 | 14490.24 | 190.84 | 0 | 0 | 2398.5 | 11070 | 11070 | 61.5 | 24569.25 | 292.42 | 21.44 | -51.93 | 16.18 | 21.44 | 0 | 0 | 0.5 | 0.5 | 1 | 0.5 | 0 | 0 | 0 | 0 | 0 | 0 | 0 | 0 | 0 | 0 | 0 | 0 | 0 | 0 | 0 | 0 | 0
4680 | 16.1 | 1411.34 | 660 | 131.35 | 2202.69 | 740.21 | 444.13 | 11547.34 | 3387.03 | 14490.24 | 190.84 | 0 | 0 | 2398.5 | 11070 | 11070 | 61.5 | 24569.25 | 293.84 | 22.86 | -50.36 | 17.76 | 22.86 | 0 | 0 | 0.5 | 0.5 | 1 | 0.5 | 0 | 0 | 0 | 0 | 0 | 0 | 0 | 0 | 0 | 0 | 0 | 0 | 0 | 0 | 0 | 0 | 0
4681 | 16.6 | 1411.34 | 660 | 131.35 | 2202.69 | 740.21 | 444.13 | 11547.34 | 3387.03 | 14490.24 | 190.84 | 0 | 0 | 2398.5 | 2214 | 2214 | 61.5 | 6857.25 | 289.54 | 18.57 | -51.07 | 17.05 | 20 | 5.29 | 0 | 0.5 | 0.1 | 0.5 | 0.5 | 0 | 0 | 0 | 0 | 0 | 0 | 0 | 0 | 0 | 0 | 0 | 0 | 0 | 0 | 0 | 0 | 0
4682 | 16.7 | 1411.34 | 660 | 131.35 | 2202.69 | 740.21 | 444.13 | 11547.34 | 3387.03 | 14490.24 | 190.84 | 0 | 0 | 2398.5 | 2214 | 2214 | 61.5 | 6857.25 | 289.55 | 18.57 | -50.97 | 17.14 | 20 | 5.27 | 0 | 0.5 | 0.1 | 0.5 | 0.5 | 0 | 0 | 0 | 0 | 0 | 0 | 0 | 0 | 0 | 0 | 0 | 0 | 0 | 0 | 0 | 0 | 0
4683 | 16.5 | 1411.34 | 660 | 131.35 | 2202.69 | 740.21 | 444.13 | 11547.34 | 3387.03 | 14490.24 | 190.84 | 0 | 0 | 2398.5 | 2214 | 2214 | 61.5 | 6857.25 | 289.36 | 18.39 | -51.17 | 16.95 | 20 | 5.95 | 0 | 0.5 | 0.1 | 0.5 | 0.5 | 0 | 0 | 0 | 0 | 0 | 0 | 0 | 0 | 0 | 0 | 0 | 0 | 0 | 0 | 0 | 0 | 0
4684 | 15.9 | 1411.34 | 660 | 131.35 | 2202.69 | 740.21 | 444.13 | 11547.34 | 3387.03 | 14490.24 | 190.84 | 0 | 0 | 2398.5 | 2214 | 2214 | 61.5 | 6857.25 | 288.81 | 17.84 | -51.76 | 16.36 | 20 | 7.98 | 0 | 0.5 | 0.1 | 0.5 | 0.5 | 0 | 0 | 0 | 0 | 0 | 0 | 0 | 0 | 0 | 0 | 0 | 0 | 0 | 0 | 0 | 0 | 0
4685 | 14.7 | 1411.34 | 660 | 131.35 | 2202.69 | 740.21 | 444.13 | 11547.34 | 3387.03 | 14490.24 | 190.84 | 549.19 | 45.24 | 2398.5 | 2214 | 2214 | 61.5 | 6857.25 | 287.87 | 16.9 | -52.9 | 15.21 | 20 | 11.45 | 0 | 0.5 | 0.1 | 0.5 | 0.5 | 0 | 158.1 | 0 | 90.14 | 0 | 210.8 | 0 | 90.14 | 0 | 11.75 | 0 | 5.03 | 0 | 10.3 | 0 | 5.03 | 13.13
4686 | 15 | 1411.34 | 660 | 131.35 | 2202.69 | 740.21 | 444.13 | 11547.34 | 3387.03 | 14490.24 | 190.84 | 29964.8 | 2290.03 | 2398.5 | 2214 | 2214 | 61.5 | 6857.25 | 296.73 | 25.75 | -50.45 | 17.66 | 23.9 | 0 | 0 | 0.5 | 0.1 | 0.5 | 0.5 | 0 | 22586.05 | 0 | 3554.32 | 0 | 2678.86 | 0 | 1145.57 | 0 | 1678.04 | 0 | 198.3 | 0 | 130.87 | 0 | 63.91 | 218.91
4687 | 15.7 | 1411.34 | 660 | 131.35 | 2202.69 | 740.21 | 444.13 | 11547.34 | 3387.03 | 14490.24 | 190.84 | 13757.11 | 2170.14 | 2398.5 | 2214 | 2214 | 61.5 | 6857.25 | 293.06 | 22.09 | -50.87 | 17.24 | 22.09 | 0 | 0 | 0.5 | 0.1 | 0.5 | 0.5 | 0 | 7321.59 | 0 | 2457.43 | 0 | 2786.49 | 0 | 1191.59 | 0 | 1087.92 | 0 | 274.21 | 0 | 272.25 | 0 | 132.96 | 402.8
4688 | 16.1 | 1411.34 | 660 | 131.35 | 2202.69 | 740.21 | 444.13 | 11547.34 | 3387.03 | 14490.24 | 190.84 | 21355.35 | 1739.56 | 2398.5 | 11070 | 11070 | 61.5 | 24569.25 | 300.12 | 29.14 | -48.78 | 19.33 | 23.9 | 0 | 0 | 0.5 | 0.5 | 1 | 0.5 | 0 | 7248.8 | 0 | 3797.44 | 0 | 7221.12 | 0 | 3087.98 | 0 | 538.55 | 0 | 211.86 | 0 | 352.77 | 0 | 172.28 | 464.09
4689 | 17 | 1411.34 | 660 | 131.35 | 2202.69 | 740.21 | 444.13 | 11547.34 | 3387.03 | 14490.24 | 190.84 | 10406.06 | 1705.07 | 2398.5 | 11070 | 11070 | 61.5 | 24569.25 | 298.02 | 27.05 | -48.64 | 19.47 | 23.9 | 0 | 0 | 0.5 | 0.5 | 1 | 0.5 | 0 | 3043.66 | 0 | 1736.62 | 0 | 3940.64 | 0 | 1685.14 | 0 | 452.26 | 0 | 193.78 | 0 | 385.02 | 0 | 188.03 | 485.98
4690 | 18.8 | 1411.34 | 660 | 131.35 | 2202.69 | 740.21 | 444.13 | 11547.34 | 3387.03 | 14490.24 | 190.84 | 20013.02 | 3283.22 | 2398.5 | 11070 | 11070 | 61.5 | 24569.25 | 302.71 | 31.73 | -46.1 | 22.01 | 23.9 | 0 | 0 | 0.5 | 0.5 | 1 | 0.5 | 0 | 6090.16 | 0 | 3731.16 | 0 | 7138.89 | 0 | 3052.81 | 0 | 904.94 | 0 | 416.33 | 0 | 697.5 | 0 | 340.64 | 923.8
4691 | 17.7 | 1411.34 | 660 | 131.35 | 2202.69 | 740.21 | 444.13 | 11547.34 | 3387.03 | 14490.24 | 190.84 | 20738.97 | 3401.22 | 2398.5 | 11070 | 11070 | 61.5 | 24569.25 | 301.92 | 30.95 | -47.13 | 20.98 | 23.9 | 0 | 0 | 0.5 | 0.5 | 1 | 0.5 | 0 | 6007.87 | 0 | 3704.63 | 0 | 7723.61 | 0 | 3302.86 | 0 | 892.72 | 0 | 413.37 | 0 | 754.63 | 0 | 368.54 | 971.97
4692 | 18.3 | 1411.34 | 660 | 131.35 | 2202.69 | 740.21 | 444.13 | 11547.34 | 3387.03 | 14490.24 | 190.84 | 12632.26 | 2072.05 | 2398.5 | 11070 | 11070 | 61.5 | 24569.25 | 299.92 | 28.94 | -47.18 | 20.93 | 23.9 | 0 | 0 | 0.5 | 0.5 | 1 | 0.5 | 0 | 3626.48 | 0 | 2100.76 | 0 | 4837.29 | 0 | 2067.73 | 0 | 538.86 | 0 | 234.41 | 0 | 472.62 | 0 | 230.72 | 595.44
4693 | 18.1 | 1411.34 | 660 | 131.35 | 2202.69 | 740.21 | 444.13 | 11547.34 | 3387.03 | 14490.24 | 190.84 | 14019.1 | 2294.9 | 2398.5 | 11070 | 11070 | 61.5 | 24569.25 | 300.17 | 29.19 | -47.27 | 20.84 | 23.9 | 0 | 0 | 0.5 | 0.5 | 1 | 0.5 | 0 | 4017.53 | 0 | 2321.14 | 0 | 5389.74 | 0 | 2290.7 | 0 | 596.97 | 0 | 259 | 0 | 526.6 | 0 | 255.6 | 656.73
4694 | 18.5 | 1411.34 | 660 | 131.35 | 2202.69 | 740.21 | 444.13 | 11547.34 | 3387.03 | 14490.24 | 190.84 | 12387.85 | 2029.53 | 2398.5 | 11070 | 11070 | 61.5 | 24569.25 | 300.02 | 29.05 | -47 | 21.11 | 23.9 | 0 | 0 | 0.5 | 0.5 | 1 | 0.5 | 0 | 3547.41 | 0 | 2039.02 | 0 | 4778.77 | 0 | 2022.65 | 0 | 527.11 | 0 | 227.52 | 0 | 466.9 | 0 | 225.69 | 582.3
4695 | 18.9 | 1411.34 | 660 | 131.35 | 2202.69 | 740.21 | 444.13 | 11547.34 | 3387.03 | 14490.24 | 190.84 | 11327.5 | 1857.18 | 2398.5 | 11070 | 11070 | 61.5 | 24569.25 | 300.06 | 29.08 | -46.69 | 21.42 | 23.9 | 0 | 0 | 0.5 | 0.5 | 1 | 0.5 | 0 | 3240.95 | 0 | 1853.88 | 0 | 4384.76 | 0 | 1847.91 | 0 | 481.58 | 0 | 206.86 | 0 | 428.41 | 0 | 206.19 | 534.14
4696 | 20.3 | 1411.34 | 660 | 131.35 | 2202.69 | 740.21 | 444.13 | 11547.34 | 3387.03 | 14490.24 | 190.84 | 16853.95 | 2745.78 | 2398.5 | 11070 | 11070 | 61.5 | 24569.25 | 303.08 | 32.1 | -44.88 | 23.24 | 23.9 | 0 | 0 | 0.5 | 0.5 | 1 | 0.5 | 0 | 4790.46 | 0 | 2731.4 | 0 | 6587.97 | 0 | 2744.11 | 0 | 711.82 | 0 | 304.78 | 0 | 643.67 | 0 | 306.19 | 779.32
4697 | 19.6 | 1411.34 | 660 | 131.35 | 2202.69 | 740.21 | 444.13 | 11547.34 | 3387.03 | 14490.24 | 190.84 | 17515.78 | 2837.15 | 2398.5 | 11070 | 11070 | 61.5 | 24569.25 | 302.64 | 31.67 | -45.51 | 22.6 | 23.9 | 0 | 0 | 0.5 | 0.5 | 1 | 0.5 | 0 | 4841.21 | 0 | 2760.34 | 0 | 7038.57 | 0 | 2875.67 | 0 | 719.36 | 0 | 308 | 0 | 687.69 | 0 | 320.87 | 801.21
4698 | 19.4 | 1411.34 | 660 | 131.35 | 2202.69 | 740.21 | 444.13 | 11547.34 | 3387.03 | 14490.24 | 190.84 | 6144.37 | 1010.17 | 2398.5 | 11070 | 11070 | 61.5 | 24569.25 | 298.88 | 27.91 | -46.61 | 21.5 | 23.9 | 0 | 0 | 0.5 | 0.5 | 1 | 0.5 | 0 | 1741.28 | 0 | 992.84 | 0 | 2393.25 | 0 | 1017 | 0 | 258.74 | 0 | 110.78 | 0 | 233.83 | 0 | 113.48 | 293.34
4699 | 19.6 | 1411.34 | 660 | 131.35 | 2202.69 | 740.21 | 444.13 | 11547.34 | 3387.03 | 14490.24 | 190.84 | 7073.11 | 1151.43 | 2398.5 | 11070 | 11070 | 61.5 | 24569.25 | 299.36 | 28.38 | -46.34 | 21.77 | 23.9 | 0 | 0 | 0.5 | 0.5 | 1 | 0.5 | 0 | 1959.71 | 0 | 1117.38 | 0 | 2788.47 | 0 | 1207.55 | 0 | 291.2 | 0 | 124.68 | 0 | 272.44 | 0 | 134.74 | 328.37
4700 | 19.1 | 1411.34 | 660 | 131.35 | 2202.69 | 740.21 | 444.13 | 11547.34 | 3387.03 | 14490.24 | 190.84 | 4056.34 | 654.25 | 2398.5 | 11070 | 11070 | 61.5 | 24569.25 | 297.94 | 26.97 | -47.07 | 21.04 | 23.9 | 0 | 0 | 0.5 | 0.5 | 1 | 0.5 | 0 | 1082.87 | 0 | 617.43 | 0 | 1608.78 | 0 | 747.26 | 0 | 160.91 | 0 | 68.89 | 0 | 157.18 | 0 | 83.38 | 183.89
4701 | 17.9 | 1411.34 | 660 | 131.35 | 2202.69 | 740.21 | 444.13 | 11547.34 | 3387.03 | 14490.24 | 190.84 | 891.8 | 163.53 | 2398.5 | 11070 | 11070 | 61.5 | 24569.25 | 295.85 | 24.88 | -48.51 | 19.61 | 23.9 | 0 | 0 | 0.5 | 0.5 | 1 | 0.5 | 0 | 204.63 | 0 | 116.67 | 0 | 349.07 | 0 | 221.42 | 0 | 30.41 | 0 | 13.02 | 0 | 34.11 | 0 | 24.71 | 61.3
4702 | 17.1 | 1411.34 | 660 | 131.35 | 2202.69 | 740.21 | 444.13 | 11547.34 | 3387.03 | 14490.24 | 190.84 | 0 | 0 | 2398.5 | 11070 | 11070 | 61.5 | 24569.25 | 294.83 | 23.86 | -49.37 | 18.75 | 23.86 | 0 | 0 | 0.5 | 0.5 | 1 | 0.5 | 0 | 0 | 0 | 0 | 0 | 0 | 0 | 0 | 0 | 0 | 0 | 0 | 0 | 0 | 0 | 0 | 0
4703 | 17.5 | 1411.34 | 660 | 131.35 | 2202.69 | 740.21 | 444.13 | 11547.34 | 3387.03 | 14490.24 | 190.84 | 0 | 0 | 2398.5 | 11070 | 11070 | 61.5 | 24569.25 | 295.2 | 24.22 | -48.97 | 19.14 | 23.9 | 0 | 0 | 0.5 | 0.5 | 1 | 0.5 | 0 | 0 | 0 | 0 | 0 | 0 | 0 | 0 | 0 | 0 | 0 | 0 | 0 | 0 | 0 | 0 | 0
4704 | 17.7 | 1411.34 | 660 | 131.35 | 2202.69 | 740.21 | 444.13 | 11547.34 | 3387.03 | 14490.24 | 190.84 | 0 | 0 | 2398.5 | 11070 | 11070 | 61.5 | 24569.25 | 295.38 | 24.41 | -48.78 | 19.34 | 23.9 | 0 | 0 | 0.5 | 0.5 | 1 | 0.5 | 0 | 0 | 0 | 0 | 0 | 0 | 0 | 0 | 0 | 0 | 0 | 0 | 0 | 0 | 0 | 0 | 0
4705 | 17.5 | 1411.34 | 660 | 131.35 | 2202.69 | 740.21 | 444.13 | 11547.34 | 3387.03 | 14490.24 | 190.84 | 0 | 0 | 2398.5 | 2214 | 2214 | 61.5 | 6857.25 | 290.4 | 19.42 | -50.18 | 17.93 | 20 | 2.13 | 0 | 0.5 | 0.1 | 0.5 | 0.5 | 0 | 0 | 0 | 0 | 0 | 0 | 0 | 0 | 0 | 0 | 0 | 0 | 0 | 0 | 0 | 0 | 0
4706 | 17.6 | 1411.34 | 660 | 131.35 | 2202.69 | 740.21 | 444.13 | 11547.34 | 3387.03 | 14490.24 | 190.84 | 0 | 0 | 2398.5 | 2214 | 2214 | 61.5 | 6857.25 | 290.37 | 19.4 | -50.08 | 18.03 | 20 | 2.23 | 0 | 0.5 | 0.1 | 0.5 | 0.5 | 0 | 0 | 0 | 0 | 0 | 0 | 0 | 0 | 0 | 0 | 0 | 0 | 0 | 0 | 0 | 0 | 0
4707 | 16.6 | 1411.34 | 660 | 131.35 | 2202.69 | 740.21 | 444.13 | 11547.34 | 3387.03 | 14490.24 | 190.84 | 0 | 0 | 2398.5 | 2214 | 2214 | 61.5 | 6857.25 | 289.46 | 18.48 | -51.07 | 17.05 | 20 | 5.61 | 0 | 0.5 | 0.1 | 0.5 | 0.5 | 0 | 0 | 0 | 0 | 0 | 0 | 0 | 0 | 0 | 0 | 0 | 0 | 0 | 0 | 0 | 0 | 0
4708 | 16.1 | 1411.34 | 660 | 131.35 | 2202.69 | 740.21 | 444.13 | 11547.34 | 3387.03 | 14490.24 | 190.84 | 0 | 0 | 2398.5 | 2214 | 2214 | 61.5 | 6857.25 | 289 | 18.02 | -51.56 | 16.55 | 20 | 7.31 | 0 | 0.5 | 0.1 | 0.5 | 0.5 | 0 | 0 | 0 | 0 | 0 | 0 | 0 | 0 | 0 | 0 | 0 | 0 | 0 | 0 | 0 | 0 | 0
4709 | 15.6 | 1411.34 | 660 | 131.35 | 2202.69 | 740.21 | 444.13 | 11547.34 | 3387.03 | 14490.24 | 190.84 | 0 | 0 | 2398.5 | 2214 | 2214 | 61.5 | 6857.25 | 288.54 | 17.56 | -52.06 | 16.06 | 20 | 9 | 0 | 0.5 | 0.1 | 0.5 | 0.5 | 0 | 0 | 0 | 0 | 0 | 0 | 0 | 0 | 0 | 0 | 0 | 0 | 0 | 0 | 0 | 0 | 0
4710 | 15.3 | 1411.34 | 660 | 131.35 | 2202.69 | 740.21 | 444.13 | 11547.34 | 3387.03 | 14490.24 | 190.84 | 1468.22 | 121.3 | 2398.5 | 2214 | 2214 | 61.5 | 6857.25 | 288.69 | 17.72 | -52.24 | 15.87 | 20 | 8.43 | 0 | 0.5 | 0.1 | 0.5 | 0.5 | 0 | 442.18 | 0 | 239.11 | 0 | 551.22 | 0 | 235.72 | 0 | 32.85 | 0 | 13.34 | 0 | 26.93 | 0 | 13.15 | 35.03
4711 | 15.2 | 1411.34 | 660 | 131.35 | 2202.69 | 740.21 | 444.13 | 11547.34 | 3387.03 | 14490.24 | 190.84 | 3414.98 | 283.3 | 2398.5 | 2214 | 2214 | 61.5 | 6857.25 | 289.17 | 18.2 | -52.2 | 15.92 | 20 | 6.66 | 0 | 0.5 | 0.1 | 0.5 | 0.5 | 0 | 1003.73 | 0 | 561.79 | 0 | 1295.47 | 0 | 553.98 | 0 | 74.57 | 0 | 31.34 | 0 | 63.29 | 0 | 30.91 | 83.19
4712 | 15.4 | 1411.34 | 660 | 131.35 | 2202.69 | 740.21 | 177.65 | 11280.86 | 3120.55 | 14223.76 | 190.84 | 10686.76 | 880.24 | 959.4 | 4428 | 4428 | 24.6 | 9827.7 | 311.81 | 21.77 | -52.5 | 16.88 | 21.77 | 0 | 0 | 0.2 | 0.2 | 1 | 0.2 | 0 | 3141.8 | 0 | 1771.6 | 0 | 4044.02 | 0 | 1729.35 | 0 | 233.42 | 0 | 98.84 | 0 | 197.56 | 0 | 96.48 | 253.94
4713 | 16.6 | 1411.34 | 660 | 131.35 | 2202.69 | 740.21 | 177.65 | 11280.86 | 3120.55 | 14223.76 | 190.84 | 30785.58 | 2516.8 | 959.4 | 4428 | 4428 | 24.6 | 9827.7 | 319.28 | 29.23 | -49.8 | 19.57 | 23.9 | 0 | 0 | 0.2 | 0.2 | 1 | 0.2 | 0 | 9832.19 | 0 | 5633.85 | 0 | 10730.74 | 0 | 4588.8 | 0 | 730.49 | 0 | 314.32 | 0 | 524.22 | 0 | 256.01 | 691.76
4714 | 19 | 1411.34 | 660 | 131.35 | 2202.69 | 740.21 | 177.65 | 11280.86 | 3120.55 | 14223.76 | 190.84 | 51261.79 | 8719.07 | 959.4 | 4428 | 4428 | 24.6 | 9827.7 | 329.27 | 39.22 | -45.58 | 23.79 | 23.9 | 0 | 0 | 0.2 | 0.2 | 1 | 0.2 | 0 | 20858.88 | 0 | 16757.07 | 0 | 9558.38 | 0 | 4087.47 | 0 | 3099.44 | 0 | 1869.79 | 0 | 933.89 | 0 | 456.09 | 2359.86
4715 | 19.4 | 1411.34 | 660 | 131.35 | 2202.69 | 740.21 | 177.65 | 11280.86 | 3120.55 | 14223.76 | 190.84 | 44256.93 | 7685.39 | 959.4 | 4428 | 4428 | 24.6 | 9827.7 | 327.3 | 37.25 | -45.75 | 23.63 | 23.9 | 0 | 0 | 0.2 | 0.2 | 1 | 0.2 | 0 | 13659.83 | 0 | 14826.13 | 0 | 11046.94 | 0 | 4724.02 | 0 | 2029.73 | 0 | 1654.33 | 0 | 1079.33 | 0 | 527.12 | 2394.89
4716 | 17.9 | 1411.34 | 660 | 131.35 | 2202.69 | 740.21 | 177.65 | 11280.86 | 3120.55 | 14223.76 | 190.84 | 37018.19 | 6404.13 | 959.4 | 4428 | 4428 | 24.6 | 9827.7 | 323.47 | 33.42 | -47.82 | 21.56 | 23.9 | 0 | 0 | 0.2 | 0.2 | 1 | 0.2 | 0 | 8864.65 | 0 | 10907.94 | 0 | 12191.19 | 0 | 5054.41 | 0 | 1317.21 | 0 | 1217.13 | 0 | 1191.13 | 0 | 563.98 | 2114.68
4717 | 18.8 | 1411.34 | 660 | 131.35 | 2202.69 | 740.21 | 177.65 | 11280.86 | 3120.55 | 14223.76 | 190.84 | 50410.21 | 8894.16 | 959.4 | 4428 | 4428 | 24.6 | 9827.7 | 328.89 | 38.84 | -45.83 | 23.55 | 23.9 | 0 | 0 | 0.2 | 0.2 | 1 | 0.2 | 0 | 7722.81 | 0 | 15706.92 | 0 | 22577.11 | 0 | 4403.36 | 0 | 1147.54 | 0 | 1752.61 | 0 | 2205.87 | 0 | 491.34 | 3296.8
4718 | 19.4 | 1411.34 | 660 | 131.35 | 2202.69 | 740.21 | 177.65 | 11280.86 | 3120.55 | 14223.76 | 190.84 | 55325.8 | 9118.92 | 959.4 | 4428 | 4428 | 24.6 | 9827.7 | 330.93 | 40.88 | -44.88 | 24.49 | 24 | 0 | -7.13 | 0.2 | 0.2 | 1 | 0.2 | 0 | 7864.06 | 0 | 11525.16 | 0 | 31452.69 | 0 | 4483.89 | 0 | 1168.53 | 0 | 1286 | 0 | 3073.05 | 0 | 500.32 | 3091.03
4719 | 19.4 | 1411.34 | 660 | 131.35 | 2202.69 | 740.21 | 177.65 | 11280.86 | 3120.55 | 14223.76 | 190.84 | 59367.31 | 9461.35 | 959.4 | 4428 | 4428 | 24.6 | 9827.7 | 332.2 | 42.15 | -44.58 | 24.8 | 24 | 0 | -11.51 | 0.2 | 0.2 | 1 | 0.2 | 0 | 7059.37 | 0 | 7054.59 | 0 | 41228.26 | 0 | 4025.08 | 0 | 1048.96 | 0 | 787.17 | 0 | 4028.16 | 0 | 449.13 | 3147.94
4720 | 18.7 | 1411.34 | 660 | 131.35 | 2202.69 | 740.21 | 177.65 | 11280.86 | 3120.55 | 14223.76 | 190.84 | 57188.42 | 8657.98 | 959.4 | 4428 | 4428 | 24.6 | 9827.7 | 330.7 | 40.65 | -45.47 | 23.9 | 23.9 | 0 | 0 | 0.2 | 0.2 | 1 | 0.2 | 0 | 6763.29 | 0 | 3856.26 | 0 | 40742.68 | 0 | 5826.19 | 0 | 1004.97 | 0 | 430.29 | 0 | 3980.71 | 0 | 650.1 | 2591.91
4721 | 18.4 | 1411.34 | 660 | 131.35 | 2202.69 | 740.21 | 177.65 | 11280.86 | 3120.55 | 14223.76 | 190.84 | 55029.01 | 7854.08 | 959.4 | 4428 | 4428 | 24.6 | 9827.7 | 329.57 | 39.52 | -45.97 | 23.4 | 23.9 | 0 | 0 | 0.2 | 0.2 | 1 | 0.2 | 0 | 6273.78 | 0 | 3577.15 | 0 | 36149.71 | 0 | 9028.37 | 0 | 932.23 | 0 | 399.15 | 0 | 3531.96 | 0 | 1007.4 | 1983.33
4722 | 17.6 | 1411.34 | 660 | 131.35 | 2202.69 | 740.21 | 444.13 | 11547.34 | 3387.03 | 14490.24 | 190.84 | 36924.35 | 5260.26 | 2398.5 | 11070 | 11070 | 61.5 | 24569.25 | 306.72 | 35.75 | -46 | 22.11 | 23.9 | 0 | 0 | 0.5 | 0.5 | 1 | 0.5 | 0 | 5375.78 | 0 | 3065.14 | 0 | 20828.76 | 0 | 7654.68 | 0 | 798.79 | 0 | 342.01 | 0 | 2035.05 | 0 | 854.13 | 1230.28
4723 | 17.2 | 1411.34 | 660 | 131.35 | 2202.69 | 740.21 | 444.13 | 11547.34 | 3387.03 | 14490.24 | 190.84 | 25022.19 | 3486.93 | 2398.5 | 11070 | 11070 | 61.5 | 24569.25 | 302.65 | 31.67 | -47.33 | 20.79 | 23.9 | 0 | 0 | 0.5 | 0.5 | 1 | 0.5 | 0 | 3665.63 | 0 | 2090.05 | 0 | 13018.96 | 0 | 6247.54 | 0 | 544.68 | 0 | 233.21 | 0 | 1272 | 0 | 697.11 | 739.92
4724 | 16.4 | 1411.34 | 660 | 131.35 | 2202.69 | 740.21 | 444.13 | 11547.34 | 3387.03 | 14490.24 | 190.84 | 30864.68 | 3780.77 | 2398.5 | 11070 | 11070 | 61.5 | 24569.25 | 303.58 | 32.6 | -47.7 | 20.42 | 23.9 | 0 | 0 | 0.5 | 0.5 | 1 | 0.5 | 0 | 1999.72 | 0 | 1140.19 | 0 | 16080.42 | 0 | 11644.34 | 0 | 297.14 | 0 | 127.23 | 0 | 1571.12 | 0 | 1299.3 | 485.98
4725 | 15.1 | 1411.34 | 660 | 131.35 | 2202.69 | 740.21 | 444.13 | 11547.34 | 3387.03 | 14490.24 | 190.84 | 688.59 | 153.37 | 2398.5 | 11070 | 11070 | 61.5 | 24569.25 | 293.23 | 22.25 | -51.29 | 16.83 | 22.25 | 0 | 0 | 0.5 | 0.5 | 1 | 0.5 | 0 | 157.99 | 0 | 90.08 | 0 | 269.77 | 0 | 170.75 | 0 | 23.48 | 0 | 10.05 | 0 | 26.36 | 0 | 19.05 | 74.43
4726 | 15.1 | 1411.34 | 660 | 131.35 | 2202.69 | 740.21 | 444.13 | 11547.34 | 3387.03 | 14490.24 | 190.84 | 0 | 0 | 2398.5 | 11070 | 11070 | 61.5 | 24569.25 | 292.95 | 21.97 | -51.34 | 16.77 | 21.97 | 0 | 0 | 0.5 | 0.5 | 1 | 0.5 | 0 | 0 | 0 | 0 | 0 | 0 | 0 | 0 | 0 | 0 | 0 | 0 | 0 | 0 | 0 | 0 | 0
4727 | 15.2 | 1411.34 | 660 | 131.35 | 2202.69 | 740.21 | 444.13 | 11547.34 | 3387.03 | 14490.24 | 190.84 | 0 | 0 | 2398.5 | 11070 | 11070 | 61.5 | 24569.25 | 293.03 | 22.05 | -51.24 | 16.87 | 22.05 | 0 | 0 | 0.5 | 0.5 | 1 | 0.5 | 0 | 0 | 0 | 0 | 0 | 0 | 0 | 0 | 0 | 0 | 0 | 0 | 0 | 0 | 0 | 0 | 0
4728 | 14.7 | 1411.34 | 660 | 131.35 | 2202.69 | 740.21 | 444.13 | 11547.34 | 3387.03 | 14490.24 | 190.84 | 0 | 0 | 2398.5 | 11070 | 11070 | 61.5 | 24569.25 | 292.57 | 21.6 | -51.74 | 16.38 | 21.6 | 0 | 0 | 0.5 | 0.5 | 1 | 0.5 | 0 | 0 | 0 | 0 | 0 | 0 | 0 | 0 | 0 | 0 | 0 | 0 | 0 | 0 | 0 | 0 | 0
4729 | 14.9 | 1411.34 | 660 | 131.35 | 2202.69 | 740.21 | 444.13 | 11547.34 | 3387.03 | 14490.24 | 190.84 | 0 | 0 | 2398.5 | 2214 | 2214 | 61.5 | 6857.25 | 287.94 | 16.97 | -52.75 | 15.37 | 20 | 11.19 | 0 | 0.5 | 0.1 | 0.5 | 0.5 | 0 | 0 | 0 | 0 | 0 | 0 | 0 | 0 | 0 | 0 | 0 | 0 | 0 | 0 | 0 | 0 | 0
4730 | 14.9 | 1411.34 | 660 | 131.35 | 2202.69 | 740.21 | 444.13 | 11547.34 | 3387.03 | 14490.24 | 190.84 | 0 | 0 | 2398.5 | 2214 | 2214 | 61.5 | 6857.25 | 287.9 | 16.92 | -52.75 | 15.37 | 20 | 11.37 | 0 | 0.5 | 0.1 | 0.5 | 0.5 | 0 | 0 | 0 | 0 | 0 | 0 | 0 | 0 | 0 | 0 | 0 | 0 | 0 | 0 | 0 | 0 | 0
4731 | 14.4 | 1411.34 | 660 | 131.35 | 2202.69 | 740.21 | 444.13 | 11547.34 | 3387.03 | 14490.24 | 190.84 | 0 | 0 | 2398.5 | 2214 | 2214 | 61.5 | 6857.25 | 287.44 | 16.46 | -53.24 | 14.87 | 20 | 13.06 | 0 | 0.5 | 0.1 | 0.5 | 0.5 | 0 | 0 | 0 | 0 | 0 | 0 | 0 | 0 | 0 | 0 | 0 | 0 | 0 | 0 | 0 | 0 | 0
4732 | 14.2 | 1411.34 | 660 | 131.35 | 2202.69 | 740.21 | 444.13 | 11547.34 | 3387.03 | 14490.24 | 190.84 | 0 | 0 | 2398.5 | 2214 | 2214 | 61.5 | 6857.25 | 287.25 | 16.28 | -53.44 | 14.68 | 20 | 13.74 | 0 | 0.5 | 0.1 | 0.5 | 0.5 | 0 | 0 | 0 | 0 | 0 | 0 | 0 | 0 | 0 | 0 | 0 | 0 | 0 | 0 | 0 | 0 | 0
4733 | 14.8 | 1411.34 | 660 | 131.35 | 2202.69 | 740.21 | 444.13 | 11547.34 | 3387.03 | 14490.24 | 190.84 | 0 | 0 | 2398.5 | 2214 | 2214 | 61.5 | 6857.25 | 287.8 | 16.83 | -52.85 | 15.27 | 20 | 11.71 | 0 | 0.5 | 0.1 | 0.5 | 0.5 | 0 | 0 | 0 | 0 | 0 | 0 | 0 | 0 | 0 | 0 | 0 | 0 | 0 | 0 | 0 | 0 | 0
4734 | 14.8 | 1411.34 | 660 | 131.35 | 2202.69 | 740.21 | 444.13 | 11547.34 | 3387.03 | 14490.24 | 190.84 | 2073.3 | 170.23 | 2398.5 | 2214 | 2214 | 61.5 | 6857.25 | 288.41 | 17.43 | -52.69 | 15.42 | 20 | 9.47 | 0 | 0.5 | 0.1 | 0.5 | 0.5 | 0 | 635.1 | 0 | 336.64 | 0 | 771.6 | 0 | 329.96 | 0 | 47.19 | 0 | 18.78 | 0 | 37.69 | 0 | 18.41 | 48.16
4735 | 15.8 | 1411.34 | 660 | 131.35 | 2202.69 | 740.21 | 444.13 | 11547.34 | 3387.03 | 14490.24 | 190.84 | 19972.41 | 1587.25 | 2398.5 | 2214 | 2214 | 61.5 | 6857.25 | 294.56 | 23.59 | -50.39 | 17.73 | 23.59 | 0 | 0 | 0.5 | 0.1 | 0.5 | 0.5 | 0 | 9611.82 | 0 | 3517.21 | 0 | 4793.51 | 0 | 2049.86 | 0 | 714.12 | 0 | 196.23 | 0 | 234.17 | 0 | 114.36 | 328.37
4736 | 16.4 | 1411.34 | 660 | 131.35 | 2202.69 | 740.21 | 177.65 | 11280.86 | 3120.55 | 14223.76 | 190.84 | 28450.16 | 2304.01 | 959.4 | 4428 | 4428 | 24.6 | 9827.7 | 318.43 | 28.38 | -50.18 | 19.2 | 23.9 | 0 | 0 | 0.2 | 0.2 | 1 | 0.2 | 0 | 10922.42 | 0 | 5405.96 | 0 | 8490.83 | 0 | 3630.95 | 0 | 811.49 | 0 | 301.6 | 0 | 414.79 | 0 | 202.57 | 573.55
4737 | 16.6 | 1411.34 | 660 | 131.35 | 2202.69 | 740.21 | 177.65 | 11280.86 | 3120.55 | 14223.76 | 190.84 | 9615.68 | 1577.31 | 959.4 | 4428 | 4428 | 24.6 | 9827.7 | 312.95 | 22.9 | -51.34 | 18.04 | 22.9 | 0 | 0 | 0.2 | 0.2 | 1 | 0.2 | 0 | 2809.84 | 0 | 1603.46 | 0 | 3644.07 | 0 | 1558.32 | 0 | 417.52 | 0 | 178.92 | 0 | 356.04 | 0 | 173.88 | 450.96
4738 | 16.9 | 1411.34 | 660 | 131.35 | 2202.69 | 740.21 | 177.65 | 11280.86 | 3120.55 | 14223.76 | 190.84 | 33087.06 | 2708.29 | 959.4 | 4428 | 4428 | 24.6 | 9827.7 | 320.31 | 30.26 | -49.33 | 20.04 | 23.9 | 0 | 0 | 0.2 | 0.2 | 1 | 0.2 | 0 | 9791.57 | 0 | 5798.33 | 0 | 12256.07 | 0 | 5241.08 | 0 | 727.47 | 0 | 323.5 | 0 | 598.73 | 0 | 292.41 | 766.19
4739 | 16.6 | 1411.34 | 660 | 131.35 | 2202.69 | 740.21 | 177.65 | 11280.86 | 3120.55 | 14223.76 | 190.84 | 25027.31 | 4128.07 | 959.4 | 4428 | 4428 | 24.6 | 9827.7 | 318.16 | 28.11 | -50.09 | 19.28 | 23.9 | 0 | 0 | 0.2 | 0.2 | 1 | 0.2 | 0 | 7292.09 | 0 | 4848.01 | 0 | 9026.98 | 0 | 3860.22 | 0 | 1083.54 | 0 | 540.95 | 0 | 881.97 | 0 | 430.73 | 1190.88
4740 | 16.8 | 1411.34 | 660 | 131.35 | 2202.69 | 740.21 | 177.65 | 11280.86 | 3120.55 | 14223.76 | 190.84 | 17027.84 | 2782.78 | 959.4 | 4428 | 4428 | 24.6 | 9827.7 | 315.63 | 25.58 | -50.54 | 18.83 | 23.9 | 0 | 0 | 0.2 | 0.2 | 1 | 0.2 | 0 | 4883.73 | 0 | 2843.91 | 0 | 6515.63 | 0 | 2784.58 | 0 | 725.68 | 0 | 317.33 | 0 | 636.6 | 0 | 310.71 | 792.46
4741 | 16.2 | 1411.34 | 660 | 131.35 | 2202.69 | 740.21 | 177.65 | 11280.86 | 3120.55 | 14223.76 | 190.84 | 20576.85 | 3353.39 | 959.4 | 4428 | 4428 | 24.6 | 9827.7 | 316.28 | 26.23 | -50.85 | 18.53 | 23.9 | 0 | 0 | 0.2 | 0.2 | 1 | 0.2 | 0 | 5870.66 | 0 | 3435.46 | 0 | 7923.44 | 0 | 3347.3 | 0 | 872.33 | 0 | 383.34 | 0 | 774.15 | 0 | 373.5 | 950.07
4742 | 14.5 | 1411.34 | 660 | 131.35 | 2202.69 | 740.21 | 177.65 | 11280.86 | 3120.55 | 14223.76 | 190.84 | 9225.71 | 1515.8 | 959.4 | 4428 | 4428 | 24.6 | 9827.7 | 310.91 | 20.87 | -53.44 | 15.93 | 20.87 | 0 | 0 | 0.2 | 0.2 | 1 | 0.2 | 0 | 2645.1 | 0 | 1517.61 | 0 | 3554.83 | 0 | 1508.17 | 0 | 393.04 | 0 | 169.34 | 0 | 347.32 | 0 | 168.28 | 437.82
4743 | 15.6 | 1411.34 | 660 | 131.35 | 2202.69 | 740.21 | 177.65 | 11280.86 | 3120.55 | 14223.76 | 190.84 | 26918.24 | 2202.19 | 959.4 | 4428 | 4428 | 24.6 | 9827.7 | 317.12 | 27.07 | -51.08 | 18.29 | 23.9 | 0 | 0 | 0.2 | 0.2 | 1 | 0.2 | 0 | 7692.57 | 0 | 4403.4 | 0 | 10436.15 | 0 | 4386.12 | 0 | 571.52 | 0 | 245.67 | 0 | 509.83 | 0 | 244.71 | 630.46
4744 | 14.8 | 1411.34 | 660 | 131.35 | 2202.69 | 740.21 | 177.65 | 11280.86 | 3120.55 | 14223.76 | 190.84 | 5827.57 | 960.99 | 959.4 | 4428 | 4428 | 24.6 | 9827.7 | 310.04 | 19.99 | -53.42 | 15.96 | 20 | 0.03 | 0 | 0.2 | 0.2 | 1 | 0.2 | 0 | 1669.59 | 0 | 951.96 | 0 | 2252.46 | 0 | 953.56 | 0 | 248.09 | 0 | 106.22 | 0 | 220.07 | 0 | 106.4 | 280.21
4745 | 15 | 1411.34 | 660 | 131.35 | 2202.69 | 740.21 | 177.65 | 11280.86 | 3120.55 | 14223.76 | 190.84 | 41492.88 | 3332.48 | 959.4 | 4428 | 4428 | 24.6 | 9827.7 | 321.1 | 31.05 | -50.58 | 18.79 | 23.9 | 0 | 0 | 0.2 | 0.2 | 1 | 0.2 | 0 | 10928.61 | 0 | 6231.23 | 0 | 17526.34 | 0 | 6806.69 | 0 | 811.95 | 0 | 347.65 | 0 | 856.19 | 0 | 379.75 | 936.94
4746 | 14.5 | 1411.34 | 660 | 131.35 | 2202.69 | 740.21 | 444.13 | 11547.34 | 3387.03 | 14490.24 | 190.84 | 13005.16 | 2109.27 | 2398.5 | 11070 | 11070 | 61.5 | 24569.25 | 296.54 | 25.57 | -50.91 | 17.21 | 23.9 | 0 | 0 | 0.5 | 0.5 | 1 | 0.5 | 0 | 3623.31 | 0 | 2065.92 | 0 | 5145.08 | 0 | 2170.85 | 0 | 538.39 | 0 | 230.52 | 0 | 502.69 | 0 | 242.23 | 595.44
4747 | 13.8 | 1411.34 | 660 | 131.35 | 2202.69 | 740.21 | 444.13 | 11547.34 | 3387.03 | 14490.24 | 190.84 | 1967.36 | 325.98 | 2398.5 | 11070 | 11070 | 61.5 | 24569.25 | 292.43 | 21.45 | -52.47 | 15.65 | 21.45 | 0 | 0 | 0.5 | 0.5 | 1 | 0.5 | 0 | 559.57 | 0 | 319.05 | 0 | 761.73 | 0 | 327.01 | 0 | 83.15 | 0 | 35.6 | 0 | 74.42 | 0 | 36.49 | 96.32
4748 | 13.8 | 1411.34 | 660 | 131.35 | 2202.69 | 740.21 | 444.13 | 11547.34 | 3387.03 | 14490.24 | 190.84 | 1968.22 | 162.93 | 2398.5 | 11070 | 11070 | 61.5 | 24569.25 | 292.31 | 21.33 | -52.48 | 15.63 | 21.33 | 0 | 0 | 0.5 | 0.5 | 1 | 0.5 | 0 | 554.22 | 0 | 316.01 | 0 | 763.15 | 0 | 334.85 | 0 | 41.18 | 0 | 17.63 | 0 | 37.28 | 0 | 18.68 | 48.16
4749 | 13.6 | 1411.34 | 660 | 131.35 | 2202.69 | 740.21 | 444.13 | 11547.34 | 3387.03 | 14490.24 | 190.84 | 1292.12 | 84.91 | 2398.5 | 11070 | 11070 | 61.5 | 24569.25 | 291.92 | 20.94 | -52.73 | 15.39 | 20.94 | 0 | 0 | 0.5 | 0.5 | 1 | 0.5 | 0 | 179.33 | 0 | 102.25 | 0 | 523.27 | 0 | 487.26 | 0 | 13.32 | 0 | 5.7 | 0 | 25.56 | 0 | 27.19 | 13.13
4750 | 13.7 | 1411.34 | 660 | 131.35 | 2202.69 | 740.21 | 444.13 | 11547.34 | 3387.03 | 14490.24 | 190.84 | 0 | 0 | 2398.5 | 11070 | 11070 | 61.5 | 24569.25 | 291.62 | 20.65 | -52.72 | 15.39 | 20.65 | 0 | 0 | 0.5 | 0.5 | 1 | 0.5 | 0 | 0 | 0 | 0 | 0 | 0 | 0 | 0 | 0 | 0 | 0 | 0 | 0 | 0 | 0 | 0 | 0
4751 | 13.7 | 1411.34 | 660 | 131.35 | 2202.69 | 740.21 | 444.13 | 11547.34 | 3387.03 | 14490.24 | 190.84 | 0 | 0 | 2398.5 | 11070 | 11070 | 61.5 | 24569.25 | 291.61 | 20.64 | -52.72 | 15.39 | 20.64 | 0 | 0 | 0.5 | 0.5 | 1 | 0.5 | 0 | 0 | 0 | 0 | 0 | 0 | 0 | 0 | 0 | 0 | 0 | 0 | 0 | 0 | 0 | 0 | 0
4752 | 13.9 | 1411.34 | 660 | 131.35 | 2202.69 | 740.21 | 444.13 | 11547.34 | 3387.03 | 14490.24 | 190.84 | 0 | 0 | 2398.5 | 11070 | 11070 | 61.5 | 24569.25 | 291.8 | 20.82 | -52.53 | 15.59 | 20.82 | 0 | 0 | 0.5 | 0.5 | 1 | 0.5 | 0 | 0 | 0 | 0 | 0 | 0 | 0 | 0 | 0 | 0 | 0 | 0 | 0 | 0 | 0 | 0 | 0
4753 | 13.8 | 1411.34 | 660 | 131.35 | 2202.69 | 740.21 | 444.13 | 11547.34 | 3387.03 | 14490.24 | 190.84 | 0 | 0 | 2398.5 | 2214 | 2214 | 61.5 | 6857.25 | 286.91 | 15.93 | -53.83 | 14.28 | 20 | 15 | 0 | 0.5 | 0.1 | 0.5 | 0.5 | 0 | 0 | 0 | 0 | 0 | 0 | 0 | 0 | 0 | 0 | 0 | 0 | 0 | 0 | 0 | 0 | 0
4754 | 13.9 | 1411.34 | 660 | 131.35 | 2202.69 | 740.21 | 444.13 | 11547.34 | 3387.03 | 14490.24 | 190.84 | 0 | 0 | 2398.5 | 2214 | 2214 | 61.5 | 6857.25 | 286.98 | 16 | -53.73 | 14.38 | 20 | 14.76 | 0 | 0.5 | 0.1 | 0.5 | 0.5 | 0 | 0 | 0 | 0 | 0 | 0 | 0 | 0 | 0 | 0 | 0 | 0 | 0 | 0 | 0 | 0 | 0
4755 | 14 | 1411.34 | 660 | 131.35 | 2202.69 | 740.21 | 444.13 | 11547.34 | 3387.03 | 14490.24 | 190.84 | 0 | 0 | 2398.5 | 2214 | 2214 | 61.5 | 6857.25 | 287.07 | 16.09 | -53.63 | 14.48 | 20 | 14.42 | 0 | 0.5 | 0.1 | 0.5 | 0.5 | 0 | 0 | 0 | 0 | 0 | 0 | 0 | 0 | 0 | 0 | 0 | 0 | 0 | 0 | 0 | 0 | 0
4756 | 14.1 | 1411.34 | 660 | 131.35 | 2202.69 | 740.21 | 444.13 | 11547.34 | 3387.03 | 14490.24 | 190.84 | 0 | 0 | 2398.5 | 2214 | 2214 | 61.5 | 6857.25 | 287.16 | 16.18 | -53.54 | 14.58 | 20 | 14.08 | 0 | 0.5 | 0.1 | 0.5 | 0.5 | 0 | 0 | 0 | 0 | 0 | 0 | 0 | 0 | 0 | 0 | 0 | 0 | 0 | 0 | 0 | 0 | 0
4757 | 14.3 | 1411.34 | 660 | 131.35 | 2202.69 | 740.21 | 444.13 | 11547.34 | 3387.03 | 14490.24 | 190.84 | 0 | 0 | 2398.5 | 2214 | 2214 | 61.5 | 6857.25 | 287.34 | 16.37 | -53.34 | 14.78 | 20 | 13.4 | 0 | 0.5 | 0.1 | 0.5 | 0.5 | 0 | 0 | 0 | 0 | 0 | 0 | 0 | 0 | 0 | 0 | 0 | 0 | 0 | 0 | 0 | 0 | 0
4758 | 14.5 | 1411.34 | 660 | 131.35 | 2202.69 | 740.21 | 444.13 | 11547.34 | 3387.03 | 14490.24 | 190.84 | 1476 | 121.79 | 2398.5 | 2214 | 2214 | 61.5 | 6857.25 | 287.96 | 16.98 | -53.03 | 15.08 | 20 | 11.13 | 0 | 0.5 | 0.1 | 0.5 | 0.5 | 0 | 445.92 | 0 | 240.28 | 0 | 553.23 | 0 | 236.58 | 0 | 33.13 | 0 | 13.41 | 0 | 27.03 | 0 | 13.2 | 35.03
4759 | 14.7 | 1411.34 | 660 | 131.35 | 2202.69 | 740.21 | 444.13 | 11547.34 | 3387.03 | 14490.24 | 190.84 | 4552.29 | 376.43 | 2398.5 | 2214 | 2214 | 61.5 | 6857.25 | 289.05 | 18.07 | -52.61 | 15.51 | 20 | 7.12 | 0 | 0.5 | 0.1 | 0.5 | 0.5 | 0 | 1347.33 | 0 | 749.55 | 0 | 1719.92 | 0 | 735.49 | 0 | 100.1 | 0 | 41.82 | 0 | 84.02 | 0 | 41.03 | 109.46
4760 | 15.1 | 1411.34 | 660 | 131.35 | 2202.69 | 740.21 | 177.65 | 11280.86 | 3120.55 | 14223.76 | 190.84 | 14654.63 | 1201.1 | 959.4 | 4428 | 4428 | 24.6 | 9827.7 | 312.79 | 22.74 | -52.49 | 16.88 | 22.74 | 0 | 0 | 0.2 | 0.2 | 1 | 0.2 | 0 | 4338.86 | 0 | 2438.06 | 0 | 5518.04 | 0 | 2359.69 | 0 | 322.36 | 0 | 136.02 | 0 | 269.57 | 0 | 131.65 | 341.5
4761 | 16.9 | 1411.34 | 660 | 131.35 | 2202.69 | 740.21 | 177.65 | 11280.86 | 3120.55 | 14223.76 | 190.84 | 53959.66 | 4375.51 | 959.4 | 4428 | 4428 | 24.6 | 9827.7 | 326.85 | 36.8 | -47.77 | 21.6 | 23.9 | 0 | 0 | 0.2 | 0.2 | 1 | 0.2 | 0 | 20850.15 | 0 | 12083.97 | 0 | 14727.56 | 0 | 6297.97 | 0 | 1549.07 | 0 | 674.18 | 0 | 719.47 | 0 | 351.37 | 1081.42
4762 | 17.1 | 1411.34 | 660 | 131.35 | 2202.69 | 740.21 | 177.65 | 11280.86 | 3120.55 | 14223.76 | 190.84 | 22732.32 | 3736.78 | 959.4 | 4428 | 4428 | 24.6 | 9827.7 | 317.83 | 27.78 | -49.78 | 19.59 | 23.9 | 0 | 0 | 0.2 | 0.2 | 1 | 0.2 | 0 | 7088.13 | 0 | 4487.65 | 0 | 7814.72 | 0 | 3341.82 | 0 | 1053.23 | 0 | 500.74 | 0 | 763.53 | 0 | 372.89 | 1046.4
4763 | 16.9 | 1411.34 | 660 | 131.35 | 2202.69 | 740.21 | 177.65 | 11280.86 | 3120.55 | 14223.76 | 190.84 | 17255.76 | 2819.77 | 959.4 | 4428 | 4428 | 24.6 | 9827.7 | 315.79 | 25.74 | -50.42 | 18.95 | 23.9 | 0 | 0 | 0.2 | 0.2 | 1 | 0.2 | 0 | 4976.62 | 0 | 2911.73 | 0 | 6561.51 | 0 | 2805.91 | 0 | 739.48 | 0 | 324.9 | 0 | 641.08 | 0 | 313.09 | 801.21
4764 | 16.9 | 1411.34 | 660 | 131.35 | 2202.69 | 740.21 | 177.65 | 11280.86 | 3120.55 | 14223.76 | 190.84 | 21696.66 | 3554.78 | 959.4 | 4428 | 4428 | 24.6 | 9827.7 | 317.3 | 27.25 | -50.07 | 19.31 | 23.9 | 0 | 0 | 0.2 | 0.2 | 1 | 0.2 | 0 | 6159.27 | 0 | 3793.13 | 0 | 8232.4 | 0 | 3511.87 | 0 | 915.21 | 0 | 423.25 | 0 | 804.34 | 0 | 391.86 | 1020.13
4765 | 17.5 | 1411.34 | 660 | 131.35 | 2202.69 | 740.21 | 177.65 | 11280.86 | 3120.55 | 14223.76 | 190.84 | 16468.62 | 2690.41 | 959.4 | 4428 | 4428 | 24.6 | 9827.7 | 316.07 | 26.02 | -49.9 | 19.48 | 23.9 | 0 | 0 | 0.2 | 0.2 | 1 | 0.2 | 0 | 4715.46 | 0 | 2731.04 | 0 | 6333.48 | 0 | 2688.64 | 0 | 700.68 | 0 | 304.74 | 0 | 618.8 | 0 | 300 | 766.19
4766 | 19.3 | 1411.34 | 660 | 131.35 | 2202.69 | 740.21 | 177.65 | 11280.86 | 3120.55 | 14223.76 | 190.84 | 35401.38 | 5738.98 | 959.4 | 4428 | 4428 | 24.6 | 9827.7 | 324.08 | 34.03 | -46.6 | 22.78 | 23.9 | 0 | 0 | 0.2 | 0.2 | 1 | 0.2 | 0 | 8305.05 | 0 | 6388.5 | 0 | 15972.5 | 0 | 4735.34 | 0 | 1234.06 | 0 | 712.84 | 0 | 1560.57 | 0 | 528.38 | 1703.13
4767 | 19.6 | 1411.34 | 660 | 131.35 | 2202.69 | 740.21 | 177.65 | 11280.86 | 3120.55 | 14223.76 | 190.84 | 46207.68 | 7334.25 | 959.4 | 4428 | 4428 | 24.6 | 9827.7 | 327.95 | 37.9 | -45.44 | 23.94 | 23.94 | 0 | 0 | 0.2 | 0.2 | 1 | 0.2 | 0 | 8625.32 | 0 | 6360.39 | 0 | 26304.03 | 0 | 4917.95 | 0 | 1281.65 | 0 | 709.71 | 0 | 2570 | 0 | 548.75 | 2224.14
4768 | 19.1 | 1411.34 | 660 | 131.35 | 2202.69 | 740.21 | 177.65 | 11280.86 | 3120.55 | 14223.76 | 190.84 | 29047.19 | 4576.28 | 959.4 | 4428 | 4428 | 24.6 | 9827.7 | 321.72 | 31.67 | -47.31 | 22.06 | 23.9 | 0 | 0 | 0.2 | 0.2 | 1 | 0.2 | 0 | 6693.43 | 0 | 3816.43 | 0 | 14394.96 | 0 | 4142.37 | 0 | 994.58 | 0 | 425.85 | 0 | 1406.44 | 0 | 462.21 | 1287.2
4769 | 18.5 | 1411.34 | 660 | 131.35 | 2202.69 | 740.21 | 177.65 | 11280.86 | 3120.55 | 14223.76 | 190.84 | 16713.47 | 2711.17 | 959.4 | 4428 | 4428 | 24.6 | 9827.7 | 317.05 | 27 | -48.89 | 20.48 | 23.9 | 0 | 0 | 0.2 | 0.2 | 1 | 0.2 | 0 | 4659.13 | 0 | 2656.52 | 0 | 6655.58 | 0 | 2742.23 | 0 | 692.31 | 0 | 296.42 | 0 | 650.28 | 0 | 305.98 | 766.19
4770 | 18.1 | 1411.34 | 660 | 131.35 | 2202.69 | 740.21 | 444.13 | 11547.34 | 3387.03 | 14490.24 | 190.84 | 10158.42 | 1656.42 | 2398.5 | 11070 | 11070 | 61.5 | 24569.25 | 298.95 | 27.98 | -47.58 | 20.54 | 23.9 | 0 | 0 | 0.5 | 0.5 | 1 | 0.5 | 0 | 2850.54 | 0 | 1625.31 | 0 | 3993.27 | 0 | 1689.3 | 0 | 423.56 | 0 | 181.36 | 0 | 390.16 | 0 | 188.5 | 472.85
4771 | 17.3 | 1411.34 | 660 | 131.35 | 2202.69 | 740.21 | 444.13 | 11547.34 | 3387.03 | 14490.24 | 190.84 | 5387.56 | 881.37 | 2398.5 | 11070 | 11070 | 61.5 | 24569.25 | 296.72 | 25.74 | -48.74 | 19.37 | 23.9 | 0 | 0 | 0.5 | 0.5 | 1 | 0.5 | 0 | 1502.99 | 0 | 856.97 | 0 | 2114.61 | 0 | 912.98 | 0 | 223.33 | 0 | 95.62 | 0 | 206.61 | 0 | 101.87 | 253.94
4772 | 16.3 | 1411.34 | 660 | 131.35 | 2202.69 | 740.21 | 444.13 | 11547.34 | 3387.03 | 14490.24 | 190.84 | 529.55 | 88.09 | 2398.5 | 11070 | 11070 | 61.5 | 24569.25 | 294.27 | 23.29 | -50.12 | 18 | 23.29 | 0 | 0 | 0.5 | 0.5 | 1 | 0.5 | 0 | 150.54 | 0 | 85.84 | 0 | 204.45 | 0 | 88.72 | 0 | 22.37 | 0 | 9.58 | 0 | 19.98 | 0 | 9.9 | 26.27
4773 | 16.2 | 1411.34 | 660 | 131.35 | 2202.69 | 740.21 | 444.13 | 11547.34 | 3387.03 | 14490.24 | 190.84 | 892.65 | 99.31 | 2398.5 | 11070 | 11070 | 61.5 | 24569.25 | 294.26 | 23.28 | -50.19 | 17.93 | 23.28 | 0 | 0 | 0.5 | 0.5 | 1 | 0.5 | 0 | 204.4 | 0 | 116.55 | 0 | 350.4 | 0 | 221.3 | 0 | 15.19 | 0 | 6.5 | 0 | 17.12 | 0 | 12.35 | 48.16
4774 | 15.8 | 1411.34 | 660 | 131.35 | 2202.69 | 740.21 | 444.13 | 11547.34 | 3387.03 | 14490.24 | 190.84 | 0 | 0 | 2398.5 | 11070 | 11070 | 61.5 | 24569.25 | 293.62 | 22.64 | -50.65 | 17.46 | 22.64 | 0 | 0 | 0.5 | 0.5 | 1 | 0.5 | 0 | 0 | 0 | 0 | 0 | 0 | 0 | 0 | 0 | 0 | 0 | 0 | 0 | 0 | 0 | 0 | 0
4775 | 15.3 | 1411.34 | 660 | 131.35 | 2202.69 | 740.21 | 444.13 | 11547.34 | 3387.03 | 14490.24 | 190.84 | 0 | 0 | 2398.5 | 11070 | 11070 | 61.5 | 24569.25 | 293.14 | 22.17 | -51.15 | 16.97 | 22.17 | 0 | 0 | 0.5 | 0.5 | 1 | 0.5 | 0 | 0 | 0 | 0 | 0 | 0 | 0 | 0 | 0 | 0 | 0 | 0 | 0 | 0 | 0 | 0 | 0
4776 | 15.5 | 1411.34 | 660 | 131.35 | 2202.69 | 740.21 | 444.13 | 11547.34 | 3387.03 | 14490.24 | 190.84 | 0 | 0 | 2398.5 | 11070 | 11070 | 61.5 | 24569.25 | 293.31 | 22.34 | -50.95 | 17.17 | 22.34 | 0 | 0 | 0.5 | 0.5 | 1 | 0.5 | 0 | 0 | 0 | 0 | 0 | 0 | 0 | 0 | 0 | 0 | 0 | 0 | 0 | 0 | 0 | 0 | 0
4777 | 15.2 | 1411.34 | 660 | 131.35 | 2202.69 | 740.21 | 444.13 | 11547.34 | 3387.03 | 14490.24 | 190.84 | 0 | 0 | 2398.5 | 2214 | 2214 | 61.5 | 6857.25 | 288.24 | 17.27 | -52.45 | 15.66 | 20 | 10.09 | 0 | 0.5 | 0.1 | 0.5 | 0.5 | 0 | 0 | 0 | 0 | 0 | 0 | 0 | 0 | 0 | 0 | 0 | 0 | 0 | 0 | 0 | 0 | 0
4778 | 15.8 | 1411.34 | 660 | 131.35 | 2202.69 | 740.21 | 444.13 | 11547.34 | 3387.03 | 14490.24 | 190.84 | 0 | 0 | 2398.5 | 2214 | 2214 | 61.5 | 6857.25 | 288.72 | 17.74 | -51.86 | 16.26 | 20 | 8.32 | 0 | 0.5 | 0.1 | 0.5 | 0.5 | 0 | 0 | 0 | 0 | 0 | 0 | 0 | 0 | 0 | 0 | 0 | 0 | 0 | 0 | 0 | 0 | 0
4779 | 16.1 | 1411.34 | 660 | 131.35 | 2202.69 | 740.21 | 444.13 | 11547.34 | 3387.03 | 14490.24 | 190.84 | 0 | 0 | 2398.5 | 2214 | 2214 | 61.5 | 6857.25 | 289 | 18.02 | -51.56 | 16.55 | 20 | 7.31 | 0 | 0.5 | 0.1 | 0.5 | 0.5 | 0 | 0 | 0 | 0 | 0 | 0 | 0 | 0 | 0 | 0 | 0 | 0 | 0 | 0 | 0 | 0 | 0
4780 | 16 | 1411.34 | 660 | 131.35 | 2202.69 | 740.21 | 444.13 | 11547.34 | 3387.03 | 14490.24 | 190.84 | 0 | 0 | 2398.5 | 2214 | 2214 | 61.5 | 6857.25 | 288.9 | 17.93 | -51.66 | 16.45 | 20 | 7.65 | 0 | 0.5 | 0.1 | 0.5 | 0.5 | 0 | 0 | 0 | 0 | 0 | 0 | 0 | 0 | 0 | 0 | 0 | 0 | 0 | 0 | 0 | 0 | 0
4781 | 15.9 | 1411.34 | 660 | 131.35 | 2202.69 | 740.21 | 444.13 | 11547.34 | 3387.03 | 14490.24 | 190.84 | 0 | 0 | 2398.5 | 2214 | 2214 | 61.5 | 6857.25 | 288.81 | 17.84 | -51.76 | 16.36 | 20 | 7.98 | 0 | 0.5 | 0.1 | 0.5 | 0.5 | 0 | 0 | 0 | 0 | 0 | 0 | 0 | 0 | 0 | 0 | 0 | 0 | 0 | 0 | 0 | 0 | 0
4782 | 16.2 | 1411.34 | 660 | 131.35 | 2202.69 | 740.21 | 444.13 | 11547.34 | 3387.03 | 14490.24 | 190.84 | 2089.58 | 171.25 | 2398.5 | 2214 | 2214 | 61.5 | 6857.25 | 289.7 | 18.72 | -51.31 | 16.81 | 20 | 4.71 | 0 | 0.5 | 0.1 | 0.5 | 0.5 | 0 | 642.89 | 0 | 339.1 | 0 | 775.83 | 0 | 331.77 | 0 | 47.76 | 0 | 18.92 | 0 | 37.9 | 0 | 18.51 | 48.16
4783 | 16 | 1411.34 | 660 | 131.35 | 2202.69 | 740.21 | 444.13 | 11547.34 | 3387.03 | 14490.24 | 190.84 | 3419.97 | 283.61 | 2398.5 | 2214 | 2214 | 61.5 | 6857.25 | 289.91 | 18.93 | -51.41 | 16.71 | 20 | 3.94 | 0 | 0.5 | 0.1 | 0.5 | 0.5 | 0 | 1006.15 | 0 | 562.76 | 0 | 1296.6 | 0 | 554.47 | 0 | 74.75 | 0 | 31.4 | 0 | 63.34 | 0 | 30.93 | 83.19
4784 | 16.3 | 1411.34 | 660 | 131.35 | 2202.69 | 740.21 | 177.65 | 11280.86 | 3120.55 | 14223.76 | 190.84 | 7061.59 | 584.28 | 959.4 | 4428 | 4428 | 24.6 | 9827.7 | 311.49 | 21.44 | -51.88 | 17.5 | 21.44 | 0 | 0 | 0.2 | 0.2 | 1 | 0.2 | 0 | 2063.17 | 0 | 1167.4 | 0 | 2683.48 | 0 | 1147.54 | 0 | 153.28 | 0 | 65.13 | 0 | 131.09 | 0 | 64.02 | 170.75
4785 | 16.6 | 1411.34 | 660 | 131.35 | 2202.69 | 740.21 | 177.65 | 11280.86 | 3120.55 | 14223.76 | 190.84 | 14353.63 | 1181.81 | 959.4 | 4428 | 4428 | 24.6 | 9827.7 | 314.11 | 24.06 | -51.04 | 18.34 | 23.9 | 0 | 0 | 0.2 | 0.2 | 1 | 0.2 | 0 | 4180.37 | 0 | 2385.54 | 0 | 5454.99 | 0 | 2332.73 | 0 | 310.58 | 0 | 133.09 | 0 | 266.49 | 0 | 130.15 | 341.5
4786 | 16.1 | 1411.34 | 660 | 131.35 | 2202.69 | 740.21 | 177.65 | 11280.86 | 3120.55 | 14223.76 | 190.84 | 5066.13 | 837.74 | 959.4 | 4428 | 4428 | 24.6 | 9827.7 | 310.96 | 20.91 | -52.2 | 17.18 | 20.91 | 0 | 0 | 0.2 | 0.2 | 1 | 0.2 | 0 | 1463.07 | 0 | 838.07 | 0 | 1936.77 | 0 | 828.23 | 0 | 217.4 | 0 | 93.51 | 0 | 189.23 | 0 | 92.42 | 245.18
4787 | 16.8 | 1411.34 | 660 | 131.35 | 2202.69 | 740.21 | 177.65 | 11280.86 | 3120.55 | 14223.76 | 190.84 | 24346.41 | 1997.16 | 959.4 | 4428 | 4428 | 24.6 | 9827.7 | 317.4 | 27.35 | -50.09 | 19.29 | 23.9 | 0 | 0 | 0.2 | 0.2 | 1 | 0.2 | 0 | 7015.56 | 0 | 4057.52 | 0 | 9297.46 | 0 | 3975.89 | 0 | 521.22 | 0 | 226.37 | 0 | 454.2 | 0 | 221.82 | 573.55
4788 | 18.6 | 1411.34 | 660 | 131.35 | 2202.69 | 740.21 | 177.65 | 11280.86 | 3120.55 | 14223.76 | 190.84 | 30521.13 | 5090.04 | 959.4 | 4428 | 4428 | 24.6 | 9827.7 | 321.84 | 31.79 | -47.67 | 21.7 | 23.9 | 0 | 0 | 0.2 | 0.2 | 1 | 0.2 | 0 | 8305.1 | 0 | 6289.86 | 0 | 11190.8 | 0 | 4735.37 | 0 | 1234.06 | 0 | 701.84 | 0 | 1093.38 | 0 | 528.38 | 1532.38
4789 | 16.9 | 1411.34 | 660 | 131.35 | 2202.69 | 740.21 | 177.65 | 11280.86 | 3120.55 | 14223.76 | 190.84 | 36232.71 | 5994.78 | 959.4 | 4428 | 4428 | 24.6 | 9827.7 | 322.22 | 32.17 | -48.89 | 20.49 | 23.9 | 0 | 0 | 0.2 | 0.2 | 1 | 0.2 | 0 | 8698.44 | 0 | 7836.47 | 0 | 14738.18 | 0 | 4959.64 | 0 | 1292.51 | 0 | 874.41 | 0 | 1439.98 | 0 | 553.41 | 1834.48
4790 | 16 | 1411.34 | 660 | 131.35 | 2202.69 | 740.21 | 177.65 | 11280.86 | 3120.55 | 14223.76 | 190.84 | 12677.33 | 2076.43 | 959.4 | 4428 | 4428 | 24.6 | 9827.7 | 313.44 | 23.39 | -51.68 | 17.69 | 23.39 | 0 | 0 | 0.2 | 0.2 | 1 | 0.2 | 0 | 3629.25 | 0 | 2087.12 | 0 | 4891.65 | 0 | 2069.31 | 0 | 539.27 | 0 | 232.88 | 0 | 477.93 | 0 | 230.9 | 595.44
4791 | 17.4 | 1411.34 | 660 | 131.35 | 2202.69 | 740.21 | 177.65 | 11280.86 | 3120.55 | 14223.76 | 190.84 | 70197.65 | 5613.63 | 959.4 | 4428 | 4428 | 24.6 | 9827.7 | 332.39 | 42.34 | -46.06 | 23.31 | 23.9 | 0 | 0 | 0.2 | 0.2 | 1 | 0.2 | 0 | 15990.39 | 0 | 10431.69 | 0 | 34658.23 | 0 | 9117.33 | 0 | 1188.02 | 0 | 582 | 0 | 1693.12 | 0 | 508.67 | 1641.83
4792 | 16.3 | 1411.34 | 660 | 131.35 | 2202.69 | 740.21 | 177.65 | 11280.86 | 3120.55 | 14223.76 | 190.84 | 26709.22 | 4305.54 | 959.4 | 4428 | 4428 | 24.6 | 9827.7 | 318.42 | 28.37 | -50.26 | 19.12 | 23.9 | 0 | 0 | 0.2 | 0.2 | 1 | 0.2 | 0 | 6950.68 | 0 | 3963.11 | 0 | 11691.01 | 0 | 4104.42 | 0 | 1032.81 | 0 | 442.21 | 0 | 1142.26 | 0 | 457.98 | 1230.28
4793 | 17.9 | 1411.34 | 660 | 131.35 | 2202.69 | 740.21 | 177.65 | 11280.86 | 3120.55 | 14223.76 | 190.84 | 48468.01 | 6993.42 | 959.4 | 4428 | 4428 | 24.6 | 9827.7 | 326.96 | 36.91 | -46.98 | 22.39 | 23.9 | 0 | 0 | 0.2 | 0.2 | 1 | 0.2 | 0 | 6534.29 | 0 | 3725.69 | 0 | 30334.88 | 0 | 7873.14 | 0 | 970.94 | 0 | 415.72 | 0 | 2963.83 | 0 | 878.5 | 1764.42
4794 | 18.1 | 1411.34 | 660 | 131.35 | 2202.69 | 740.21 | 444.13 | 11547.34 | 3387.03 | 14490.24 | 190.84 | 47253.13 | 6473.37 | 2398.5 | 11070 | 11070 | 61.5 | 24569.25 | 310.31 | 39.33 | -44.72 | 23.39 | 23.9 | 0 | 0 | 0.5 | 0.5 | 1 | 0.5 | 0 | 5185.79 | 0 | 2956.81 | 0 | 28890.22 | 0 | 10220.32 | 0 | 770.56 | 0 | 329.93 | 0 | 2822.68 | 0 | 1140.4 | 1409.79
4795 | 18.4 | 1411.34 | 660 | 131.35 | 2202.69 | 740.21 | 444.13 | 11547.34 | 3387.03 | 14490.24 | 190.84 | 49638.34 | 6309.46 | 2398.5 | 11070 | 11070 | 61.5 | 24569.25 | 311.19 | 40.21 | -44.27 | 23.84 | 23.9 | 0 | 0 | 0.5 | 0.5 | 1 | 0.5 | 0 | 3348.1 | 0 | 1909 | 0 | 29739.11 | 0 | 14642.13 | 0 | 497.5 | 0 | 213.01 | 0 | 2905.62 | 0 | 1633.8 | 1059.53
4796 | 14.5 | 1411.34 | 660 | 131.35 | 2202.69 | 740.21 | 444.13 | 11547.34 | 3387.03 | 14490.24 | 190.84 | 7186.62 | 1057.78 | 2398.5 | 11070 | 11070 | 61.5 | 24569.25 | 294.68 | 23.7 | -51.37 | 16.74 | 23.7 | 0 | 0 | 0.5 | 0.5 | 1 | 0.5 | 0 | 1465.76 | 0 | 835.74 | 0 | 3137.49 | 0 | 1747.63 | 0 | 217.8 | 0 | 93.25 | 0 | 306.54 | 0 | 195 | 245.18
4797 | 13.4 | 1411.34 | 660 | 131.35 | 2202.69 | 740.21 | 444.13 | 11547.34 | 3387.03 | 14490.24 | 190.84 | 790.11 | 79.75 | 2398.5 | 11070 | 11070 | 61.5 | 24569.25 | 291.67 | 20.69 | -52.96 | 15.15 | 20.69 | 0 | 0 | 0.5 | 0.5 | 1 | 0.5 | 0 | 152.83 | 0 | 87.14 | 0 | 314.76 | 0 | 235.38 | 0 | 11.35 | 0 | 4.86 | 0 | 15.38 | 0 | 13.13 | 35.03
4798 | 13.6 | 1411.34 | 660 | 131.35 | 2202.69 | 740.21 | 444.13 | 11547.34 | 3387.03 | 14490.24 | 190.84 | 0 | 0 | 2398.5 | 11070 | 11070 | 61.5 | 24569.25 | 291.52 | 20.55 | -52.82 | 15.29 | 20.55 | 0 | 0 | 0.5 | 0.5 | 1 | 0.5 | 0 | 0 | 0 | 0 | 0 | 0 | 0 | 0 | 0 | 0 | 0 | 0 | 0 | 0 | 0 | 0 | 0
4799 | 13.8 | 1411.34 | 660 | 131.35 | 2202.69 | 740.21 | 444.13 | 11547.34 | 3387.03 | 14490.24 | 190.84 | 0 | 0 | 2398.5 | 11070 | 11070 | 61.5 | 24569.25 | 291.7 | 20.73 | -52.63 | 15.49 | 20.73 | 0 | 0 | 0.5 | 0.5 | 1 | 0.5 | 0 | 0 | 0 | 0 | 0 | 0 | 0 | 0 | 0 | 0 | 0 | 0 | 0 | 0 | 0 | 0 | 0
4800 | 13.4 | 1411.34 | 660 | 131.35 | 2202.69 | 740.21 | 444.13 | 11547.34 | 3387.03 | 14490.24 | 190.84 | 0 | 0 | 2398.5 | 11070 | 11070 | 61.5 | 24569.25 | 291.34 | 20.36 | -53.02 | 15.09 | 20.36 | 0 | 0 | 0.5 | 0.5 | 1 | 0.5 | 0 | 0 | 0 | 0 | 0 | 0 | 0 | 0 | 0 | 0 | 0 | 0 | 0 | 0 | 0 | 0 | 0
4801 | 14 | 1411.34 | 660 | 131.35 | 2202.69 | 740.21 | 444.13 | 11547.34 | 3387.03 | 14490.24 | 190.84 | 0 | 0 | 2398.5 | 2214 | 2214 | 61.5 | 6857.25 | 287.08 | 16.1 | -53.63 | 14.48 | 20 | 14.38 | 0 | 0.5 | 0.1 | 0.5 | 0.5 | 0 | 0 | 0 | 0 | 0 | 0 | 0 | 0 | 0 | 0 | 0 | 0 | 0 | 0 | 0 | 0 | 0
4802 | 13.6 | 1411.34 | 660 | 131.35 | 2202.69 | 740.21 | 444.13 | 11547.34 | 3387.03 | 14490.24 | 190.84 | 0 | 0 | 2398.5 | 2214 | 2214 | 61.5 | 6857.25 | 286.7 | 15.73 | -54.03 | 14.09 | 20 | 15.77 | 0 | 0.5 | 0.1 | 0.5 | 0.5 | 0 | 0 | 0 | 0 | 0 | 0 | 0 | 0 | 0 | 0 | 0 | 0 | 0 | 0 | 0 | 0 | 0
4803 | 13.9 | 1411.34 | 660 | 131.35 | 2202.69 | 740.21 | 444.13 | 11547.34 | 3387.03 | 14490.24 | 190.84 | 0 | 0 | 2398.5 | 2214 | 2214 | 61.5 | 6857.25 | 286.98 | 16 | -53.73 | 14.38 | 20 | 14.76 | 0 | 0.5 | 0.1 | 0.5 | 0.5 | 0 | 0 | 0 | 0 | 0 | 0 | 0 | 0 | 0 | 0 | 0 | 0 | 0 | 0 | 0 | 0 | 0
4804 | 13 | 1411.34 | 660 | 131.35 | 2202.69 | 740.21 | 444.13 | 11547.34 | 3387.03 | 14490.24 | 190.84 | 0 | 0 | 2398.5 | 2214 | 2214 | 61.5 | 6857.25 | 286.15 | 15.17 | -54.62 | 13.49 | 20 | 17.81 | 0 | 0.5 | 0.1 | 0.5 | 0.5 | 0 | 0 | 0 | 0 | 0 | 0 | 0 | 0 | 0 | 0 | 0 | 0 | 0 | 0 | 0 | 0 | 0
4805 | 13 | 1411.34 | 660 | 131.35 | 2202.69 | 740.21 | 444.13 | 11547.34 | 3387.03 | 14490.24 | 190.84 | 549.19 | 45.24 | 2398.5 | 2214 | 2214 | 61.5 | 6857.25 | 286.31 | 15.34 | -54.58 | 13.53 | 20 | 17.21 | 0 | 0.5 | 0.1 | 0.5 | 0.5 | 0 | 158.1 | 0 | 90.14 | 0 | 210.8 | 0 | 90.14 | 0 | 11.75 | 0 | 5.03 | 0 | 10.3 | 0 | 5.03 | 13.13
4806 | 13.2 | 1411.34 | 660 | 131.35 | 2202.69 | 740.21 | 444.13 | 11547.34 | 3387.03 | 14490.24 | 190.84 | 17026.28 | 1298.97 | 2398.5 | 2214 | 2214 | 61.5 | 6857.25 | 291.3 | 20.32 | -53.18 | 14.94 | 20.32 | 0 | 0 | 0.5 | 0.1 | 0.5 | 0.5 | 0 | 12805.97 | 0 | 2060.01 | 0 | 1513.2 | 0 | 647.09 | 0 | 951.43 | 0 | 114.93 | 0 | 73.92 | 0 | 36.1 | 122.59
4807 | 14.1 | 1411.34 | 660 | 131.35 | 2202.69 | 740.21 | 444.13 | 11547.34 | 3387.03 | 14490.24 | 190.84 | 28342.03 | 2222.49 | 2398.5 | 2214 | 2214 | 61.5 | 6857.25 | 295.45 | 24.48 | -51.45 | 16.66 | 23.9 | 0 | 0 | 0.5 | 0.1 | 0.5 | 0.5 | 0 | 15593.71 | 0 | 5145.19 | 0 | 5325.69 | 0 | 2277.43 | 0 | 1158.54 | 0 | 287.06 | 0 | 260.17 | 0 | 127.06 | 389.66
4808 | 15.1 | 1411.34 | 660 | 131.35 | 2202.69 | 740.21 | 177.65 | 11280.86 | 3120.55 | 14223.76 | 190.84 | 20981.4 | 3372.59 | 959.4 | 4428 | 4428 | 24.6 | 9827.7 | 315.41 | 25.36 | -51.9 | 17.47 | 23.9 | 0 | 0 | 0.2 | 0.2 | 1 | 0.2 | 0 | 9411.59 | 0 | 4376.17 | 0 | 5038.87 | 0 | 2154.78 | 0 | 1398.48 | 0 | 488.3 | 0 | 492.32 | 0 | 240.43 | 753.05
4809 | 16.3 | 1411.34 | 660 | 131.35 | 2202.69 | 740.21 | 177.65 | 11280.86 | 3120.55 | 14223.76 | 190.84 | 44007.44 | 7206.11 | 959.4 | 4428 | 4428 | 24.6 | 9827.7 | 324.28 | 34.23 | -48.86 | 20.52 | 23.9 | 0 | 0 | 0.2 | 0.2 | 1 | 0.2 | 0 | 20125.75 | 0 | 11818.1 | 0 | 8450.07 | 0 | 3613.52 | 0 | 2990.51 | 0 | 1318.69 | 0 | 825.6 | 0 | 403.2 | 1668.1
4810 | 13.7 | 1411.34 | 660 | 131.35 | 2202.69 | 740.21 | 177.65 | 11280.86 | 3120.55 | 14223.76 | 190.84 | 34864.33 | 5774.21 | 959.4 | 4428 | 4428 | 24.6 | 9827.7 | 318.86 | 28.81 | -52.16 | 17.22 | 23.9 | 0 | 0 | 0.2 | 0.2 | 1 | 0.2 | 0 | 12199.33 | 0 | 8786.25 | 0 | 9721.51 | 0 | 4157.23 | 0 | 1812.71 | 0 | 980.39 | 0 | 949.83 | 0 | 463.87 | 1567.4
4811 | 14.9 | 1411.34 | 660 | 131.35 | 2202.69 | 740.21 | 177.65 | 11280.86 | 3120.55 | 14223.76 | 190.84 | 24348.34 | 4012.48 | 959.4 | 4428 | 4428 | 24.6 | 9827.7 | 316.39 | 26.34 | -51.82 | 17.55 | 23.9 | 0 | 0 | 0.2 | 0.2 | 1 | 0.2 | 0 | 7082.14 | 0 | 4684.19 | 0 | 8813.21 | 0 | 3768.81 | 0 | 1052.34 | 0 | 522.67 | 0 | 861.08 | 0 | 420.53 | 1155.85
4812 | 16 | 1411.34 | 660 | 131.35 | 2202.69 | 740.21 | 177.65 | 11280.86 | 3120.55 | 14223.76 | 190.84 | 36830.22 | 6345.49 | 959.4 | 4428 | 4428 | 24.6 | 9827.7 | 321.68 | 31.63 | -49.71 | 19.66 | 23.9 | 0 | 0 | 0.2 | 0.2 | 1 | 0.2 | 0 | 8792.73 | 0 | 10834.77 | 0 | 12189.32 | 0 | 5013.4 | 0 | 1306.52 | 0 | 1208.97 | 0 | 1190.94 | 0 | 559.41 | 2079.66
4813 | 14.2 | 1411.34 | 660 | 131.35 | 2202.69 | 740.21 | 177.65 | 11280.86 | 3120.55 | 14223.76 | 190.84 | 24427.65 | 3990.11 | 959.4 | 4428 | 4428 | 24.6 | 9827.7 | 315.77 | 25.72 | -52.51 | 16.86 | 23.9 | 0 | 0 | 0.2 | 0.2 | 1 | 0.2 | 0 | 6839.45 | 0 | 4219.46 | 0 | 9469.05 | 0 | 3899.69 | 0 | 1016.28 | 0 | 470.82 | 0 | 925.16 | 0 | 435.14 | 1142.72
4814 | 11.8 | 1411.34 | 660 | 131.35 | 2202.69 | 740.21 | 177.65 | 11280.86 | 3120.55 | 14223.76 | 190.84 | 26124.13 | 4253.96 | 959.4 | 4428 | 4428 | 24.6 | 9827.7 | 314.17 | 24.12 | -54.74 | 14.63 | 23.9 | 0 | 0 | 0.2 | 0.2 | 1 | 0.2 | 0 | 7202.59 | 0 | 4386.34 | 0 | 10428.45 | 0 | 4106.74 | 0 | 1070.24 | 0 | 489.44 | 0 | 1018.9 | 0 | 458.24 | 1217.15
4815 | 14.4 | 1411.34 | 660 | 131.35 | 2202.69 | 740.21 | 177.65 | 11280.86 | 3120.55 | 14223.76 | 190.84 | 34892.8 | 5577.7 | 959.4 | 4428 | 4428 | 24.6 | 9827.7 | 319.45 | 29.4 | -51.48 | 17.9 | 23.9 | 0 | 0 | 0.2 | 0.2 | 1 | 0.2 | 0 | 7955.07 | 0 | 5193.62 | 0 | 17208.32 | 0 | 4535.79 | 0 | 1182.05 | 0 | 579.51 | 0 | 1681.32 | 0 | 506.11 | 1628.7
4816 | 14.1 | 1411.34 | 660 | 131.35 | 2202.69 | 740.21 | 177.65 | 11280.86 | 3120.55 | 14223.76 | 190.84 | 21117.64 | 3425.1 | 959.4 | 4428 | 4428 | 24.6 | 9827.7 | 314.56 | 24.51 | -52.88 | 16.5 | 23.9 | 0 | 0 | 0.2 | 0.2 | 1 | 0.2 | 0 | 5834.28 | 0 | 3326.56 | 0 | 8584.3 | 0 | 3372.49 | 0 | 866.92 | 0 | 371.19 | 0 | 838.72 | 0 | 376.31 | 971.97
4817 | 16.5 | 1411.34 | 660 | 131.35 | 2202.69 | 740.21 | 177.65 | 11280.86 | 3120.55 | 14223.76 | 190.84 | 58022.79 | 8208.14 | 959.4 | 4428 | 4428 | 24.6 | 9827.7 | 328.82 | 38.77 | -47.62 | 21.76 | 23.9 | 0 | 0 | 0.2 | 0.2 | 1 | 0.2 | 0 | 6049.59 | 0 | 3449.33 | 0 | 39157.36 | 0 | 9366.51 | 0 | 898.91 | 0 | 384.88 | 0 | 3825.82 | 0 | 1045.14 | 2053.39
4818 | 15.6 | 1411.34 | 660 | 131.35 | 2202.69 | 740.21 | 444.13 | 11547.34 | 3387.03 | 14490.24 | 190.84 | 64092.38 | 8473.25 | 2398.5 | 11070 | 11070 | 61.5 | 24569.25 | 313.12 | 42.14 | -45.91 | 22.21 | 23.9 | 0 | 0 | 0.5 | 0.5 | 1 | 0.5 | 0 | 4378.09 | 0 | 2496.28 | 0 | 42629.48 | 0 | 14588.53 | 0 | 650.55 | 0 | 278.54 | 0 | 4165.06 | 0 | 1627.82 | 1751.29
4819 | 15.2 | 1411.34 | 660 | 131.35 | 2202.69 | 740.21 | 444.13 | 11547.34 | 3387.03 | 14490.24 | 190.84 | 49221.12 | 6252.45 | 2398.5 | 11070 | 11070 | 61.5 | 24569.25 | 308.12 | 37.14 | -47.47 | 20.65 | 23.9 | 0 | 0 | 0.5 | 0.5 | 1 | 0.5 | 0 | 3336.7 | 0 | 1902.5 | 0 | 29515.47 | 0 | 14466.45 | 0 | 495.8 | 0 | 212.29 | 0 | 2883.77 | 0 | 1614.2 | 1046.4
4820 | 14.2 | 1411.34 | 660 | 131.35 | 2202.69 | 740.21 | 444.13 | 11547.34 | 3387.03 | 14490.24 | 190.84 | 35142.11 | 4214.57 | 2398.5 | 11070 | 11070 | 61.5 | 24569.25 | 302.84 | 31.86 | -49.55 | 18.56 | 23.9 | 0 | 0 | 0.5 | 0.5 | 1 | 0.5 | 0 | 1822.02 | 0 | 1038.87 | 0 | 18739.65 | 0 | 13541.56 | 0 | 270.74 | 0 | 115.92 | 0 | 1830.93 | 0 | 1511 | 485.98
4821 | 13.4 | 1411.34 | 660 | 131.35 | 2202.69 | 740.21 | 444.13 | 11547.34 | 3387.03 | 14490.24 | 190.84 | 399.77 | 80.25 | 2398.5 | 11070 | 11070 | 61.5 | 24569.25 | 291.57 | 20.59 | -52.99 | 15.13 | 20.59 | 0 | 0 | 0.5 | 0.5 | 1 | 0.5 | 0 | 76.43 | 0 | 43.58 | 0 | 159.64 | 0 | 120.13 | 0 | 11.36 | 0 | 4.86 | 0 | 15.6 | 0 | 13.4 | 35.03
4822 | 12.7 | 1411.34 | 660 | 131.35 | 2202.69 | 740.21 | 444.13 | 11547.34 | 3387.03 | 14490.24 | 190.84 | 0 | 0 | 2398.5 | 11070 | 11070 | 61.5 | 24569.25 | 290.69 | 19.72 | -53.71 | 14.4 | 20 | 1.04 | 0 | 0.5 | 0.5 | 1 | 0.5 | 0 | 0 | 0 | 0 | 0 | 0 | 0 | 0 | 0 | 0 | 0 | 0 | 0 | 0 | 0 | 0 | 0
4823 | 11.9 | 1411.34 | 660 | 131.35 | 2202.69 | 740.21 | 444.13 | 11547.34 | 3387.03 | 14490.24 | 190.84 | 0 | 0 | 2398.5 | 11070 | 11070 | 61.5 | 24569.25 | 289.94 | 18.96 | -54.5 | 13.61 | 20 | 3.82 | 0 | 0.5 | 0.5 | 1 | 0.5 | 0 | 0 | 0 | 0 | 0 | 0 | 0 | 0 | 0 | 0 | 0 | 0 | 0 | 0 | 0 | 0 | 0
4824 | 11.7 | 1411.34 | 660 | 131.35 | 2202.69 | 740.21 | 444.13 | 11547.34 | 3387.03 | 14490.24 | 190.84 | 0 | 0 | 2398.5 | 11070 | 11070 | 61.5 | 24569.25 | 289.76 | 18.78 | -54.7 | 13.42 | 20 | 4.5 | 0 | 0.5 | 0.5 | 1 | 0.5 | 0 | 0 | 0 | 0 | 0 | 0 | 0 | 0 | 0 | 0 | 0 | 0 | 0 | 0 | 0 | 0 | 0
4825 | 12.1 | 1411.34 | 660 | 131.35 | 2202.69 | 740.21 | 444.13 | 11547.34 | 3387.03 | 14490.24 | 190.84 | 0 | 0 | 2398.5 | 2214 | 2214 | 61.5 | 6857.25 | 285.33 | 14.35 | -55.51 | 12.6 | 20 | 20.85 | 0 | 0.5 | 0.1 | 0.5 | 0.5 | 0 | 0 | 0 | 0 | 0 | 0 | 0 | 0 | 0 | 0 | 0 | 0 | 0 | 0 | 0 | 0 | 0
4826 | 12.2 | 1411.34 | 660 | 131.35 | 2202.69 | 740.21 | 444.13 | 11547.34 | 3387.03 | 14490.24 | 190.84 | 0 | 0 | 2398.5 | 2214 | 2214 | 61.5 | 6857.25 | 285.42 | 14.44 | -55.41 | 12.7 | 20 | 20.52 | 0 | 0.5 | 0.1 | 0.5 | 0.5 | 0 | 0 | 0 | 0 | 0 | 0 | 0 | 0 | 0 | 0 | 0 | 0 | 0 | 0 | 0 | 0 | 0
4827 | 13.2 | 1411.34 | 660 | 131.35 | 2202.69 | 740.21 | 444.13 | 11547.34 | 3387.03 | 14490.24 | 190.84 | 0 | 0 | 2398.5 | 2214 | 2214 | 61.5 | 6857.25 | 286.33 | 15.36 | -54.42 | 13.69 | 20 | 17.13 | 0 | 0.5 | 0.1 | 0.5 | 0.5 | 0 | 0 | 0 | 0 | 0 | 0 | 0 | 0 | 0 | 0 | 0 | 0 | 0 | 0 | 0 | 0 | 0
4828 | 13.5 | 1411.34 | 660 | 131.35 | 2202.69 | 740.21 | 444.13 | 11547.34 | 3387.03 | 14490.24 | 190.84 | 0 | 0 | 2398.5 | 2214 | 2214 | 61.5 | 6857.25 | 286.61 | 15.63 | -54.13 | 13.99 | 20 | 16.11 | 0 | 0.5 | 0.1 | 0.5 | 0.5 | 0 | 0 | 0 | 0 | 0 | 0 | 0 | 0 | 0 | 0 | 0 | 0 | 0 | 0 | 0 | 0 | 0
4829 | 12.7 | 1411.34 | 660 | 131.35 | 2202.69 | 740.21 | 444.13 | 11547.34 | 3387.03 | 14490.24 | 190.84 | 0 | 0 | 2398.5 | 2214 | 2214 | 61.5 | 6857.25 | 285.88 | 14.9 | -54.92 | 13.2 | 20 | 18.82 | 0 | 0.5 | 0.1 | 0.5 | 0.5 | 0 | 0 | 0 | 0 | 0 | 0 | 0 | 0 | 0 | 0 | 0 | 0 | 0 | 0 | 0 | 0 | 0
4830 | 12.9 | 1411.34 | 660 | 131.35 | 2202.69 | 740.21 | 444.13 | 11547.34 | 3387.03 | 14490.24 | 190.84 | 14202.98 | 1085.98 | 2398.5 | 2214 | 2214 | 61.5 | 6857.25 | 290.2 | 19.23 | -53.68 | 14.44 | 20 | 2.86 | 0 | 0.5 | 0.1 | 0.5 | 0.5 | 0 | 10471.7 | 0 | 1745.28 | 0 | 1391.12 | 0 | 594.89 | 0 | 778 | 0 | 97.37 | 0 | 67.96 | 0 | 33.19 | 109.46
4831 | 12.9 | 1411.34 | 660 | 131.35 | 2202.69 | 740.21 | 444.13 | 11547.34 | 3387.03 | 14490.24 | 190.84 | 7324.79 | 601.15 | 2398.5 | 2214 | 2214 | 61.5 | 6857.25 | 288.21 | 17.23 | -54.18 | 13.93 | 20 | 10.22 | 0 | 0.5 | 0.1 | 0.5 | 0.5 | 0 | 2202.89 | 0 | 1208.71 | 0 | 2741.04 | 0 | 1172.15 | 0 | 163.66 | 0 | 67.44 | 0 | 133.9 | 0 | 65.4 | 170.75
4832 | 12.7 | 1411.34 | 660 | 131.35 | 2202.69 | 740.21 | 444.13 | 11547.34 | 3387.03 | 14490.24 | 190.84 | 10317.47 | 849.86 | 2398.5 | 11070 | 11070 | 61.5 | 24569.25 | 293.7 | 22.73 | -52.95 | 15.16 | 22.73 | 0 | 0 | 0.5 | 0.5 | 1 | 0.5 | 0 | 3033.8 | 0 | 1711.28 | 0 | 3903.24 | 0 | 1669.15 | 0 | 225.4 | 0 | 95.47 | 0 | 190.68 | 0 | 93.12 | 245.18
4833 | 13.1 | 1411.34 | 660 | 131.35 | 2202.69 | 740.21 | 444.13 | 11547.34 | 3387.03 | 14490.24 | 190.84 | 12631.41 | 1041.47 | 2398.5 | 11070 | 11070 | 61.5 | 24569.25 | 294.83 | 23.85 | -52.39 | 15.73 | 23.85 | 0 | 0 | 0.5 | 0.5 | 1 | 0.5 | 0 | 3674.47 | 0 | 2097.03 | 0 | 4805.1 | 0 | 2054.81 | 0 | 273 | 0 | 117 | 0 | 234.74 | 0 | 114.64 | 302.1
4834 | 12.1 | 1411.34 | 660 | 131.35 | 2202.69 | 740.21 | 444.13 | 11547.34 | 3387.03 | 14490.24 | 190.84 | 19032.86 | 1564.47 | 2398.5 | 11070 | 11070 | 61.5 | 24569.25 | 295.82 | 24.85 | -52.9 | 15.21 | 23.9 | 0 | 0 | 0.5 | 0.5 | 1 | 0.5 | 0 | 5510.54 | 0 | 3168.99 | 0 | 7252.1 | 0 | 3101.23 | 0 | 409.41 | 0 | 176.8 | 0 | 354.28 | 0 | 173.02 | 450.96
4835 | 12.8 | 1411.34 | 660 | 131.35 | 2202.69 | 740.21 | 444.13 | 11547.34 | 3387.03 | 14490.24 | 190.84 | 19038.02 | 3117.43 | 2398.5 | 11070 | 11070 | 61.5 | 24569.25 | 296.89 | 25.91 | -52.1 | 16.01 | 23.9 | 0 | 0 | 0.5 | 0.5 | 1 | 0.5 | 0 | 5501.19 | 0 | 3327.6 | 0 | 7151.16 | 0 | 3058.06 | 0 | 817.43 | 0 | 371.3 | 0 | 698.7 | 0 | 341.23 | 888.78
4836 | 12.8 | 1411.34 | 660 | 131.35 | 2202.69 | 740.21 | 444.13 | 11547.34 | 3387.03 | 14490.24 | 190.84 | 13697.46 | 2244.68 | 2398.5 | 11070 | 11070 | 61.5 | 24569.25 | 295.21 | 24.23 | -52.53 | 15.59 | 23.9 | 0 | 0 | 0.5 | 0.5 | 1 | 0.5 | 0 | 3930.61 | 0 | 2281.48 | 0 | 5244.23 | 0 | 2241.14 | 0 | 584.05 | 0 | 254.57 | 0 | 512.38 | 0 | 250.07 | 643.6
4837 | 12.9 | 1411.34 | 660 | 131.35 | 2202.69 | 740.21 | 444.13 | 11547.34 | 3387.03 | 14490.24 | 190.84 | 17855.4 | 2913.61 | 2398.5 | 11070 | 11070 | 61.5 | 24569.25 | 296.61 | 25.63 | -52.1 | 16.02 | 23.9 | 0 | 0 | 0.5 | 0.5 | 1 | 0.5 | 0 | 5109.59 | 0 | 2964.07 | 0 | 6868.38 | 0 | 2913.36 | 0 | 759.24 | 0 | 330.74 | 0 | 671.07 | 0 | 325.08 | 827.48
4838 | 13 | 1411.34 | 660 | 131.35 | 2202.69 | 740.21 | 444.13 | 11547.34 | 3387.03 | 14490.24 | 190.84 | 14331.13 | 2343.88 | 2398.5 | 11070 | 11070 | 61.5 | 24569.25 | 295.59 | 24.61 | -52.28 | 15.84 | 23.9 | 0 | 0 | 0.5 | 0.5 | 1 | 0.5 | 0 | 4099.5 | 0 | 2360.44 | 0 | 5533.76 | 0 | 2337.43 | 0 | 609.15 | 0 | 263.38 | 0 | 540.67 | 0 | 260.82 | 669.87
4839 | 13.8 | 1411.34 | 660 | 131.35 | 2202.69 | 740.21 | 444.13 | 11547.34 | 3387.03 | 14490.24 | 190.84 | 14046.4 | 2296.91 | 2398.5 | 11070 | 11070 | 61.5 | 24569.25 | 296.23 | 25.26 | -51.51 | 16.6 | 23.9 | 0 | 0 | 0.5 | 0.5 | 1 | 0.5 | 0 | 4011.85 | 0 | 2297.57 | 0 | 5449.53 | 0 | 2287.46 | 0 | 596.13 | 0 | 256.37 | 0 | 532.44 | 0 | 255.24 | 656.73
4840 | 14.6 | 1411.34 | 660 | 131.35 | 2202.69 | 740.21 | 444.13 | 11547.34 | 3387.03 | 14490.24 | 190.84 | 13485.42 | 2204.34 | 2398.5 | 11070 | 11070 | 61.5 | 24569.25 | 296.79 | 25.81 | -50.77 | 17.35 | 23.9 | 0 | 0 | 0.5 | 0.5 | 1 | 0.5 | 0 | 3840.27 | 0 | 2189.63 | 0 | 5258.21 | 0 | 2197.31 | 0 | 570.63 | 0 | 244.32 | 0 | 513.75 | 0 | 245.18 | 630.46
4841 | 15.4 | 1411.34 | 660 | 131.35 | 2202.69 | 740.21 | 444.13 | 11547.34 | 3387.03 | 14490.24 | 190.84 | 22628.5 | 3611.62 | 2398.5 | 11070 | 11070 | 61.5 | 24569.25 | 300.38 | 29.41 | -49.26 | 18.86 | 23.9 | 0 | 0 | 0.5 | 0.5 | 1 | 0.5 | 0 | 5748.47 | 0 | 3277.63 | 0 | 9902.28 | 0 | 3700.12 | 0 | 854.17 | 0 | 365.73 | 0 | 967.49 | 0 | 412.87 | 1011.37
4842 | 15.7 | 1411.34 | 660 | 131.35 | 2202.69 | 740.21 | 444.13 | 11547.34 | 3387.03 | 14490.24 | 190.84 | 36158.28 | 5135.92 | 2398.5 | 11070 | 11070 | 61.5 | 24569.25 | 304.74 | 33.76 | -47.94 | 20.18 | 23.9 | 0 | 0 | 0.5 | 0.5 | 1 | 0.5 | 0 | 5263.43 | 0 | 3001.08 | 0 | 20490.14 | 0 | 7403.63 | 0 | 782.1 | 0 | 334.87 | 0 | 2001.96 | 0 | 826.11 | 1190.88
4843 | 15.5 | 1411.34 | 660 | 131.35 | 2202.69 | 740.21 | 444.13 | 11547.34 | 3387.03 | 14490.24 | 190.84 | 18364.59 | 2668.46 | 2398.5 | 11070 | 11070 | 61.5 | 24569.25 | 299.06 | 28.09 | -49.52 | 18.6 | 23.9 | 0 | 0 | 0.5 | 0.5 | 1 | 0.5 | 0 | 3308.7 | 0 | 1886.54 | 0 | 8996.57 | 0 | 4172.78 | 0 | 491.64 | 0 | 210.5 | 0 | 879 | 0 | 465.61 | 621.71
4844 | 14.7 | 1411.34 | 660 | 131.35 | 2202.69 | 740.21 | 444.13 | 11547.34 | 3387.03 | 14490.24 | 190.84 | 11459.82 | 1558.88 | 2398.5 | 11070 | 11070 | 61.5 | 24569.25 | 296.16 | 25.18 | -50.85 | 17.26 | 23.9 | 0 | 0 | 0.5 | 0.5 | 1 | 0.5 | 0 | 1680.67 | 0 | 958.27 | 0 | 5430.82 | 0 | 3390.07 | 0 | 249.73 | 0 | 106.93 | 0 | 530.61 | 0 | 378.27 | 293.34
4845 | 13.6 | 1411.34 | 660 | 131.35 | 2202.69 | 740.21 | 444.13 | 11547.34 | 3387.03 | 14490.24 | 190.84 | 169.88 | 32.2 | 2398.5 | 11070 | 11070 | 61.5 | 24569.25 | 291.68 | 20.7 | -52.81 | 15.31 | 20.7 | 0 | 0 | 0.5 | 0.5 | 1 | 0.5 | 0 | 28.71 | 0 | 16.37 | 0 | 68.56 | 0 | 56.24 | 0 | 4.27 | 0 | 1.83 | 0 | 6.7 | 0 | 6.28 | 13.13
4846 | 13.4 | 1411.34 | 660 | 131.35 | 2202.69 | 740.21 | 444.13 | 11547.34 | 3387.03 | 14490.24 | 190.84 | 0 | 0 | 2398.5 | 11070 | 11070 | 61.5 | 24569.25 | 291.34 | 20.36 | -53.02 | 15.09 | 20.36 | 0 | 0 | 0.5 | 0.5 | 1 | 0.5 | 0 | 0 | 0 | 0 | 0 | 0 | 0 | 0 | 0 | 0 | 0 | 0 | 0 | 0 | 0 | 0 | 0
4847 | 13.3 | 1411.34 | 660 | 131.35 | 2202.69 | 740.21 | 444.13 | 11547.34 | 3387.03 | 14490.24 | 190.84 | 0 | 0 | 2398.5 | 11070 | 11070 | 61.5 | 24569.25 | 291.24 | 20.26 | -53.12 | 15 | 20.26 | 0 | 0 | 0.5 | 0.5 | 1 | 0.5 | 0 | 0 | 0 | 0 | 0 | 0 | 0 | 0 | 0 | 0 | 0 | 0 | 0 | 0 | 0 | 0 | 0
4848 | 13.3 | 1411.34 | 660 | 131.35 | 2202.69 | 740.21 | 444.13 | 11547.34 | 3387.03 | 14490.24 | 190.84 | 0 | 0 | 2398.5 | 11070 | 11070 | 61.5 | 24569.25 | 291.23 | 20.26 | -53.12 | 15 | 20.26 | 0 | 0 | 0.5 | 0.5 | 1 | 0.5 | 0 | 0 | 0 | 0 | 0 | 0 | 0 | 0 | 0 | 0 | 0 | 0 | 0 | 0 | 0 | 0 | 0
4849 | 13.3 | 1411.34 | 660 | 131.35 | 2202.69 | 740.21 | 444.13 | 11547.34 | 3387.03 | 14490.24 | 190.84 | 0 | 0 | 2398.5 | 2214 | 2214 | 61.5 | 6857.25 | 286.43 | 15.46 | -54.33 | 13.79 | 20 | 16.76 | 0 | 0.5 | 0.1 | 0.5 | 0.5 | 0 | 0 | 0 | 0 | 0 | 0 | 0 | 0 | 0 | 0 | 0 | 0 | 0 | 0 | 0 | 0 | 0
4850 | 13.2 | 1411.34 | 660 | 131.35 | 2202.69 | 740.21 | 444.13 | 11547.34 | 3387.03 | 14490.24 | 190.84 | 0 | 0 | 2398.5 | 2214 | 2214 | 61.5 | 6857.25 | 286.33 | 15.36 | -54.42 | 13.69 | 20 | 17.13 | 0 | 0.5 | 0.1 | 0.5 | 0.5 | 0 | 0 | 0 | 0 | 0 | 0 | 0 | 0 | 0 | 0 | 0 | 0 | 0 | 0 | 0 | 0 | 0
4851 | 13 | 1411.34 | 660 | 131.35 | 2202.69 | 740.21 | 444.13 | 11547.34 | 3387.03 | 14490.24 | 190.84 | 0 | 0 | 2398.5 | 2214 | 2214 | 61.5 | 6857.25 | 286.15 | 15.17 | -54.62 | 13.49 | 20 | 17.81 | 0 | 0.5 | 0.1 | 0.5 | 0.5 | 0 | 0 | 0 | 0 | 0 | 0 | 0 | 0 | 0 | 0 | 0 | 0 | 0 | 0 | 0 | 0 | 0
4852 | 12.6 | 1411.34 | 660 | 131.35 | 2202.69 | 740.21 | 444.13 | 11547.34 | 3387.03 | 14490.24 | 190.84 | 0 | 0 | 2398.5 | 2214 | 2214 | 61.5 | 6857.25 | 285.78 | 14.81 | -55.02 | 13.1 | 20 | 19.16 | 0 | 0.5 | 0.1 | 0.5 | 0.5 | 0 | 0 | 0 | 0 | 0 | 0 | 0 | 0 | 0 | 0 | 0 | 0 | 0 | 0 | 0 | 0 | 0
4853 | 12.6 | 1411.34 | 660 | 131.35 | 2202.69 | 740.21 | 444.13 | 11547.34 | 3387.03 | 14490.24 | 190.84 | 0 | 0 | 2398.5 | 2214 | 2214 | 61.5 | 6857.25 | 285.78 | 14.81 | -55.02 | 13.1 | 20 | 19.16 | 0 | 0.5 | 0.1 | 0.5 | 0.5 | 0 | 0 | 0 | 0 | 0 | 0 | 0 | 0 | 0 | 0 | 0 | 0 | 0 | 0 | 0 | 0 | 0
4854 | 12.9 | 1411.34 | 660 | 131.35 | 2202.69 | 740.21 | 444.13 | 11547.34 | 3387.03 | 14490.24 | 190.84 | 11509.65 | 882.63 | 2398.5 | 2214 | 2214 | 61.5 | 6857.25 | 289.42 | 18.44 | -53.88 | 14.24 | 20 | 5.75 | 0 | 0.5 | 0.1 | 0.5 | 0.5 | 0 | 8265.1 | 0 | 1440.53 | 0 | 1263.65 | 0 | 540.38 | 0 | 614.06 | 0 | 80.37 | 0 | 61.73 | 0 | 30.15 | 96.32
4855 | 13.2 | 1411.34 | 660 | 131.35 | 2202.69 | 740.21 | 444.13 | 11547.34 | 3387.03 | 14490.24 | 190.84 | 13047.76 | 1047.32 | 2398.5 | 2214 | 2214 | 61.5 | 6857.25 | 290.15 | 19.18 | -53.46 | 14.65 | 20 | 3.03 | 0 | 0.5 | 0.1 | 0.5 | 0.5 | 0 | 5420.05 | 0 | 2257.69 | 0 | 3761.49 | 0 | 1608.53 | 0 | 402.69 | 0 | 125.96 | 0 | 183.76 | 0 | 89.74 | 245.18
4856 | 14.1 | 1411.34 | 660 | 131.35 | 2202.69 | 740.21 | 444.13 | 11547.34 | 3387.03 | 14490.24 | 190.84 | 53867.93 | 4301.19 | 2398.5 | 11070 | 11070 | 61.5 | 24569.25 | 307.72 | 36.75 | -48.37 | 19.75 | 23.9 | 0 | 0 | 0.5 | 0.5 | 1 | 0.5 | 0 | 25632.52 | 0 | 11696.17 | 0 | 11585.1 | 0 | 4954.15 | 0 | 1904.38 | 0 | 652.54 | 0 | 565.95 | 0 | 276.4 | 901.91
4857 | 16 | 1411.34 | 660 | 131.35 | 2202.69 | 740.21 | 444.13 | 11547.34 | 3387.03 | 14490.24 | 190.84 | 53419.55 | 8787.37 | 2398.5 | 11070 | 11070 | 61.5 | 24569.25 | 310.68 | 39.7 | -46.22 | 21.9 | 23.9 | 0 | 0 | 0.5 | 0.5 | 1 | 0.5 | 0 | 26455.16 | 0 | 15706.26 | 0 | 7885.88 | 0 | 3372.25 | 0 | 3931 | 0 | 1752.54 | 0 | 770.48 | 0 | 376.28 | 1957.07
4858 | 16.6 | 1411.34 | 660 | 131.35 | 2202.69 | 740.21 | 444.13 | 11547.34 | 3387.03 | 14490.24 | 190.84 | 51719.94 | 8778.18 | 2398.5 | 11070 | 11070 | 61.5 | 24569.25 | 310.77 | 39.79 | -45.74 | 22.37 | 23.9 | 0 | 0 | 0.5 | 0.5 | 1 | 0.5 | 0 | 21005.11 | 0 | 17333.77 | 0 | 9372.92 | 0 | 4008.15 | 0 | 3121.17 | 0 | 1934.14 | 0 | 915.77 | 0 | 447.24 | 2359.86
4859 | 17.3 | 1411.34 | 660 | 131.35 | 2202.69 | 740.21 | 444.13 | 11547.34 | 3387.03 | 14490.24 | 190.84 | 46297.9 | 8148.5 | 2398.5 | 11070 | 11070 | 61.5 | 24569.25 | 309.77 | 38.79 | -45.46 | 22.65 | 23.9 | 0 | 0 | 0.5 | 0.5 | 1 | 0.5 | 0 | 14246.86 | 0 | 17089.65 | 0 | 10479.87 | 0 | 4481.52 | 0 | 2116.96 | 0 | 1906.9 | 0 | 1023.92 | 0 | 500.06 | 2600.66
4860 | 18.5 | 1411.34 | 660 | 131.35 | 2202.69 | 740.21 | 444.13 | 11547.34 | 3387.03 | 14490.24 | 190.84 | 40907.83 | 7371.6 | 2398.5 | 11070 | 11070 | 61.5 | 24569.25 | 309.2 | 38.22 | -44.7 | 23.42 | 23.9 | 0 | 0 | 0.5 | 0.5 | 1 | 0.5 | 0 | 8534.95 | 0 | 15198.72 | 0 | 12307.74 | 0 | 4866.42 | 0 | 1268.22 | 0 | 1695.91 | 0 | 1202.51 | 0 | 543.01 | 2661.96
4861 | 19.2 | 1411.34 | 660 | 131.35 | 2202.69 | 740.21 | 444.13 | 11547.34 | 3387.03 | 14490.24 | 190.84 | 48023.7 | 8168.88 | 2398.5 | 11070 | 11070 | 61.5 | 24569.25 | 311.99 | 41.01 | -43.47 | 24.65 | 24 | 0 | -9.49 | 0.5 | 0.5 | 1 | 0.5 | 0 | 8565.81 | 0 | 13586.67 | 0 | 20987.21 | 0 | 4884.01 | 0 | 1272.8 | 0 | 1516.03 | 0 | 2050.53 | 0 | 544.97 | 2784.55
4862 | 19.6 | 1411.34 | 660 | 131.35 | 2202.69 | 740.21 | 444.13 | 11547.34 | 3387.03 | 14490.24 | 190.84 | 47536.44 | 7682.12 | 2398.5 | 11070 | 11070 | 61.5 | 24569.25 | 312.09 | 41.12 | -43.14 | 24.97 | 24 | 0 | -14.31 | 0.5 | 0.5 | 1 | 0.5 | 0 | 8483.27 | 0 | 9423.61 | 0 | 24792.61 | 0 | 4836.95 | 0 | 1260.54 | 0 | 1051.51 | 0 | 2422.33 | 0 | 539.72 | 2408.02
4863 | 20.2 | 1411.34 | 660 | 131.35 | 2202.69 | 740.21 | 444.13 | 11547.34 | 3387.03 | 14490.24 | 190.84 | 55769.29 | 8755.41 | 2398.5 | 11070 | 11070 | 61.5 | 24569.25 | 315.17 | 44.19 | -41.91 | 26.2 | 24 | 0 | -32.31 | 0.5 | 0.5 | 1 | 0.5 | 0 | 7586.86 | 0 | 7044.5 | 0 | 36812.08 | 0 | 4325.84 | 0 | 1127.34 | 0 | 786.04 | 0 | 3596.68 | 0 | 482.69 | 2762.66
4864 | 19.7 | 1411.34 | 660 | 131.35 | 2202.69 | 740.21 | 444.13 | 11547.34 | 3387.03 | 14490.24 | 190.84 | 56606.92 | 8485.16 | 2398.5 | 11070 | 11070 | 61.5 | 24569.25 | 314.86 | 43.88 | -42.37 | 25.75 | 24 | 0 | -25.64 | 0.5 | 0.5 | 1 | 0.5 | 0 | 6922.05 | 0 | 3946.78 | 0 | 40109.96 | 0 | 5628.13 | 0 | 1028.56 | 0 | 440.39 | 0 | 3918.89 | 0 | 628 | 2469.32
4865 | 18.9 | 1411.34 | 660 | 131.35 | 2202.69 | 740.21 | 444.13 | 11547.34 | 3387.03 | 14490.24 | 190.84 | 37195.36 | 5522.75 | 2398.5 | 11070 | 11070 | 61.5 | 24569.25 | 308.06 | 37.09 | -44.68 | 23.43 | 23.9 | 0 | 0 | 0.5 | 0.5 | 1 | 0.5 | 0 | 6501.05 | 0 | 3706.74 | 0 | 20975.78 | 0 | 6011.79 | 0 | 966 | 0 | 413.61 | 0 | 2049.41 | 0 | 670.81 | 1422.92
4866 | 18.1 | 1411.34 | 660 | 131.35 | 2202.69 | 740.21 | 444.13 | 11547.34 | 3387.03 | 14490.24 | 190.84 | 20452.25 | 3099.07 | 2398.5 | 11070 | 11070 | 61.5 | 24569.25 | 302.13 | 31.16 | -46.78 | 21.34 | 23.9 | 0 | 0 | 0.5 | 0.5 | 1 | 0.5 | 0 | 4349.45 | 0 | 2479.95 | 0 | 9832.54 | 0 | 3790.33 | 0 | 646.29 | 0 | 276.72 | 0 | 960.68 | 0 | 422.93 | 792.46
4867 | 18 | 1411.34 | 660 | 131.35 | 2202.69 | 740.21 | 444.13 | 11547.34 | 3387.03 | 14490.24 | 190.84 | 18892.77 | 2731.83 | 2398.5 | 11070 | 11070 | 61.5 | 24569.25 | 301.52 | 30.54 | -47.01 | 21.11 | 23.9 | 0 | 0 | 0.5 | 0.5 | 1 | 0.5 | 0 | 3322.31 | 0 | 1894.3 | 0 | 9344.17 | 0 | 4332 | 0 | 493.67 | 0 | 211.37 | 0 | 912.96 | 0 | 483.37 | 630.46
4868 | 17 | 1411.34 | 660 | 131.35 | 2202.69 | 740.21 | 444.13 | 11547.34 | 3387.03 | 14490.24 | 190.84 | 19971.28 | 2519.19 | 2398.5 | 11070 | 11070 | 61.5 | 24569.25 | 300.84 | 29.86 | -47.94 | 20.18 | 23.9 | 0 | 0 | 0.5 | 0.5 | 1 | 0.5 | 0 | 1851.04 | 0 | 1055.42 | 0 | 10170.36 | 0 | 6894.45 | 0 | 275.05 | 0 | 117.77 | 0 | 993.68 | 0 | 769.3 | 363.39
4869 | 16.5 | 1411.34 | 660 | 131.35 | 2202.69 | 740.21 | 444.13 | 11547.34 | 3387.03 | 14490.24 | 190.84 | 979.48 | 162.67 | 2398.5 | 11070 | 11070 | 61.5 | 24569.25 | 294.59 | 23.62 | -49.88 | 18.23 | 23.62 | 0 | 0 | 0.5 | 0.5 | 1 | 0.5 | 0 | 281.97 | 0 | 160.77 | 0 | 375.96 | 0 | 160.77 | 0 | 41.9 | 0 | 17.94 | 0 | 36.73 | 0 | 17.94 | 48.16
4870 | 16.1 | 1411.34 | 660 | 131.35 | 2202.69 | 740.21 | 444.13 | 11547.34 | 3387.03 | 14490.24 | 190.84 | 0 | 0 | 2398.5 | 11070 | 11070 | 61.5 | 24569.25 | 293.91 | 22.93 | -50.36 | 17.76 | 22.93 | 0 | 0 | 0.5 | 0.5 | 1 | 0.5 | 0 | 0 | 0 | 0 | 0 | 0 | 0 | 0 | 0 | 0 | 0 | 0 | 0 | 0 | 0 | 0 | 0
4871 | 16.2 | 1411.34 | 660 | 131.35 | 2202.69 | 740.21 | 444.13 | 11547.34 | 3387.03 | 14490.24 | 190.84 | 0 | 0 | 2398.5 | 11070 | 11070 | 61.5 | 24569.25 | 293.98 | 23 | -50.26 | 17.86 | 23 | 0 | 0 | 0.5 | 0.5 | 1 | 0.5 | 0 | 0 | 0 | 0 | 0 | 0 | 0 | 0 | 0 | 0 | 0 | 0 | 0 | 0 | 0 | 0 | 0
4872 | 15.2 | 1411.34 | 660 | 131.35 | 2202.69 | 740.21 | 444.13 | 11547.34 | 3387.03 | 14490.24 | 190.84 | 0 | 0 | 2398.5 | 11070 | 11070 | 61.5 | 24569.25 | 293.06 | 22.09 | -51.24 | 16.87 | 22.09 | 0 | 0 | 0.5 | 0.5 | 1 | 0.5 | 0 | 0 | 0 | 0 | 0 | 0 | 0 | 0 | 0 | 0 | 0 | 0 | 0 | 0 | 0 | 0 | 0
4873 | 14.4 | 1411.34 | 660 | 131.35 | 2202.69 | 740.21 | 444.13 | 11547.34 | 3387.03 | 14490.24 | 190.84 | 0 | 0 | 2398.5 | 2214 | 2214 | 61.5 | 6857.25 | 287.5 | 16.52 | -53.24 | 14.87 | 20 | 12.83 | 0 | 0.5 | 0.1 | 0.5 | 0.5 | 0 | 0 | 0 | 0 | 0 | 0 | 0 | 0 | 0 | 0 | 0 | 0 | 0 | 0 | 0 | 0 | 0
4874 | 14.9 | 1411.34 | 660 | 131.35 | 2202.69 | 740.21 | 444.13 | 11547.34 | 3387.03 | 14490.24 | 190.84 | 0 | 0 | 2398.5 | 2214 | 2214 | 61.5 | 6857.25 | 287.9 | 16.92 | -52.75 | 15.37 | 20 | 11.37 | 0 | 0.5 | 0.1 | 0.5 | 0.5 | 0 | 0 | 0 | 0 | 0 | 0 | 0 | 0 | 0 | 0 | 0 | 0 | 0 | 0 | 0 | 0 | 0
4875 | 15.2 | 1411.34 | 660 | 131.35 | 2202.69 | 740.21 | 444.13 | 11547.34 | 3387.03 | 14490.24 | 190.84 | 0 | 0 | 2398.5 | 2214 | 2214 | 61.5 | 6857.25 | 288.17 | 17.19 | -52.45 | 15.66 | 20 | 10.35 | 0 | 0.5 | 0.1 | 0.5 | 0.5 | 0 | 0 | 0 | 0 | 0 | 0 | 0 | 0 | 0 | 0 | 0 | 0 | 0 | 0 | 0 | 0 | 0
4876 | 15.3 | 1411.34 | 660 | 131.35 | 2202.69 | 740.21 | 444.13 | 11547.34 | 3387.03 | 14490.24 | 190.84 | 0 | 0 | 2398.5 | 2214 | 2214 | 61.5 | 6857.25 | 288.26 | 17.29 | -52.35 | 15.76 | 20 | 10.02 | 0 | 0.5 | 0.1 | 0.5 | 0.5 | 0 | 0 | 0 | 0 | 0 | 0 | 0 | 0 | 0 | 0 | 0 | 0 | 0 | 0 | 0 | 0 | 0
4877 | 15.3 | 1411.34 | 660 | 131.35 | 2202.69 | 740.21 | 444.13 | 11547.34 | 3387.03 | 14490.24 | 190.84 | 0 | 0 | 2398.5 | 2214 | 2214 | 61.5 | 6857.25 | 288.26 | 17.29 | -52.35 | 15.76 | 20 | 10.02 | 0 | 0.5 | 0.1 | 0.5 | 0.5 | 0 | 0 | 0 | 0 | 0 | 0 | 0 | 0 | 0 | 0 | 0 | 0 | 0 | 0 | 0 | 0 | 0
4878 | 15.7 | 1411.34 | 660 | 131.35 | 2202.69 | 740.21 | 444.13 | 11547.34 | 3387.03 | 14490.24 | 190.84 | 7078.06 | 548.16 | 2398.5 | 2214 | 2214 | 61.5 | 6857.25 | 290.7 | 19.72 | -51.44 | 16.68 | 20 | 1.03 | 0 | 0.5 | 0.1 | 0.5 | 0.5 | 0 | 4653.61 | 0 | 928.07 | 0 | 1048.16 | 0 | 448.22 | 0 | 345.74 | 0 | 51.78 | 0 | 51.2 | 0 | 25.01 | 74.43
4879 | 16.7 | 1411.34 | 660 | 131.35 | 2202.69 | 740.21 | 444.13 | 11547.34 | 3387.03 | 14490.24 | 190.84 | 8730.93 | 711.7 | 2398.5 | 2214 | 2214 | 61.5 | 6857.25 | 292.11 | 21.13 | -50.33 | 17.79 | 21.13 | 0 | 0 | 0.5 | 0.1 | 0.5 | 0.5 | 0 | 2880.31 | 0 | 1459.36 | 0 | 3075.91 | 0 | 1315.36 | 0 | 213.99 | 0 | 81.42 | 0 | 150.26 | 0 | 73.39 | 192.64
4880 | 17.9 | 1411.34 | 660 | 131.35 | 2202.69 | 740.21 | 177.65 | 11280.86 | 3120.55 | 14223.76 | 190.84 | 35335.02 | 2842.37 | 959.4 | 4428 | 4428 | 24.6 | 9827.7 | 321.84 | 31.79 | -48.18 | 21.19 | 23.9 | 0 | 0 | 0.2 | 0.2 | 1 | 0.2 | 0 | 15026.53 | 0 | 7182.39 | 0 | 9194.32 | 0 | 3931.78 | 0 | 1116.4 | 0 | 400.71 | 0 | 449.16 | 0 | 219.36 | 656.73
4881 | 19.5 | 1411.34 | 660 | 131.35 | 2202.69 | 740.21 | 177.65 | 11280.86 | 3120.55 | 14223.76 | 190.84 | 35543.38 | 5803.33 | 959.4 | 4428 | 4428 | 24.6 | 9827.7 | 324.32 | 34.27 | -46.38 | 22.99 | 23.9 | 0 | 0 | 0.2 | 0.2 | 1 | 0.2 | 0 | 14985.63 | 0 | 8837.51 | 0 | 8209.57 | 0 | 3510.67 | 0 | 2226.73 | 0 | 986.11 | 0 | 802.11 | 0 | 391.73 | 1396.65
4882 | 20.2 | 1411.34 | 660 | 131.35 | 2202.69 | 740.21 | 177.65 | 11280.86 | 3120.55 | 14223.76 | 190.84 | 35463.78 | 5876.43 | 959.4 | 4428 | 4428 | 24.6 | 9827.7 | 324.95 | 34.9 | -45.69 | 23.68 | 23.9 | 0 | 0 | 0.2 | 0.2 | 1 | 0.2 | 0 | 12452.48 | 0 | 9100.99 | 0 | 9743.63 | 0 | 4166.68 | 0 | 1850.33 | 0 | 1015.51 | 0 | 951.99 | 0 | 464.93 | 1593.67
4883 | 21.1 | 1411.34 | 660 | 131.35 | 2202.69 | 740.21 | 177.65 | 11280.86 | 3120.55 | 14223.76 | 190.84 | 44676.53 | 7758.89 | 959.4 | 4428 | 4428 | 24.6 | 9827.7 | 328.98 | 38.93 | -44.04 | 25.34 | 24 | 0 | -19.3 | 0.2 | 0.2 | 1 | 0.2 | 0 | 13613.74 | 0 | 15508.7 | 0 | 10895.03 | 0 | 4659.06 | 0 | 2022.88 | 0 | 1730.49 | 0 | 1064.49 | 0 | 519.87 | 2421.16
4884 | 21.1 | 1411.34 | 660 | 131.35 | 2202.69 | 740.21 | 177.65 | 11280.86 | 3120.55 | 14223.76 | 190.84 | 28238.56 | 4680.98 | 959.4 | 4428 | 4428 | 24.6 | 9827.7 | 323.33 | 33.28 | -45.39 | 23.98 | 23.98 | 0 | 0 | 0.2 | 0.2 | 1 | 0.2 | 0 | 7765.27 | 0 | 5582.24 | 0 | 10463.48 | 0 | 4427.57 | 0 | 1153.85 | 0 | 622.88 | 0 | 1022.32 | 0 | 494.04 | 1387.9
4885 | 21.1 | 1411.34 | 660 | 131.35 | 2202.69 | 740.21 | 177.65 | 11280.86 | 3120.55 | 14223.76 | 190.84 | 36784.3 | 6080.37 | 959.4 | 4428 | 4428 | 24.6 | 9827.7 | 326.21 | 36.16 | -44.7 | 24.67 | 24 | 0 | -9.73 | 0.2 | 0.2 | 1 | 0.2 | 0 | 8743.92 | 0 | 8034.91 | 0 | 15019.89 | 0 | 4985.57 | 0 | 1299.27 | 0 | 896.55 | 0 | 1467.5 | 0 | 556.3 | 1860.74
4886 | 21.2 | 1411.34 | 660 | 131.35 | 2202.69 | 740.21 | 177.65 | 11280.86 | 3120.55 | 14223.76 | 190.84 | 37279.33 | 6038.59 | 959.4 | 4428 | 4428 | 24.6 | 9827.7 | 326.43 | 36.38 | -44.57 | 24.8 | 24 | 0 | -11.6 | 0.2 | 0.2 | 1 | 0.2 | 0 | 8544.01 | 0 | 6803.39 | 0 | 17060.35 | 0 | 4871.58 | 0 | 1269.56 | 0 | 759.14 | 0 | 1666.86 | 0 | 543.58 | 1799.45
4887 | 22.4 | 1411.34 | 660 | 131.35 | 2202.69 | 740.21 | 177.65 | 11280.86 | 3120.55 | 14223.76 | 190.84 | 52256.78 | 8201.91 | 959.4 | 4428 | 4428 | 24.6 | 9827.7 | 332.49 | 42.44 | -42.2 | 27.18 | 24 | 0 | -45.81 | 0.2 | 0.2 | 1 | 0.2 | 0 | 8003.56 | 0 | 6845.47 | 0 | 32844.32 | 0 | 4563.43 | 0 | 1189.26 | 0 | 763.83 | 0 | 3209.01 | 0 | 509.2 | 2530.61
4888 | 23 | 1411.34 | 660 | 131.35 | 2202.69 | 740.21 | 177.65 | 11280.86 | 3120.55 | 14223.76 | 190.84 | 63211.24 | 9501.15 | 959.4 | 4428 | 4428 | 24.6 | 9827.7 | 336.59 | 46.54 | -40.75 | 28.62 | 24 | 0 | -66.6 | 0.2 | 0.2 | 1 | 0.2 | 0 | 6223.19 | 0 | 3548.31 | 0 | 47792.39 | 0 | 5647.35 | 0 | 924.71 | 0 | 395.93 | 0 | 4669.5 | 0 | 630.14 | 2880.87
4889 | 22.9 | 1411.34 | 660 | 131.35 | 2202.69 | 740.21 | 177.65 | 11280.86 | 3120.55 | 14223.76 | 190.84 | 31067.95 | 4738.99 | 959.4 | 4428 | 4428 | 24.6 | 9827.7 | 325.79 | 35.74 | -43.41 | 25.96 | 24 | 0 | -28.27 | 0.2 | 0.2 | 1 | 0.2 | 0 | 6265.7 | 0 | 3572.55 | 0 | 16199.82 | 0 | 5029.88 | 0 | 931.03 | 0 | 398.63 | 0 | 1582.78 | 0 | 561.24 | 1265.31
4890 | 21.4 | 1411.34 | 660 | 131.35 | 2202.69 | 740.21 | 444.13 | 11547.34 | 3387.03 | 14490.24 | 190.84 | 30929.12 | 4450.91 | 2398.5 | 11070 | 11070 | 61.5 | 24569.25 | 308.37 | 37.39 | -42.71 | 25.4 | 24 | 0 | -20.56 | 0.5 | 0.5 | 1 | 0.5 | 0 | 5056.53 | 0 | 2883.11 | 0 | 16843.73 | 0 | 6145.76 | 0 | 751.35 | 0 | 321.7 | 0 | 1645.7 | 0 | 685.76 | 1046.4
4891 | 20.5 | 1411.34 | 660 | 131.35 | 2202.69 | 740.21 | 444.13 | 11547.34 | 3387.03 | 14490.24 | 190.84 | 28118.13 | 3823.49 | 2398.5 | 11070 | 11070 | 61.5 | 24569.25 | 306.61 | 35.64 | -43.84 | 24.28 | 24 | 0 | -4.08 | 0.5 | 0.5 | 1 | 0.5 | 0 | 3566.51 | 0 | 2033.54 | 0 | 15287.82 | 0 | 7230.26 | 0 | 529.95 | 0 | 226.91 | 0 | 1493.68 | 0 | 806.77 | 766.19
4892 | 19.1 | 1411.34 | 660 | 131.35 | 2202.69 | 740.21 | 444.13 | 11547.34 | 3387.03 | 14490.24 | 190.84 | 24371.43 | 3000.48 | 2398.5 | 11070 | 11070 | 61.5 | 24569.25 | 304.09 | 33.11 | -45.53 | 22.58 | 23.9 | 0 | 0 | 0.5 | 0.5 | 1 | 0.5 | 0 | 1831.97 | 0 | 1044.54 | 0 | 12710.35 | 0 | 8784.56 | 0 | 272.21 | 0 | 116.55 | 0 | 1241.85 | 0 | 980.2 | 389.66
4893 | 16.6 | 1411.34 | 660 | 131.35 | 2202.69 | 740.21 | 444.13 | 11547.34 | 3387.03 | 14490.24 | 190.84 | 706.43 | 117.61 | 2398.5 | 11070 | 11070 | 61.5 | 24569.25 | 294.6 | 23.62 | -49.81 | 18.31 | 23.62 | 0 | 0 | 0.5 | 0.5 | 1 | 0.5 | 0 | 203.37 | 0 | 115.95 | 0 | 271.15 | 0 | 115.95 | 0 | 30.22 | 0 | 12.94 | 0 | 26.49 | 0 | 12.94 | 35.03
4894 | 15.3 | 1411.34 | 660 | 131.35 | 2202.69 | 740.21 | 444.13 | 11547.34 | 3387.03 | 14490.24 | 190.84 | 0 | 0 | 2398.5 | 11070 | 11070 | 61.5 | 24569.25 | 293.17 | 22.2 | -51.15 | 16.97 | 22.2 | 0 | 0 | 0.5 | 0.5 | 1 | 0.5 | 0 | 0 | 0 | 0 | 0 | 0 | 0 | 0 | 0 | 0 | 0 | 0 | 0 | 0 | 0 | 0 | 0
4895 | 14.5 | 1411.34 | 660 | 131.35 | 2202.69 | 740.21 | 444.13 | 11547.34 | 3387.03 | 14490.24 | 190.84 | 0 | 0 | 2398.5 | 11070 | 11070 | 61.5 | 24569.25 | 292.39 | 21.42 | -51.93 | 16.18 | 21.42 | 0 | 0 | 0.5 | 0.5 | 1 | 0.5 | 0 | 0 | 0 | 0 | 0 | 0 | 0 | 0 | 0 | 0 | 0 | 0 | 0 | 0 | 0 | 0 | 0
4896 | 13.6 | 1411.34 | 660 | 131.35 | 2202.69 | 740.21 | 444.13 | 11547.34 | 3387.03 | 14490.24 | 190.84 | 0 | 0 | 2398.5 | 11070 | 11070 | 61.5 | 24569.25 | 291.54 | 20.57 | -52.82 | 15.29 | 20.57 | 0 | 0 | 0.5 | 0.5 | 1 | 0.5 | 0 | 0 | 0 | 0 | 0 | 0 | 0 | 0 | 0 | 0 | 0 | 0 | 0 | 0 | 0 | 0 | 0
4897 | 14 | 1411.34 | 660 | 131.35 | 2202.69 | 740.21 | 444.13 | 11547.34 | 3387.03 | 14490.24 | 190.84 | 0 | 0 | 2398.5 | 2214 | 2214 | 61.5 | 6857.25 | 287.09 | 16.11 | -53.63 | 14.48 | 20 | 14.36 | 0 | 0.5 | 0.1 | 0.5 | 0.5 | 0 | 0 | 0 | 0 | 0 | 0 | 0 | 0 | 0 | 0 | 0 | 0 | 0 | 0 | 0 | 0 | 0
4898 | 14.6 | 1411.34 | 660 | 131.35 | 2202.69 | 740.21 | 444.13 | 11547.34 | 3387.03 | 14490.24 | 190.84 | 0 | 0 | 2398.5 | 2214 | 2214 | 61.5 | 6857.25 | 287.62 | 16.64 | -53.04 | 15.07 | 20 | 12.39 | 0 | 0.5 | 0.1 | 0.5 | 0.5 | 0 | 0 | 0 | 0 | 0 | 0 | 0 | 0 | 0 | 0 | 0 | 0 | 0 | 0 | 0 | 0 | 0
4899 | 13.9 | 1411.34 | 660 | 131.35 | 2202.69 | 740.21 | 444.13 | 11547.34 | 3387.03 | 14490.24 | 190.84 | 0 | 0 | 2398.5 | 2214 | 2214 | 61.5 | 6857.25 | 286.98 | 16 | -53.73 | 14.38 | 20 | 14.76 | 0 | 0.5 | 0.1 | 0.5 | 0.5 | 0 | 0 | 0 | 0 | 0 | 0 | 0 | 0 | 0 | 0 | 0 | 0 | 0 | 0 | 0 | 0 | 0
4900 | 14.1 | 1411.34 | 660 | 131.35 | 2202.69 | 740.21 | 444.13 | 11547.34 | 3387.03 | 14490.24 | 190.84 | 0 | 0 | 2398.5 | 2214 | 2214 | 61.5 | 6857.25 | 287.16 | 16.18 | -53.54 | 14.58 | 20 | 14.08 | 0 | 0.5 | 0.1 | 0.5 | 0.5 | 0 | 0 | 0 | 0 | 0 | 0 | 0 | 0 | 0 | 0 | 0 | 0 | 0 | 0 | 0 | 0 | 0
4901 | 13.4 | 1411.34 | 660 | 131.35 | 2202.69 | 740.21 | 444.13 | 11547.34 | 3387.03 | 14490.24 | 190.84 | 0 | 0 | 2398.5 | 2214 | 2214 | 61.5 | 6857.25 | 286.52 | 15.54 | -54.23 | 13.89 | 20 | 16.45 | 0 | 0.5 | 0.1 | 0.5 | 0.5 | 0 | 0 | 0 | 0 | 0 | 0 | 0 | 0 | 0 | 0 | 0 | 0 | 0 | 0 | 0 | 0 | 0
4902 | 14.3 | 1411.34 | 660 | 131.35 | 2202.69 | 740.21 | 444.13 | 11547.34 | 3387.03 | 14490.24 | 190.84 | 40491.91 | 3068.74 | 2398.5 | 2214 | 2214 | 61.5 | 6857.25 | 299.15 | 28.17 | -50.37 | 17.74 | 23.9 | 0 | 0 | 0.5 | 0.1 | 0.5 | 0.5 | 0 | 32709.32 | 0 | 4793.27 | 0 | 2093.91 | 0 | 895.42 | 0 | 2430.16 | 0 | 267.42 | 0 | 102.29 | 0 | 49.96 | 218.91
4903 | 16.7 | 1411.34 | 660 | 131.35 | 2202.69 | 740.21 | 444.13 | 11547.34 | 3387.03 | 14490.24 | 190.84 | 32598.57 | 5110.25 | 2398.5 | 2214 | 2214 | 61.5 | 6857.25 | 299.88 | 28.91 | -48.4 | 19.71 | 23.9 | 0 | 0 | 0.5 | 0.1 | 0.5 | 0.5 | 0 | 20618.4 | 0 | 6176.03 | 0 | 4065.58 | 0 | 1738.57 | 0 | 3063.71 | 0 | 689.13 | 0 | 397.22 | 0 | 193.99 | 766.19
4904 | 18.4 | 1411.34 | 660 | 131.35 | 2202.69 | 740.21 | 177.65 | 11280.86 | 3120.55 | 14223.76 | 190.84 | 51138.14 | 8178.34 | 959.4 | 4428 | 4428 | 24.6 | 9827.7 | 328.53 | 38.48 | -46.22 | 23.15 | 23.9 | 0 | 0 | 0.2 | 0.2 | 1 | 0.2 | 0 | 29877.21 | 0 | 12755.88 | 0 | 5957.45 | 0 | 2547.59 | 0 | 4439.49 | 0 | 1423.33 | 0 | 582.07 | 0 | 284.27 | 1449.19
4905 | 20.7 | 1411.34 | 660 | 131.35 | 2202.69 | 740.21 | 177.65 | 11280.86 | 3120.55 | 14223.76 | 190.84 | 58337.39 | 9650.65 | 959.4 | 4428 | 4428 | 24.6 | 9827.7 | 333.13 | 43.08 | -43.35 | 26.02 | 24 | 0 | -29.16 | 0.2 | 0.2 | 1 | 0.2 | 0 | 30069.79 | 0 | 18039.93 | 0 | 7164.08 | 0 | 3063.59 | 0 | 4468.1 | 0 | 2012.93 | 0 | 699.96 | 0 | 341.84 | 2127.82
4906 | 22.1 | 1411.34 | 660 | 131.35 | 2202.69 | 740.21 | 177.65 | 11280.86 | 3120.55 | 14223.76 | 190.84 | 58268.27 | 10059.29 | 959.4 | 4428 | 4428 | 24.6 | 9827.7 | 334.5 | 44.45 | -41.95 | 27.43 | 24 | 0 | -49.41 | 0.2 | 0.2 | 1 | 0.2 | 0 | 24918.11 | 0 | 21610.05 | 0 | 8223.48 | 0 | 3516.62 | 0 | 3702.61 | 0 | 2411.3 | 0 | 803.47 | 0 | 392.39 | 2749.52
4907 | 23.3 | 1411.34 | 660 | 131.35 | 2202.69 | 740.21 | 177.65 | 11280.86 | 3120.55 | 14223.76 | 190.84 | 51453.75 | 9479.48 | 959.4 | 4428 | 4428 | 24.6 | 9827.7 | 333.44 | 43.39 | -41.27 | 28.1 | 24 | 0 | -59.09 | 0.2 | 0.2 | 1 | 0.2 | 0 | 16034.32 | 0 | 22479.77 | 0 | 9063.73 | 0 | 3875.94 | 0 | 2382.56 | 0 | 2508.34 | 0 | 885.56 | 0 | 432.49 | 3270.53
4908 | 24 | 1411.34 | 660 | 131.35 | 2202.69 | 740.21 | 177.65 | 11280.86 | 3120.55 | 14223.76 | 190.84 | 43748.78 | 8567.19 | 959.4 | 4428 | 4428 | 24.6 | 9827.7 | 331.58 | 41.53 | -41.18 | 28.19 | 24 | 0 | -60.43 | 0.2 | 0.2 | 1 | 0.2 | 0 | 7162.47 | 0 | 21227.81 | 0 | 11274.63 | 0 | 4083.87 | 0 | 1064.28 | 0 | 2368.64 | 0 | 1101.57 | 0 | 455.69 | 3577.01
4909 | 24.5 | 1411.34 | 660 | 131.35 | 2202.69 | 740.21 | 177.65 | 11280.86 | 3120.55 | 14223.76 | 190.84 | 54441 | 9682.49 | 959.4 | 4428 | 4428 | 24.6 | 9827.7 | 335.45 | 45.4 | -39.87 | 29.5 | 24 | 0 | -73.79 | 0.2 | 0.2 | 1 | 0.2 | 0 | 7259.78 | 0 | 18017.51 | 0 | 25024.36 | 0 | 4139.35 | 0 | 1078.74 | 0 | 2010.43 | 0 | 2444.97 | 0 | 461.88 | 3686.46
4910 | 25.4 | 1411.34 | 660 | 131.35 | 2202.69 | 740.21 | 177.65 | 11280.86 | 3120.55 | 14223.76 | 190.84 | 61645.6 | 10275.16 | 959.4 | 4428 | 4428 | 24.6 | 9827.7 | 338.53 | 48.48 | -38.44 | 30.93 | 24 | 0 | -84.4 | 0.2 | 0.2 | 1 | 0.2 | 0 | 7114.87 | 0 | 13454.99 | 0 | 37019.02 | 0 | 4056.72 | 0 | 1057.21 | 0 | 1501.34 | 0 | 3616.9 | 0 | 452.66 | 3647.06
4911 | 25.1 | 1411.34 | 660 | 131.35 | 2202.69 | 740.21 | 177.65 | 11280.86 | 3120.55 | 14223.76 | 190.84 | 63269.34 | 10041.88 | 959.4 | 4428 | 4428 | 24.6 | 9827.7 | 338.66 | 48.61 | -38.64 | 30.73 | 24 | 0 | -84.85 | 0.2 | 0.2 | 1 | 0.2 | 0 | 6746.1 | 0 | 7598.91 | 0 | 45077.88 | 0 | 3846.46 | 0 | 1002.41 | 0 | 847.9 | 0 | 4404.28 | 0 | 429.2 | 3358.1
4912 | 25.8 | 1411.34 | 660 | 131.35 | 2202.69 | 740.21 | 177.65 | 11280.86 | 3120.55 | 14223.76 | 190.84 | 63446.18 | 9522.15 | 959.4 | 4428 | 4428 | 24.6 | 9827.7 | 339.2 | 49.15 | -37.97 | 31.4 | 24 | 0 | -86.7 | 0.2 | 0.2 | 1 | 0.2 | 0 | 6200.89 | 0 | 3535.6 | 0 | 48108.59 | 0 | 5601.1 | 0 | 921.4 | 0 | 394.51 | 0 | 4700.39 | 0 | 624.98 | 2880.87
4913 | 24.8 | 1411.34 | 660 | 131.35 | 2202.69 | 740.21 | 177.65 | 11280.86 | 3120.55 | 14223.76 | 190.84 | 61147.51 | 8584.79 | 959.4 | 4428 | 4428 | 24.6 | 9827.7 | 337.35 | 47.3 | -39.18 | 30.19 | 24 | 0 | -80.34 | 0.2 | 0.2 | 1 | 0.2 | 0 | 5699.49 | 0 | 3249.71 | 0 | 42516.55 | 0 | 9681.76 | 0 | 846.89 | 0 | 362.61 | 0 | 4154.03 | 0 | 1080.31 | 2140.95
4914 | 25.2 | 1411.34 | 660 | 131.35 | 2202.69 | 740.21 | 444.13 | 11547.34 | 3387.03 | 14490.24 | 190.84 | 59134.32 | 7841.86 | 2398.5 | 11070 | 11070 | 61.5 | 24569.25 | 320.42 | 49.44 | -36.81 | 31.3 | 24 | 0 | -93.89 | 0.5 | 0.5 | 1 | 0.5 | 0 | 4531.18 | 0 | 2583.56 | 0 | 38889.9 | 0 | 13129.68 | 0 | 673.29 | 0 | 288.28 | 0 | 3799.69 | 0 | 1465.04 | 1615.56
4915 | 24.4 | 1411.34 | 660 | 131.35 | 2202.69 | 740.21 | 444.13 | 11547.34 | 3387.03 | 14490.24 | 190.84 | 48281.24 | 6103 | 2398.5 | 11070 | 11070 | 61.5 | 24569.25 | 316.27 | 45.3 | -38.46 | 29.66 | 24 | 0 | -78.59 | 0.5 | 0.5 | 1 | 0.5 | 0 | 3283.14 | 0 | 1871.97 | 0 | 29114.46 | 0 | 14011.68 | 0 | 487.85 | 0 | 208.88 | 0 | 2844.59 | 0 | 1563.45 | 998.23
4916 | 23 | 1411.34 | 660 | 131.35 | 2202.69 | 740.21 | 444.13 | 11547.34 | 3387.03 | 14490.24 | 190.84 | 30612.94 | 3678.26 | 2398.5 | 11070 | 11070 | 61.5 | 24569.25 | 309.54 | 38.57 | -41.21 | 26.91 | 24 | 0 | -42.65 | 0.5 | 0.5 | 1 | 0.5 | 0 | 1748.87 | 0 | 997.16 | 0 | 16357.24 | 0 | 11509.66 | 0 | 259.87 | 0 | 111.27 | 0 | 1598.16 | 0 | 1284.27 | 424.69
4917 | 20.1 | 1411.34 | 660 | 131.35 | 2202.69 | 740.21 | 444.13 | 11547.34 | 3387.03 | 14490.24 | 190.84 | 981.01 | 162.85 | 2398.5 | 11070 | 11070 | 61.5 | 24569.25 | 297.9 | 26.92 | -46.33 | 21.79 | 23.9 | 0 | 0 | 0.5 | 0.5 | 1 | 0.5 | 0 | 282.41 | 0 | 161.02 | 0 | 376.55 | 0 | 161.02 | 0 | 41.96 | 0 | 17.97 | 0 | 36.79 | 0 | 17.97 | 48.16
4918 | 20.1 | 1411.34 | 660 | 131.35 | 2202.69 | 740.21 | 444.13 | 11547.34 | 3387.03 | 14490.24 | 190.84 | 0 | 0 | 2398.5 | 11070 | 11070 | 61.5 | 24569.25 | 297.59 | 26.61 | -46.41 | 21.71 | 23.9 | 0 | 0 | 0.5 | 0.5 | 1 | 0.5 | 0 | 0 | 0 | 0 | 0 | 0 | 0 | 0 | 0 | 0 | 0 | 0 | 0 | 0 | 0 | 0 | 0
4919 | 20.1 | 1411.34 | 660 | 131.35 | 2202.69 | 740.21 | 444.13 | 11547.34 | 3387.03 | 14490.24 | 190.84 | 0 | 0 | 2398.5 | 11070 | 11070 | 61.5 | 24569.25 | 297.59 | 26.61 | -46.41 | 21.71 | 23.9 | 0 | 0 | 0.5 | 0.5 | 1 | 0.5 | 0 | 0 | 0 | 0 | 0 | 0 | 0 | 0 | 0 | 0 | 0 | 0 | 0 | 0 | 0 | 0 | 0
4920 | 19.4 | 1411.34 | 660 | 131.35 | 2202.69 | 740.21 | 444.13 | 11547.34 | 3387.03 | 14490.24 | 190.84 | 0 | 0 | 2398.5 | 11070 | 11070 | 61.5 | 24569.25 | 296.94 | 25.97 | -47.1 | 21.02 | 23.9 | 0 | 0 | 0.5 | 0.5 | 1 | 0.5 | 0 | 0 | 0 | 0 | 0 | 0 | 0 | 0 | 0 | 0 | 0 | 0 | 0 | 0 | 0 | 0 | 0
4921 | 18.7 | 1411.34 | 660 | 131.35 | 2202.69 | 740.21 | 444.13 | 11547.34 | 3387.03 | 14490.24 | 190.84 | 0 | 0 | 2398.5 | 2214 | 2214 | 61.5 | 6857.25 | 291.5 | 20.53 | -49 | 19.12 | 20.53 | 0 | 0 | 0.5 | 0.1 | 0.5 | 0.5 | 0 | 0 | 0 | 0 | 0 | 0 | 0 | 0 | 0 | 0 | 0 | 0 | 0 | 0 | 0 | 0 | 0
4922 | 17.5 | 1411.34 | 660 | 131.35 | 2202.69 | 740.21 | 444.13 | 11547.34 | 3387.03 | 14490.24 | 190.84 | 0 | 0 | 2398.5 | 2214 | 2214 | 61.5 | 6857.25 | 290.3 | 19.32 | -50.18 | 17.93 | 20 | 2.51 | 0 | 0.5 | 0.1 | 0.5 | 0.5 | 0 | 0 | 0 | 0 | 0 | 0 | 0 | 0 | 0 | 0 | 0 | 0 | 0 | 0 | 0 | 0 | 0
4923 | 16.6 | 1411.34 | 660 | 131.35 | 2202.69 | 740.21 | 444.13 | 11547.34 | 3387.03 | 14490.24 | 190.84 | 0 | 0 | 2398.5 | 2214 | 2214 | 61.5 | 6857.25 | 289.46 | 18.48 | -51.07 | 17.05 | 20 | 5.61 | 0 | 0.5 | 0.1 | 0.5 | 0.5 | 0 | 0 | 0 | 0 | 0 | 0 | 0 | 0 | 0 | 0 | 0 | 0 | 0 | 0 | 0 | 0 | 0
4924 | 15.8 | 1411.34 | 660 | 131.35 | 2202.69 | 740.21 | 444.13 | 11547.34 | 3387.03 | 14490.24 | 190.84 | 0 | 0 | 2398.5 | 2214 | 2214 | 61.5 | 6857.25 | 288.72 | 17.74 | -51.86 | 16.26 | 20 | 8.32 | 0 | 0.5 | 0.1 | 0.5 | 0.5 | 0 | 0 | 0 | 0 | 0 | 0 | 0 | 0 | 0 | 0 | 0 | 0 | 0 | 0 | 0 | 0 | 0
4925 | 16 | 1411.34 | 660 | 131.35 | 2202.69 | 740.21 | 444.13 | 11547.34 | 3387.03 | 14490.24 | 190.84 | 0 | 0 | 2398.5 | 2214 | 2214 | 61.5 | 6857.25 | 288.9 | 17.93 | -51.66 | 16.45 | 20 | 7.65 | 0 | 0.5 | 0.1 | 0.5 | 0.5 | 0 | 0 | 0 | 0 | 0 | 0 | 0 | 0 | 0 | 0 | 0 | 0 | 0 | 0 | 0 | 0 | 0
4926 | 16.8 | 1411.34 | 660 | 131.35 | 2202.69 | 740.21 | 444.13 | 11547.34 | 3387.03 | 14490.24 | 190.84 | 27947.92 | 2122.47 | 2398.5 | 2214 | 2214 | 61.5 | 6857.25 | 297.79 | 26.81 | -48.82 | 19.29 | 23.9 | 0 | 0 | 0.5 | 0.1 | 0.5 | 0.5 | 0 | 21906.79 | 0 | 3386.52 | 0 | 1859.45 | 0 | 795.16 | 0 | 1627.58 | 0 | 188.94 | 0 | 90.84 | 0 | 44.36 | 170.75
4927 | 18.6 | 1411.34 | 660 | 131.35 | 2202.69 | 740.21 | 444.13 | 11547.34 | 3387.03 | 14490.24 | 190.84 | 31548.05 | 4886.25 | 2398.5 | 2214 | 2214 | 61.5 | 6857.25 | 301.28 | 30.31 | -46.61 | 21.5 | 23.9 | 0 | 0 | 0.5 | 0.1 | 0.5 | 0.5 | 0 | 20208.83 | 0 | 6017.97 | 0 | 3727.32 | 0 | 1593.92 | 0 | 3002.85 | 0 | 671.5 | 0 | 364.17 | 0 | 177.85 | 669.87
4928 | 20.2 | 1411.34 | 660 | 131.35 | 2202.69 | 740.21 | 177.65 | 11280.86 | 3120.55 | 14223.76 | 190.84 | 43643.35 | 6961.59 | 959.4 | 4428 | 4428 | 24.6 | 9827.7 | 327.64 | 37.59 | -45.05 | 24.32 | 24 | 0 | -4.66 | 0.2 | 0.2 | 1 | 0.2 | 0 | 24107.43 | 0 | 10522.55 | 0 | 6313.51 | 0 | 2699.86 | 0 | 3582.15 | 0 | 1174.13 | 0 | 616.85 | 0 | 301.26 | 1287.2
4929 | 19.4 | 1411.34 | 660 | 131.35 | 2202.69 | 740.21 | 177.65 | 11280.86 | 3120.55 | 14223.76 | 190.84 | 35119.54 | 5726.99 | 959.4 | 4428 | 4428 | 24.6 | 9827.7 | 324.09 | 34.04 | -46.52 | 22.86 | 23.9 | 0 | 0 | 0.2 | 0.2 | 1 | 0.2 | 0 | 14760.89 | 0 | 8757.8 | 0 | 8125.94 | 0 | 3474.91 | 0 | 2193.34 | 0 | 977.21 | 0 | 793.93 | 0 | 387.74 | 1374.76
4930 | 21.9 | 1411.34 | 660 | 131.35 | 2202.69 | 740.21 | 177.65 | 11280.86 | 3120.55 | 14223.76 | 190.84 | 33314.63 | 5496.98 | 959.4 | 4428 | 4428 | 24.6 | 9827.7 | 325.75 | 35.7 | -44.19 | 25.18 | 24 | 0 | -17.05 | 0.2 | 0.2 | 1 | 0.2 | 0 | 11515.64 | 0 | 8350.17 | 0 | 9420.37 | 0 | 4028.45 | 0 | 1711.12 | 0 | 931.73 | 0 | 920.41 | 0 | 449.5 | 1484.22
4931 | 23.9 | 1411.34 | 660 | 131.35 | 2202.69 | 740.21 | 177.65 | 11280.86 | 3120.55 | 14223.76 | 190.84 | 41625.24 | 7127 | 959.4 | 4428 | 4428 | 24.6 | 9827.7 | 330.45 | 40.4 | -41.53 | 27.85 | 24 | 0 | -55.44 | 0.2 | 0.2 | 1 | 0.2 | 0 | 12494.93 | 0 | 13079.87 | 0 | 11242.7 | 0 | 4807.74 | 0 | 1856.64 | 0 | 1459.48 | 0 | 1098.45 | 0 | 536.46 | 2175.98
4932 | 26 | 1411.34 | 660 | 131.35 | 2202.69 | 740.21 | 177.65 | 11280.86 | 3120.55 | 14223.76 | 190.84 | 42759.75 | 8134.76 | 959.4 | 4428 | 4428 | 24.6 | 9827.7 | 332.97 | 42.92 | -39.31 | 30.07 | 24 | 0 | -65.25 | 0.2 | 0.2 | 1 | 0.2 | 0 | 7431.12 | 0 | 19554.19 | 0 | 11537.39 | 0 | 4237.04 | 0 | 1104.2 | 0 | 2181.9 | 0 | 1127.25 | 0 | 472.78 | 3248.64
4933 | 25.5 | 1411.34 | 660 | 131.35 | 2202.69 | 740.21 | 177.65 | 11280.86 | 3120.55 | 14223.76 | 190.84 | 47459.95 | 8014.49 | 959.4 | 4428 | 4428 | 24.6 | 9827.7 | 333.85 | 43.8 | -39.48 | 29.89 | 24 | 0 | -68.27 | 0.2 | 0.2 | 1 | 0.2 | 0 | 8595.37 | 0 | 13246.01 | 0 | 20717.7 | 0 | 4900.87 | 0 | 1277.2 | 0 | 1478.02 | 0 | 2024.2 | 0 | 546.85 | 2688.23
4934 | 28 | 1411.34 | 660 | 131.35 | 2202.69 | 740.21 | 177.65 | 11280.86 | 3120.55 | 14223.76 | 190.84 | 50531.33 | 8167.3 | 959.4 | 4428 | 4428 | 24.6 | 9827.7 | 337.05 | 47 | -36.79 | 32.58 | 24 | 0 | -79.29 | 0.2 | 0.2 | 1 | 0.2 | 0 | 8444.08 | 0 | 10215.37 | 0 | 27057.28 | 0 | 4814.6 | 0 | 1254.71 | 0 | 1139.85 | 0 | 2643.6 | 0 | 537.22 | 2591.91
4935 | 27.7 | 1411.34 | 660 | 131.35 | 2202.69 | 740.21 | 177.65 | 11280.86 | 3120.55 | 14223.76 | 190.84 | 62131.6 | 9844.18 | 959.4 | 4428 | 4428 | 24.6 | 9827.7 | 340.63 | 50.58 | -36.17 | 33.21 | 24 | 0 | -91.63 | 0.2 | 0.2 | 1 | 0.2 | 0 | 6778.92 | 0 | 7533.37 | 0 | 43954.14 | 0 | 3865.17 | 0 | 1007.29 | 0 | 840.59 | 0 | 4294.49 | 0 | 431.28 | 3270.53
4936 | 27.4 | 1411.34 | 660 | 131.35 | 2202.69 | 740.21 | 177.65 | 11280.86 | 3120.55 | 14223.76 | 190.84 | 64974.53 | 9728.25 | 959.4 | 4428 | 4428 | 24.6 | 9827.7 | 341.15 | 51.1 | -36.27 | 33.1 | 24 | 0 | -93.42 | 0.2 | 0.2 | 1 | 0.2 | 0 | 6125.45 | 0 | 3492.58 | 0 | 49761.77 | 0 | 5594.73 | 0 | 910.19 | 0 | 389.71 | 0 | 4861.91 | 0 | 624.27 | 2942.17
4937 | 27.5 | 1411.34 | 660 | 131.35 | 2202.69 | 740.21 | 177.65 | 11280.86 | 3120.55 | 14223.76 | 190.84 | 56115.83 | 7920.03 | 959.4 | 4428 | 4428 | 24.6 | 9827.7 | 338.14 | 48.09 | -36.92 | 32.46 | 24 | 0 | -83.07 | 0.2 | 0.2 | 1 | 0.2 | 0 | 6073.42 | 0 | 3462.92 | 0 | 37708.07 | 0 | 8871.41 | 0 | 902.46 | 0 | 386.4 | 0 | 3684.22 | 0 | 989.89 | 1957.07
4938 | 27.5 | 1411.34 | 660 | 131.35 | 2202.69 | 740.21 | 444.13 | 11547.34 | 3387.03 | 14490.24 | 190.84 | 59631.97 | 7889.16 | 2398.5 | 11070 | 11070 | 61.5 | 24569.25 | 322.68 | 51.7 | -34.5 | 33.61 | 24 | 0 | -102.23 | 0.5 | 0.5 | 1 | 0.5 | 0 | 4488.88 | 0 | 2559.45 | 0 | 39370.42 | 0 | 13213.23 | 0 | 667.01 | 0 | 285.59 | 0 | 3846.64 | 0 | 1474.36 | 1615.56
4939 | 26.7 | 1411.34 | 660 | 131.35 | 2202.69 | 740.21 | 444.13 | 11547.34 | 3387.03 | 14490.24 | 190.84 | 41129.17 | 5282.88 | 2398.5 | 11070 | 11070 | 61.5 | 24569.25 | 316.22 | 45.25 | -36.73 | 31.38 | 24 | 0 | -78.41 | 0.5 | 0.5 | 1 | 0.5 | 0 | 3443.22 | 0 | 1963.24 | 0 | 24192.28 | 0 | 11530.43 | 0 | 511.63 | 0 | 219.06 | 0 | 2363.68 | 0 | 1286.59 | 901.91
4940 | 25.2 | 1411.34 | 660 | 131.35 | 2202.69 | 740.21 | 444.13 | 11547.34 | 3387.03 | 14490.24 | 190.84 | 22305.89 | 2755.99 | 2398.5 | 11070 | 11070 | 61.5 | 24569.25 | 309.06 | 38.08 | -39.67 | 28.45 | 24 | 0 | -51.98 | 0.5 | 0.5 | 1 | 0.5 | 0 | 1756.91 | 0 | 1001.75 | 0 | 11626.69 | 0 | 7920.55 | 0 | 261.06 | 0 | 111.78 | 0 | 1135.97 | 0 | 883.79 | 363.39
4941 | 24.1 | 1411.34 | 660 | 131.35 | 2202.69 | 740.21 | 444.13 | 11547.34 | 3387.03 | 14490.24 | 190.84 | 981.89 | 162.95 | 2398.5 | 11070 | 11070 | 61.5 | 24569.25 | 301.57 | 30.59 | -42.38 | 25.73 | 24 | 0 | -24.34 | 0.5 | 0.5 | 1 | 0.5 | 0 | 282.67 | 0 | 161.17 | 0 | 376.89 | 0 | 161.17 | 0 | 42 | 0 | 17.98 | 0 | 36.82 | 0 | 17.98 | 48.16
4942 | 20.7 | 1411.34 | 660 | 131.35 | 2202.69 | 740.21 | 444.13 | 11547.34 | 3387.03 | 14490.24 | 190.84 | 0 | 0 | 2398.5 | 11070 | 11070 | 61.5 | 24569.25 | 298.14 | 27.16 | -45.82 | 22.3 | 23.9 | 0 | 0 | 0.5 | 0.5 | 1 | 0.5 | 0 | 0 | 0 | 0 | 0 | 0 | 0 | 0 | 0 | 0 | 0 | 0 | 0 | 0 | 0 | 0 | 0
4943 | 19.8 | 1411.34 | 660 | 131.35 | 2202.69 | 740.21 | 444.13 | 11547.34 | 3387.03 | 14490.24 | 190.84 | 0 | 0 | 2398.5 | 11070 | 11070 | 61.5 | 24569.25 | 297.31 | 26.33 | -46.7 | 21.41 | 23.9 | 0 | 0 | 0.5 | 0.5 | 1 | 0.5 | 0 | 0 | 0 | 0 | 0 | 0 | 0 | 0 | 0 | 0 | 0 | 0 | 0 | 0 | 0 | 0 | 0
4944 | 19.7 | 1411.34 | 660 | 131.35 | 2202.69 | 740.21 | 444.13 | 11547.34 | 3387.03 | 14490.24 | 190.84 | 0 | 0 | 2398.5 | 11070 | 11070 | 61.5 | 24569.25 | 297.22 | 26.24 | -46.8 | 21.31 | 23.9 | 0 | 0 | 0.5 | 0.5 | 1 | 0.5 | 0 | 0 | 0 | 0 | 0 | 0 | 0 | 0 | 0 | 0 | 0 | 0 | 0 | 0 | 0 | 0 | 0
4945 | 18.5 | 1411.34 | 660 | 131.35 | 2202.69 | 740.21 | 444.13 | 11547.34 | 3387.03 | 14490.24 | 190.84 | 0 | 0 | 2398.5 | 2214 | 2214 | 61.5 | 6857.25 | 291.32 | 20.34 | -49.19 | 18.92 | 20.34 | 0 | 0 | 0.5 | 0.1 | 0.5 | 0.5 | 0 | 0 | 0 | 0 | 0 | 0 | 0 | 0 | 0 | 0 | 0 | 0 | 0 | 0 | 0 | 0 | 0
4946 | 18.1 | 1411.34 | 660 | 131.35 | 2202.69 | 740.21 | 444.13 | 11547.34 | 3387.03 | 14490.24 | 190.84 | 0 | 0 | 2398.5 | 2214 | 2214 | 61.5 | 6857.25 | 290.84 | 19.87 | -49.59 | 18.53 | 20 | 0.49 | 0 | 0.5 | 0.1 | 0.5 | 0.5 | 0 | 0 | 0 | 0 | 0 | 0 | 0 | 0 | 0 | 0 | 0 | 0 | 0 | 0 | 0 | 0 | 0
4947 | 18.5 | 1411.34 | 660 | 131.35 | 2202.69 | 740.21 | 444.13 | 11547.34 | 3387.03 | 14490.24 | 190.84 | 0 | 0 | 2398.5 | 2214 | 2214 | 61.5 | 6857.25 | 291.2 | 20.22 | -49.19 | 18.92 | 20.22 | 0 | 0 | 0.5 | 0.1 | 0.5 | 0.5 | 0 | 0 | 0 | 0 | 0 | 0 | 0 | 0 | 0 | 0 | 0 | 0 | 0 | 0 | 0 | 0 | 0
4948 | 19.9 | 1411.34 | 660 | 131.35 | 2202.69 | 740.21 | 444.13 | 11547.34 | 3387.03 | 14490.24 | 190.84 | 0 | 0 | 2398.5 | 2214 | 2214 | 61.5 | 6857.25 | 292.49 | 21.51 | -47.81 | 20.3 | 21.51 | 0 | 0 | 0.5 | 0.1 | 0.5 | 0.5 | 0 | 0 | 0 | 0 | 0 | 0 | 0 | 0 | 0 | 0 | 0 | 0 | 0 | 0 | 0 | 0 | 0
4949 | 18.1 | 1411.34 | 660 | 131.35 | 2202.69 | 740.21 | 444.13 | 11547.34 | 3387.03 | 14490.24 | 190.84 | 0 | 0 | 2398.5 | 2214 | 2214 | 61.5 | 6857.25 | 290.88 | 19.9 | -49.59 | 18.53 | 20 | 0.36 | 0 | 0.5 | 0.1 | 0.5 | 0.5 | 0 | 0 | 0 | 0 | 0 | 0 | 0 | 0 | 0 | 0 | 0 | 0 | 0 | 0 | 0 | 0 | 0
4950 | 18.4 | 1411.34 | 660 | 131.35 | 2202.69 | 740.21 | 444.13 | 11547.34 | 3387.03 | 14490.24 | 190.84 | 8627.26 | 661.94 | 2398.5 | 2214 | 2214 | 61.5 | 6857.25 | 293.62 | 22.65 | -48.66 | 19.46 | 22.65 | 0 | 0 | 0.5 | 0.1 | 0.5 | 0.5 | 0 | 6108.92 | 0 | 1107.26 | 0 | 988.4 | 0 | 422.67 | 0 | 453.87 | 0 | 61.78 | 0 | 48.29 | 0 | 23.58 | 74.43
4951 | 20 | 1411.34 | 660 | 131.35 | 2202.69 | 740.21 | 444.13 | 11547.34 | 3387.03 | 14490.24 | 190.84 | 34587.4 | 2677.94 | 2398.5 | 2214 | 2214 | 61.5 | 6857.25 | 302.75 | 31.78 | -45.17 | 22.94 | 23.9 | 0 | 0 | 0.5 | 0.1 | 0.5 | 0.5 | 0 | 20628.09 | 0 | 6504.73 | 0 | 5221.65 | 0 | 2232.94 | 0 | 1532.58 | 0 | 362.91 | 0 | 255.09 | 0 | 124.58 | 402.8
4952 | 22.3 | 1411.34 | 660 | 131.35 | 2202.69 | 740.21 | 177.65 | 11280.86 | 3120.55 | 14223.76 | 190.84 | 21308.96 | 3411.29 | 959.4 | 4428 | 4428 | 24.6 | 9827.7 | 322.03 | 31.98 | -44.77 | 24.6 | 24 | 0 | -8.65 | 0.2 | 0.2 | 1 | 0.2 | 0 | 9767.25 | 0 | 4566.75 | 0 | 4885.69 | 0 | 2089.28 | 0 | 1451.33 | 0 | 509.57 | 0 | 477.35 | 0 | 233.13 | 739.92
4953 | 24.3 | 1411.34 | 660 | 131.35 | 2202.69 | 740.21 | 177.65 | 11280.86 | 3120.55 | 14223.76 | 190.84 | 51269.21 | 8389.96 | 959.4 | 4428 | 4428 | 24.6 | 9827.7 | 333.98 | 43.93 | -40.38 | 29 | 24 | 0 | -68.71 | 0.2 | 0.2 | 1 | 0.2 | 0 | 24851.51 | 0 | 14974.38 | 0 | 8015.6 | 0 | 3427.72 | 0 | 3692.71 | 0 | 1670.87 | 0 | 783.15 | 0 | 382.47 | 1860.74
4954 | 25.6 | 1411.34 | 660 | 131.35 | 2202.69 | 740.21 | 177.65 | 11280.86 | 3120.55 | 14223.76 | 190.84 | 50315.25 | 8486.11 | 959.4 | 4428 | 4428 | 24.6 | 9827.7 | 334.91 | 44.86 | -39.15 | 30.22 | 24 | 0 | -71.9 | 0.2 | 0.2 | 1 | 0.2 | 0 | 20020.33 | 0 | 16650.3 | 0 | 9557.52 | 0 | 4087.1 | 0 | 2974.84 | 0 | 1857.88 | 0 | 933.81 | 0 | 456.05 | 2263.54
4955 | 26 | 1411.34 | 660 | 131.35 | 2202.69 | 740.21 | 177.65 | 11280.86 | 3120.55 | 14223.76 | 190.84 | 39335.19 | 6666.19 | 959.4 | 4428 | 4428 | 24.6 | 9827.7 | 331.55 | 41.51 | -39.65 | 29.73 | 24 | 0 | -60.35 | 0.2 | 0.2 | 1 | 0.2 | 0 | 11733.27 | 0 | 11799.34 | 0 | 11069.08 | 0 | 4733.49 | 0 | 1743.46 | 0 | 1316.6 | 0 | 1081.49 | 0 | 528.17 | 1996.47
4956 | 27.7 | 1411.34 | 660 | 131.35 | 2202.69 | 740.21 | 177.65 | 11280.86 | 3120.55 | 14223.76 | 190.84 | 42126.69 | 7723.49 | 959.4 | 4428 | 4428 | 24.6 | 9827.7 | 334.21 | 44.16 | -37.7 | 31.67 | 24 | 0 | -69.51 | 0.2 | 0.2 | 1 | 0.2 | 0 | 8041.01 | 0 | 17345.61 | 0 | 12155.29 | 0 | 4584.79 | 0 | 1194.82 | 0 | 1935.46 | 0 | 1187.62 | 0 | 511.58 | 2894.01
4957 | 28.4 | 1411.34 | 660 | 131.35 | 2202.69 | 740.21 | 177.65 | 11280.86 | 3120.55 | 14223.76 | 190.84 | 51481.43 | 8840.72 | 959.4 | 4428 | 4428 | 24.6 | 9827.7 | 337.88 | 47.83 | -36.28 | 33.09 | 24 | 0 | -82.16 | 0.2 | 0.2 | 1 | 0.2 | 0 | 7895.92 | 0 | 15884.68 | 0 | 23198.78 | 0 | 4502.06 | 0 | 1173.26 | 0 | 1772.45 | 0 | 2266.61 | 0 | 502.35 | 3126.05
4958 | 27.5 | 1411.34 | 660 | 131.35 | 2202.69 | 740.21 | 177.65 | 11280.86 | 3120.55 | 14223.76 | 190.84 | 36815.43 | 5951.09 | 959.4 | 4428 | 4428 | 24.6 | 9827.7 | 331.97 | 41.92 | -38.39 | 30.98 | 24 | 0 | -61.8 | 0.2 | 0.2 | 1 | 0.2 | 0 | 8441.09 | 0 | 6723.92 | 0 | 16837.51 | 0 | 4812.9 | 0 | 1254.27 | 0 | 750.27 | 0 | 1645.09 | 0 | 537.03 | 1764.42
4959 | 28.1 | 1411.34 | 660 | 131.35 | 2202.69 | 740.21 | 177.65 | 11280.86 | 3120.55 | 14223.76 | 190.84 | 43961.56 | 6921.23 | 959.4 | 4428 | 4428 | 24.6 | 9827.7 | 334.87 | 44.82 | -37.24 | 32.14 | 24 | 0 | -71.79 | 0.2 | 0.2 | 1 | 0.2 | 0 | 8421.24 | 0 | 6212.64 | 0 | 24526.09 | 0 | 4801.59 | 0 | 1251.32 | 0 | 693.22 | 0 | 2396.29 | 0 | 535.77 | 2044.63
4960 | 21.6 | 1411.34 | 660 | 131.35 | 2202.69 | 740.21 | 177.65 | 11280.86 | 3120.55 | 14223.76 | 190.84 | 4527.89 | 747.92 | 959.4 | 4428 | 4428 | 24.6 | 9827.7 | 315.76 | 25.71 | -46.81 | 22.56 | 23.9 | 0 | 0 | 0.2 | 0.2 | 1 | 0.2 | 0 | 1298.21 | 0 | 740.21 | 0 | 1748.4 | 0 | 741.07 | 0 | 192.9 | 0 | 82.59 | 0 | 170.83 | 0 | 82.69 | 218.91
4961 | 18.3 | 1411.34 | 660 | 131.35 | 2202.69 | 740.21 | 177.65 | 11280.86 | 3120.55 | 14223.76 | 190.84 | 977.16 | 162.37 | 959.4 | 4428 | 4428 | 24.6 | 9827.7 | 311.57 | 21.52 | -50.36 | 19.02 | 21.52 | 0 | 0 | 0.2 | 0.2 | 1 | 0.2 | 0 | 280.86 | 0 | 160.14 | 0 | 375.79 | 0 | 160.38 | 0 | 41.73 | 0 | 17.87 | 0 | 36.72 | 0 | 17.9 | 48.16
4962 | 19.6 | 1411.34 | 660 | 131.35 | 2202.69 | 740.21 | 444.13 | 11547.34 | 3387.03 | 14490.24 | 190.84 | 17184.58 | 1404.04 | 2398.5 | 11070 | 11070 | 61.5 | 24569.25 | 302.09 | 31.12 | -45.63 | 22.48 | 23.9 | 0 | 0 | 0.5 | 0.5 | 1 | 0.5 | 0 | 4828.35 | 0 | 2753.01 | 0 | 6750.91 | 0 | 2852.32 | 0 | 358.72 | 0 | 153.59 | 0 | 329.79 | 0 | 159.13 | 402.8
4963 | 19.6 | 1411.34 | 660 | 131.35 | 2202.69 | 740.21 | 444.13 | 11547.34 | 3387.03 | 14490.24 | 190.84 | 6321.07 | 1028.51 | 2398.5 | 11070 | 11070 | 61.5 | 24569.25 | 299.12 | 28.14 | -46.4 | 21.71 | 23.9 | 0 | 0 | 0.5 | 0.5 | 1 | 0.5 | 0 | 1744.77 | 0 | 994.82 | 0 | 2501.59 | 0 | 1079.88 | 0 | 259.26 | 0 | 111 | 0 | 244.41 | 0 | 120.5 | 293.34
4964 | 19.4 | 1411.34 | 660 | 131.35 | 2202.69 | 740.21 | 444.13 | 11547.34 | 3387.03 | 14490.24 | 190.84 | 1765.26 | 288.33 | 2398.5 | 11070 | 11070 | 61.5 | 24569.25 | 297.5 | 26.52 | -46.96 | 21.16 | 23.9 | 0 | 0 | 0.5 | 0.5 | 1 | 0.5 | 0 | 481.53 | 0 | 274.56 | 0 | 695.22 | 0 | 313.96 | 0 | 71.55 | 0 | 30.64 | 0 | 67.93 | 0 | 35.03 | 83.19
4965 | 19.5 | 1411.34 | 660 | 131.35 | 2202.69 | 740.21 | 444.13 | 11547.34 | 3387.03 | 14490.24 | 190.84 | 527.3 | 87.92 | 2398.5 | 11070 | 11070 | 61.5 | 24569.25 | 297.2 | 26.23 | -46.96 | 21.16 | 23.9 | 0 | 0 | 0.5 | 0.5 | 1 | 0.5 | 0 | 151.8 | 0 | 86.55 | 0 | 202.4 | 0 | 86.55 | 0 | 22.56 | 0 | 9.66 | 0 | 19.77 | 0 | 9.66 | 26.27
4966 | 18.8 | 1411.34 | 660 | 131.35 | 2202.69 | 740.21 | 444.13 | 11547.34 | 3387.03 | 14490.24 | 190.84 | 0 | 0 | 2398.5 | 11070 | 11070 | 61.5 | 24569.25 | 296.39 | 25.42 | -47.69 | 20.42 | 23.9 | 0 | 0 | 0.5 | 0.5 | 1 | 0.5 | 0 | 0 | 0 | 0 | 0 | 0 | 0 | 0 | 0 | 0 | 0 | 0 | 0 | 0 | 0 | 0 | 0
4967 | 18.6 | 1411.34 | 660 | 131.35 | 2202.69 | 740.21 | 444.13 | 11547.34 | 3387.03 | 14490.24 | 190.84 | 0 | 0 | 2398.5 | 11070 | 11070 | 61.5 | 24569.25 | 296.21 | 25.23 | -47.89 | 20.23 | 23.9 | 0 | 0 | 0.5 | 0.5 | 1 | 0.5 | 0 | 0 | 0 | 0 | 0 | 0 | 0 | 0 | 0 | 0 | 0 | 0 | 0 | 0 | 0 | 0 | 0
4968 | 17.8 | 1411.34 | 660 | 131.35 | 2202.69 | 740.21 | 444.13 | 11547.34 | 3387.03 | 14490.24 | 190.84 | 0 | 0 | 2398.5 | 11070 | 11070 | 61.5 | 24569.25 | 295.48 | 24.5 | -48.68 | 19.44 | 23.9 | 0 | 0 | 0.5 | 0.5 | 1 | 0.5 | 0 | 0 | 0 | 0 | 0 | 0 | 0 | 0 | 0 | 0 | 0 | 0 | 0 | 0 | 0 | 0 | 0
4969 | 17.8 | 1411.34 | 660 | 131.35 | 2202.69 | 740.21 | 444.13 | 11547.34 | 3387.03 | 14490.24 | 190.84 | 0 | 0 | 2398.5 | 2214 | 2214 | 61.5 | 6857.25 | 290.68 | 19.7 | -49.88 | 18.23 | 20 | 1.11 | 0 | 0.5 | 0.1 | 0.5 | 0.5 | 0 | 0 | 0 | 0 | 0 | 0 | 0 | 0 | 0 | 0 | 0 | 0 | 0 | 0 | 0 | 0 | 0
4970 | 17.4 | 1411.34 | 660 | 131.35 | 2202.69 | 740.21 | 444.13 | 11547.34 | 3387.03 | 14490.24 | 190.84 | 0 | 0 | 2398.5 | 2214 | 2214 | 61.5 | 6857.25 | 290.19 | 19.21 | -50.28 | 17.84 | 20 | 2.9 | 0 | 0.5 | 0.1 | 0.5 | 0.5 | 0 | 0 | 0 | 0 | 0 | 0 | 0 | 0 | 0 | 0 | 0 | 0 | 0 | 0 | 0 | 0 | 0
4971 | 17.2 | 1411.34 | 660 | 131.35 | 2202.69 | 740.21 | 444.13 | 11547.34 | 3387.03 | 14490.24 | 190.84 | 0 | 0 | 2398.5 | 2214 | 2214 | 61.5 | 6857.25 | 290.01 | 19.03 | -50.48 | 17.64 | 20 | 3.58 | 0 | 0.5 | 0.1 | 0.5 | 0.5 | 0 | 0 | 0 | 0 | 0 | 0 | 0 | 0 | 0 | 0 | 0 | 0 | 0 | 0 | 0 | 0 | 0
4972 | 17.6 | 1411.34 | 660 | 131.35 | 2202.69 | 740.21 | 444.13 | 11547.34 | 3387.03 | 14490.24 | 190.84 | 0 | 0 | 2398.5 | 2214 | 2214 | 61.5 | 6857.25 | 290.37 | 19.4 | -50.08 | 18.03 | 20 | 2.23 | 0 | 0.5 | 0.1 | 0.5 | 0.5 | 0 | 0 | 0 | 0 | 0 | 0 | 0 | 0 | 0 | 0 | 0 | 0 | 0 | 0 | 0 | 0 | 0
4973 | 17.4 | 1411.34 | 660 | 131.35 | 2202.69 | 740.21 | 444.13 | 11547.34 | 3387.03 | 14490.24 | 190.84 | 0 | 0 | 2398.5 | 2214 | 2214 | 61.5 | 6857.25 | 290.19 | 19.21 | -50.28 | 17.84 | 20 | 2.9 | 0 | 0.5 | 0.1 | 0.5 | 0.5 | 0 | 0 | 0 | 0 | 0 | 0 | 0 | 0 | 0 | 0 | 0 | 0 | 0 | 0 | 0 | 0 | 0
4974 | 17.9 | 1411.34 | 660 | 131.35 | 2202.69 | 740.21 | 444.13 | 11547.34 | 3387.03 | 14490.24 | 190.84 | 11665.89 | 888.57 | 2398.5 | 2214 | 2214 | 61.5 | 6857.25 | 294.05 | 23.07 | -48.93 | 19.18 | 23.07 | 0 | 0 | 0.5 | 0.1 | 0.5 | 0.5 | 0 | 8736.04 | 0 | 1464.89 | 0 | 1026.14 | 0 | 438.81 | 0 | 649.05 | 0 | 81.73 | 0 | 50.13 | 0 | 24.48 | 83.19
4975 | 18.8 | 1411.34 | 660 | 131.35 | 2202.69 | 740.21 | 444.13 | 11547.34 | 3387.03 | 14490.24 | 190.84 | 26385.19 | 2054.66 | 2398.5 | 2214 | 2214 | 61.5 | 6857.25 | 299.27 | 28.3 | -46.96 | 21.15 | 23.9 | 0 | 0 | 0.5 | 0.1 | 0.5 | 0.5 | 0 | 14787.46 | 0 | 4904.23 | 0 | 4688.54 | 0 | 2004.97 | 0 | 1098.64 | 0 | 273.61 | 0 | 229.04 | 0 | 111.86 | 341.5
4976 | 21.2 | 1411.34 | 660 | 131.35 | 2202.69 | 740.21 | 177.65 | 11280.86 | 3120.55 | 14223.76 | 190.84 | 53677.13 | 8559.8 | 959.4 | 4428 | 4428 | 24.6 | 9827.7 | 331.92 | 41.87 | -43.26 | 26.12 | 24 | 0 | -30.52 | 0.2 | 0.2 | 1 | 0.2 | 0 | 31842.91 | 0 | 13690.33 | 0 | 5704.47 | 0 | 2439.41 | 0 | 4731.58 | 0 | 1527.6 | 0 | 557.35 | 0 | 272.19 | 1471.08
4977 | 22 | 1411.34 | 660 | 131.35 | 2202.69 | 740.21 | 177.65 | 11280.86 | 3120.55 | 14223.76 | 190.84 | 34933.04 | 5690.7 | 959.4 | 4428 | 4428 | 24.6 | 9827.7 | 326.37 | 36.33 | -43.97 | 25.41 | 24 | 0 | -20.29 | 0.2 | 0.2 | 1 | 0.2 | 0 | 14670.86 | 0 | 8763.24 | 0 | 8054.56 | 0 | 3444.38 | 0 | 2179.96 | 0 | 977.82 | 0 | 786.96 | 0 | 384.33 | 1361.63
4978 | 23.3 | 1411.34 | 660 | 131.35 | 2202.69 | 740.21 | 177.65 | 11280.86 | 3120.55 | 14223.76 | 190.84 | 48742.63 | 8187.79 | 959.4 | 4428 | 4428 | 24.6 | 9827.7 | 332.28 | 42.23 | -41.55 | 27.82 | 24 | 0 | -55.08 | 0.2 | 0.2 | 1 | 0.2 | 0 | 19113.91 | 0 | 15805.5 | 0 | 9682.63 | 0 | 4140.6 | 0 | 2840.16 | 0 | 1763.61 | 0 | 946.03 | 0 | 462.02 | 2175.98
4979 | 24.2 | 1411.34 | 660 | 131.35 | 2202.69 | 740.21 | 177.65 | 11280.86 | 3120.55 | 14223.76 | 190.84 | 48779.68 | 8792.76 | 959.4 | 4428 | 4428 | 24.6 | 9827.7 | 333.28 | 43.23 | -40.62 | 28.75 | 24 | 0 | -66.31 | 0.2 | 0.2 | 1 | 0.2 | 0 | 14920.73 | 0 | 20340.66 | 0 | 9469.03 | 0 | 4049.26 | 0 | 2217.09 | 0 | 2269.65 | 0 | 925.16 | 0 | 451.82 | 2929.03
4980 | 26.2 | 1411.34 | 660 | 131.35 | 2202.69 | 740.21 | 177.65 | 11280.86 | 3120.55 | 14223.76 | 190.84 | 43814.64 | 8400.51 | 959.4 | 4428 | 4428 | 24.6 | 9827.7 | 333.54 | 43.49 | -39.02 | 30.36 | 24 | 0 | -67.19 | 0.2 | 0.2 | 1 | 0.2 | 0 | 7189.94 | 0 | 20941.02 | 0 | 11584.15 | 0 | 4099.53 | 0 | 1068.36 | 0 | 2336.64 | 0 | 1131.82 | 0 | 457.43 | 3406.26
4981 | 26.2 | 1411.34 | 660 | 131.35 | 2202.69 | 740.21 | 177.65 | 11280.86 | 3120.55 | 14223.76 | 190.84 | 53683.12 | 9362 | 959.4 | 4428 | 4428 | 24.6 | 9827.7 | 336.68 | 46.63 | -38.27 | 31.11 | 24 | 0 | -78.02 | 0.2 | 0.2 | 1 | 0.2 | 0 | 7368.4 | 0 | 17466.91 | 0 | 24646.54 | 0 | 4201.28 | 0 | 1094.88 | 0 | 1948.99 | 0 | 2408.06 | 0 | 468.79 | 3441.28
4982 | 27.9 | 1411.34 | 660 | 131.35 | 2202.69 | 740.21 | 177.65 | 11280.86 | 3120.55 | 14223.76 | 190.84 | 59658.31 | 9780.01 | 959.4 | 4428 | 4428 | 24.6 | 9827.7 | 340.07 | 50.02 | -36.15 | 33.23 | 24 | 0 | -89.72 | 0.2 | 0.2 | 1 | 0.2 | 0 | 7257.62 | 0 | 12930.64 | 0 | 35331.93 | 0 | 4138.12 | 0 | 1078.42 | 0 | 1442.83 | 0 | 3452.06 | 0 | 461.74 | 3344.96
4983 | 27.4 | 1411.34 | 660 | 131.35 | 2202.69 | 740.21 | 177.65 | 11280.86 | 3120.55 | 14223.76 | 190.84 | 57593.45 | 9032.5 | 959.4 | 4428 | 4428 | 24.6 | 9827.7 | 338.8 | 48.75 | -36.83 | 32.54 | 24 | 0 | -85.35 | 0.2 | 0.2 | 1 | 0.2 | 0 | 7206.93 | 0 | 7260.32 | 0 | 39016.98 | 0 | 4109.22 | 0 | 1070.89 | 0 | 810.12 | 0 | 3812.11 | 0 | 458.52 | 2880.87
4984 | 27.8 | 1411.34 | 660 | 131.35 | 2202.69 | 740.21 | 177.65 | 11280.86 | 3120.55 | 14223.76 | 190.84 | 62886 | 9403.58 | 959.4 | 4428 | 4428 | 24.6 | 9827.7 | 340.81 | 50.76 | -36.05 | 33.33 | 24 | 0 | -92.26 | 0.2 | 0.2 | 1 | 0.2 | 0 | 6198.98 | 0 | 3534.5 | 0 | 47726.74 | 0 | 5425.79 | 0 | 921.11 | 0 | 394.39 | 0 | 4663.08 | 0 | 605.42 | 2819.58
4985 | 26.8 | 1411.34 | 660 | 131.35 | 2202.69 | 740.21 | 177.65 | 11280.86 | 3120.55 | 14223.76 | 190.84 | 54293.47 | 7669.84 | 959.4 | 4428 | 4428 | 24.6 | 9827.7 | 336.91 | 46.86 | -37.75 | 31.62 | 24 | 0 | -78.81 | 0.2 | 0.2 | 1 | 0.2 | 0 | 6121.29 | 0 | 3490.21 | 0 | 36164.36 | 0 | 8517.62 | 0 | 909.57 | 0 | 389.44 | 0 | 3533.39 | 0 | 950.41 | 1887.01
4986 | 26.5 | 1411.34 | 660 | 131.35 | 2202.69 | 740.21 | 444.13 | 11547.34 | 3387.03 | 14490.24 | 190.84 | 35349.58 | 4995.69 | 2398.5 | 11070 | 11070 | 61.5 | 24569.25 | 314.4 | 43.42 | -37.34 | 30.77 | 24 | 0 | -71.66 | 0.5 | 0.5 | 1 | 0.5 | 0 | 5105.27 | 0 | 2910.9 | 0 | 20200.71 | 0 | 7132.7 | 0 | 758.6 | 0 | 324.8 | 0 | 1973.69 | 0 | 795.88 | 1142.72
4987 | 25.7 | 1411.34 | 660 | 131.35 | 2202.69 | 740.21 | 444.13 | 11547.34 | 3387.03 | 14490.24 | 190.84 | 43195.17 | 5496.3 | 2398.5 | 11070 | 11070 | 61.5 | 24569.25 | 315.92 | 44.95 | -37.56 | 30.55 | 24 | 0 | -77.3 | 0.5 | 0.5 | 1 | 0.5 | 0 | 3334.62 | 0 | 1901.32 | 0 | 25766.22 | 0 | 12193.01 | 0 | 495.49 | 0 | 212.15 | 0 | 2517.46 | 0 | 1360.52 | 910.67
4988 | 24.7 | 1411.34 | 660 | 131.35 | 2202.69 | 740.21 | 444.13 | 11547.34 | 3387.03 | 14490.24 | 190.84 | 19615.73 | 2437.79 | 2398.5 | 11070 | 11070 | 61.5 | 24569.25 | 307.79 | 36.81 | -40.37 | 27.75 | 24 | 0 | -47.28 | 0.5 | 0.5 | 1 | 0.5 | 0 | 1673.47 | 0 | 954.17 | 0 | 10179.43 | 0 | 6808.66 | 0 | 248.66 | 0 | 106.47 | 0 | 994.57 | 0 | 759.72 | 328.37
4989 | 23.2 | 1411.34 | 660 | 131.35 | 2202.69 | 740.21 | 444.13 | 11547.34 | 3387.03 | 14490.24 | 190.84 | 1551.58 | 255.82 | 2398.5 | 11070 | 11070 | 61.5 | 24569.25 | 300.92 | 29.95 | -43.22 | 24.89 | 24 | 0 | -13.07 | 0.5 | 0.5 | 1 | 0.5 | 0 | 446.67 | 0 | 254.68 | 0 | 595.56 | 0 | 254.68 | 0 | 66.37 | 0 | 28.42 | 0 | 58.19 | 0 | 28.42 | 74.43
4990 | 22.3 | 1411.34 | 660 | 131.35 | 2202.69 | 740.21 | 444.13 | 11547.34 | 3387.03 | 14490.24 | 190.84 | 0 | 0 | 2398.5 | 11070 | 11070 | 61.5 | 24569.25 | 299.61 | 28.63 | -44.24 | 23.88 | 23.9 | 0 | 0 | 0.5 | 0.5 | 1 | 0.5 | 0 | 0 | 0 | 0 | 0 | 0 | 0 | 0 | 0 | 0 | 0 | 0 | 0 | 0 | 0 | 0 | 0
4991 | 21.3 | 1411.34 | 660 | 131.35 | 2202.69 | 740.21 | 444.13 | 11547.34 | 3387.03 | 14490.24 | 190.84 | 0 | 0 | 2398.5 | 11070 | 11070 | 61.5 | 24569.25 | 298.69 | 27.71 | -45.22 | 22.89 | 23.9 | 0 | 0 | 0.5 | 0.5 | 1 | 0.5 | 0 | 0 | 0 | 0 | 0 | 0 | 0 | 0 | 0 | 0 | 0 | 0 | 0 | 0 | 0 | 0 | 0
4992 | 20.8 | 1411.34 | 660 | 131.35 | 2202.69 | 740.21 | 444.13 | 11547.34 | 3387.03 | 14490.24 | 190.84 | 0 | 0 | 2398.5 | 11070 | 11070 | 61.5 | 24569.25 | 298.23 | 27.25 | -45.72 | 22.4 | 23.9 | 0 | 0 | 0.5 | 0.5 | 1 | 0.5 | 0 | 0 | 0 | 0 | 0 | 0 | 0 | 0 | 0 | 0 | 0 | 0 | 0 | 0 | 0 | 0 | 0
4993 | 21 | 1411.34 | 660 | 131.35 | 2202.69 | 740.21 | 444.13 | 11547.34 | 3387.03 | 14490.24 | 190.84 | 0 | 0 | 2398.5 | 2214 | 2214 | 61.5 | 6857.25 | 293.61 | 22.64 | -46.73 | 21.39 | 22.64 | 0 | 0 | 0.5 | 0.1 | 0.5 | 0.5 | 0 | 0 | 0 | 0 | 0 | 0 | 0 | 0 | 0 | 0 | 0 | 0 | 0 | 0 | 0 | 0 | 0
4994 | 20.9 | 1411.34 | 660 | 131.35 | 2202.69 | 740.21 | 444.13 | 11547.34 | 3387.03 | 14490.24 | 190.84 | 0 | 0 | 2398.5 | 2214 | 2214 | 61.5 | 6857.25 | 293.48 | 22.51 | -46.82 | 21.29 | 22.51 | 0 | 0 | 0.5 | 0.1 | 0.5 | 0.5 | 0 | 0 | 0 | 0 | 0 | 0 | 0 | 0 | 0 | 0 | 0 | 0 | 0 | 0 | 0 | 0 | 0
4995 | 20.8 | 1411.34 | 660 | 131.35 | 2202.69 | 740.21 | 444.13 | 11547.34 | 3387.03 | 14490.24 | 190.84 | 0 | 0 | 2398.5 | 2214 | 2214 | 61.5 | 6857.25 | 293.39 | 22.41 | -46.92 | 21.19 | 22.41 | 0 | 0 | 0.5 | 0.1 | 0.5 | 0.5 | 0 | 0 | 0 | 0 | 0 | 0 | 0 | 0 | 0 | 0 | 0 | 0 | 0 | 0 | 0 | 0 | 0
4996 | 20.8 | 1411.34 | 660 | 131.35 | 2202.69 | 740.21 | 444.13 | 11547.34 | 3387.03 | 14490.24 | 190.84 | 0 | 0 | 2398.5 | 2214 | 2214 | 61.5 | 6857.25 | 293.38 | 22.41 | -46.92 | 21.19 | 22.41 | 0 | 0 | 0.5 | 0.1 | 0.5 | 0.5 | 0 | 0 | 0 | 0 | 0 | 0 | 0 | 0 | 0 | 0 | 0 | 0 | 0 | 0 | 0 | 0 | 0
4997 | 20.2 | 1411.34 | 660 | 131.35 | 2202.69 | 740.21 | 444.13 | 11547.34 | 3387.03 | 14490.24 | 190.84 | 0 | 0 | 2398.5 | 2214 | 2214 | 61.5 | 6857.25 | 292.83 | 21.86 | -47.52 | 20.6 | 21.86 | 0 | 0 | 0.5 | 0.1 | 0.5 | 0.5 | 0 | 0 | 0 | 0 | 0 | 0 | 0 | 0 | 0 | 0 | 0 | 0 | 0 | 0 | 0 | 0 | 0
4998 | 20.3 | 1411.34 | 660 | 131.35 | 2202.69 | 740.21 | 444.13 | 11547.34 | 3387.03 | 14490.24 | 190.84 | 1518.83 | 124.62 | 2398.5 | 2214 | 2214 | 61.5 | 6857.25 | 293.35 | 22.38 | -47.3 | 20.81 | 22.38 | 0 | 0 | 0.5 | 0.1 | 0.5 | 0.5 | 0 | 472.49 | 0 | 246.41 | 0 | 560.32 | 0 | 239.61 | 0 | 35.1 | 0 | 13.75 | 0 | 27.37 | 0 | 13.37 | 35.03
4999 | 20.5 | 1411.34 | 660 | 131.35 | 2202.69 | 740.21 | 444.13 | 11547.34 | 3387.03 | 14490.24 | 190.84 | 11958.85 | 956.54 | 2398.5 | 2214 | 2214 | 61.5 | 6857.25 | 296.61 | 25.63 | -46.34 | 21.78 | 23.9 | 0 | 0 | 0.5 | 0.1 | 0.5 | 0.5 | 0 | 5065.94 | 0 | 2096.02 | 0 | 3360.04 | 0 | 1436.86 | 0 | 376.38 | 0 | 116.94 | 0 | 164.14 | 0 | 80.16 | 218.91
5000 | 21 | 1411.34 | 660 | 131.35 | 2202.69 | 740.21 | 444.13 | 11547.34 | 3387.03 | 14490.24 | 190.84 | 12865.58 | 2077.74 | 2398.5 | 11070 | 11070 | 61.5 | 24569.25 | 302.46 | 31.49 | -44.5 | 23.61 | 23.9 | 0 | 0 | 0.5 | 0.5 | 1 | 0.5 | 0 | 4939.78 | 0 | 2484.19 | 0 | 3811.64 | 0 | 1629.98 | 0 | 734.01 | 0 | 277.19 | 0 | 372.41 | 0 | 181.88 | 512.25
5001 | 21.1 | 1411.34 | 660 | 131.35 | 2202.69 | 740.21 | 444.13 | 11547.34 | 3387.03 | 14490.24 | 190.84 | 10758.18 | 1760.56 | 2398.5 | 11070 | 11070 | 61.5 | 24569.25 | 301.9 | 30.92 | -44.57 | 23.55 | 23.9 | 0 | 0 | 0.5 | 0.5 | 1 | 0.5 | 0 | 3166.88 | 0 | 1812.19 | 0 | 4048.04 | 0 | 1731.07 | 0 | 470.57 | 0 | 202.21 | 0 | 395.51 | 0 | 193.16 | 499.12
5002 | 22.3 | 1411.34 | 660 | 131.35 | 2202.69 | 740.21 | 444.13 | 11547.34 | 3387.03 | 14490.24 | 190.84 | 23129.3 | 3801.04 | 2398.5 | 11070 | 11070 | 61.5 | 24569.25 | 306.9 | 35.93 | -42.4 | 25.71 | 24 | 0 | -25.15 | 0.5 | 0.5 | 1 | 0.5 | 0 | 7264.37 | 0 | 4739.75 | 0 | 7792.75 | 0 | 3332.43 | 0 | 1079.42 | 0 | 528.87 | 0 | 761.38 | 0 | 371.84 | 1059.53
5003 | 23.4 | 1411.34 | 660 | 131.35 | 2202.69 | 740.21 | 444.13 | 11547.34 | 3387.03 | 14490.24 | 190.84 | 41629.26 | 7125.12 | 2398.5 | 11070 | 11070 | 61.5 | 24569.25 | 313.83 | 42.85 | -39.83 | 28.29 | 24 | 0 | -62.91 | 0.5 | 0.5 | 1 | 0.5 | 0 | 12406.33 | 0 | 13269.69 | 0 | 11174.62 | 0 | 4778.62 | 0 | 1843.47 | 0 | 1480.66 | 0 | 1091.8 | 0 | 533.21 | 2175.98
5004 | 24.5 | 1411.34 | 660 | 131.35 | 2202.69 | 740.21 | 444.13 | 11547.34 | 3387.03 | 14490.24 | 190.84 | 39953.05 | 7034.64 | 2398.5 | 11070 | 11070 | 61.5 | 24569.25 | 314.36 | 43.38 | -38.86 | 29.25 | 24 | 0 | -71.53 | 0.5 | 0.5 | 1 | 0.5 | 0 | 8545.99 | 0 | 13998.27 | 0 | 12536.07 | 0 | 4872.72 | 0 | 1269.86 | 0 | 1561.96 | 0 | 1224.82 | 0 | 543.71 | 2434.29
5005 | 26 | 1411.34 | 660 | 131.35 | 2202.69 | 740.21 | 444.13 | 11547.34 | 3387.03 | 14490.24 | 190.84 | 39348.95 | 6517.54 | 2398.5 | 11070 | 11070 | 61.5 | 24569.25 | 315.43 | 44.46 | -37.46 | 30.65 | 24 | 0 | -75.49 | 0.5 | 0.5 | 1 | 0.5 | 0 | 9030.1 | 0 | 8910.41 | 0 | 16259.69 | 0 | 5148.74 | 0 | 1341.79 | 0 | 994.24 | 0 | 1588.63 | 0 | 574.51 | 2018.36
5006 | 27.1 | 1411.34 | 660 | 131.35 | 2202.69 | 740.21 | 444.13 | 11547.34 | 3387.03 | 14490.24 | 190.84 | 51124.16 | 8233.98 | 2398.5 | 11070 | 11070 | 61.5 | 24569.25 | 320.1 | 49.12 | -35.46 | 32.66 | 24 | 0 | -92.71 | 0.5 | 0.5 | 1 | 0.5 | 0 | 8401.81 | 0 | 10394.71 | 0 | 27537.14 | 0 | 4790.51 | 0 | 1248.44 | 0 | 1159.86 | 0 | 2690.48 | 0 | 534.54 | 2600.66
5007 | 26.8 | 1411.34 | 660 | 131.35 | 2202.69 | 740.21 | 444.13 | 11547.34 | 3387.03 | 14490.24 | 190.84 | 52128.87 | 8127.27 | 2398.5 | 11070 | 11070 | 61.5 | 24569.25 | 320.07 | 49.09 | -35.69 | 32.42 | 24 | 0 | -92.59 | 0.5 | 0.5 | 1 | 0.5 | 0 | 7969.06 | 0 | 6930.23 | 0 | 32685.82 | 0 | 4543.76 | 0 | 1184.13 | 0 | 773.29 | 0 | 3193.53 | 0 | 507 | 2469.32
5008 | 27.2 | 1411.34 | 660 | 131.35 | 2202.69 | 740.21 | 444.13 | 11547.34 | 3387.03 | 14490.24 | 190.84 | 53704.98 | 8020.65 | 2398.5 | 11070 | 11070 | 61.5 | 24569.25 | 320.83 | 49.86 | -35.2 | 32.92 | 24 | 0 | -95.42 | 0.5 | 0.5 | 1 | 0.5 | 0 | 7044.55 | 0 | 4016.63 | 0 | 37324.89 | 0 | 5318.92 | 0 | 1046.76 | 0 | 448.18 | 0 | 3646.78 | 0 | 593.5 | 2285.43
5009 | 27.3 | 1411.34 | 660 | 131.35 | 2202.69 | 740.21 | 444.13 | 11547.34 | 3387.03 | 14490.24 | 190.84 | 48575.07 | 6942.03 | 2398.5 | 11070 | 11070 | 61.5 | 24569.25 | 319.24 | 48.26 | -35.52 | 32.6 | 24 | 0 | -89.55 | 0.5 | 0.5 | 1 | 0.5 | 0 | 6359.6 | 0 | 3626.09 | 0 | 30962.17 | 0 | 7627.21 | 0 | 944.98 | 0 | 404.61 | 0 | 3025.12 | 0 | 851.06 | 1716.26
5010 | 26.3 | 1411.34 | 660 | 131.35 | 2202.69 | 740.21 | 444.13 | 11547.34 | 3387.03 | 14490.24 | 190.84 | 16120.93 | 2559.43 | 2398.5 | 11070 | 11070 | 61.5 | 24569.25 | 308.34 | 37.37 | -39.02 | 29.1 | 24 | 0 | -49.32 | 0.5 | 0.5 | 1 | 0.5 | 0 | 4094.81 | 0 | 2334.76 | 0 | 6904.15 | 0 | 2787.21 | 0 | 608.45 | 0 | 260.52 | 0 | 674.56 | 0 | 311 | 704.89
5011 | 25.5 | 1411.34 | 660 | 131.35 | 2202.69 | 740.21 | 444.13 | 11547.34 | 3387.03 | 14490.24 | 190.84 | 9262.16 | 1484.18 | 2398.5 | 11070 | 11070 | 61.5 | 24569.25 | 305.46 | 34.48 | -40.35 | 27.77 | 24 | 0 | -38.68 | 0.5 | 0.5 | 1 | 0.5 | 0 | 2466.64 | 0 | 1406.42 | 0 | 3757.65 | 0 | 1631.45 | 0 | 366.52 | 0 | 156.93 | 0 | 367.14 | 0 | 182.04 | 411.55
5012 | 24.3 | 1411.34 | 660 | 131.35 | 2202.69 | 740.21 | 444.13 | 11547.34 | 3387.03 | 14490.24 | 190.84 | 6300.94 | 915.73 | 2398.5 | 11070 | 11070 | 61.5 | 24569.25 | 303.4 | 32.42 | -41.77 | 26.34 | 24 | 0 | -31.08 | 0.5 | 0.5 | 1 | 0.5 | 0 | 1238.11 | 0 | 705.94 | 0 | 2805.46 | 0 | 1551.43 | 0 | 183.97 | 0 | 78.77 | 0 | 274.1 | 0 | 173.11 | 205.78
5013 | 23.2 | 1411.34 | 660 | 131.35 | 2202.69 | 740.21 | 444.13 | 11547.34 | 3387.03 | 14490.24 | 190.84 | 1554.52 | 256.17 | 2398.5 | 11070 | 11070 | 61.5 | 24569.25 | 300.93 | 29.95 | -43.22 | 24.89 | 24 | 0 | -13.07 | 0.5 | 0.5 | 1 | 0.5 | 0 | 447.51 | 0 | 255.16 | 0 | 596.68 | 0 | 255.16 | 0 | 66.5 | 0 | 28.47 | 0 | 58.3 | 0 | 28.47 | 74.43
5014 | 22.6 | 1411.34 | 660 | 131.35 | 2202.69 | 740.21 | 444.13 | 11547.34 | 3387.03 | 14490.24 | 190.84 | 0 | 0 | 2398.5 | 11070 | 11070 | 61.5 | 24569.25 | 299.88 | 28.91 | -43.94 | 24.17 | 24 | 0 | -2.57 | 0.5 | 0.5 | 1 | 0.5 | 0 | 0 | 0 | 0 | 0 | 0 | 0 | 0 | 0 | 0 | 0 | 0 | 0 | 0 | 0 | 0 | 0
5015 | 22 | 1411.34 | 660 | 131.35 | 2202.69 | 740.21 | 444.13 | 11547.34 | 3387.03 | 14490.24 | 190.84 | 0 | 0 | 2398.5 | 11070 | 11070 | 61.5 | 24569.25 | 299.33 | 28.36 | -44.53 | 23.58 | 23.9 | 0 | 0 | 0.5 | 0.5 | 1 | 0.5 | 0 | 0 | 0 | 0 | 0 | 0 | 0 | 0 | 0 | 0 | 0 | 0 | 0 | 0 | 0 | 0 | 0
5016 | 21.9 | 1411.34 | 660 | 131.35 | 2202.69 | 740.21 | 444.13 | 11547.34 | 3387.03 | 14490.24 | 190.84 | 0 | 0 | 2398.5 | 11070 | 11070 | 61.5 | 24569.25 | 299.24 | 28.26 | -44.63 | 23.48 | 23.9 | 0 | 0 | 0.5 | 0.5 | 1 | 0.5 | 0 | 0 | 0 | 0 | 0 | 0 | 0 | 0 | 0 | 0 | 0 | 0 | 0 | 0 | 0 | 0 | 0
5017 | 21.6 | 1411.34 | 660 | 131.35 | 2202.69 | 740.21 | 444.13 | 11547.34 | 3387.03 | 14490.24 | 190.84 | 0 | 0 | 2398.5 | 2214 | 2214 | 61.5 | 6857.25 | 294.16 | 23.19 | -46.13 | 21.98 | 23.19 | 0 | 0 | 0.5 | 0.1 | 0.5 | 0.5 | 0 | 0 | 0 | 0 | 0 | 0 | 0 | 0 | 0 | 0 | 0 | 0 | 0 | 0 | 0 | 0 | 0
5018 | 21.4 | 1411.34 | 660 | 131.35 | 2202.69 | 740.21 | 444.13 | 11547.34 | 3387.03 | 14490.24 | 190.84 | 0 | 0 | 2398.5 | 2214 | 2214 | 61.5 | 6857.25 | 293.96 | 22.98 | -46.33 | 21.78 | 22.98 | 0 | 0 | 0.5 | 0.1 | 0.5 | 0.5 | 0 | 0 | 0 | 0 | 0 | 0 | 0 | 0 | 0 | 0 | 0 | 0 | 0 | 0 | 0 | 0 | 0
5019 | 20.3 | 1411.34 | 660 | 131.35 | 2202.69 | 740.21 | 444.13 | 11547.34 | 3387.03 | 14490.24 | 190.84 | 0 | 0 | 2398.5 | 2214 | 2214 | 61.5 | 6857.25 | 292.94 | 21.97 | -47.42 | 20.7 | 21.97 | 0 | 0 | 0.5 | 0.1 | 0.5 | 0.5 | 0 | 0 | 0 | 0 | 0 | 0 | 0 | 0 | 0 | 0 | 0 | 0 | 0 | 0 | 0 | 0 | 0
5020 | 18.9 | 1411.34 | 660 | 131.35 | 2202.69 | 740.21 | 444.13 | 11547.34 | 3387.03 | 14490.24 | 190.84 | 0 | 0 | 2398.5 | 2214 | 2214 | 61.5 | 6857.25 | 291.63 | 20.65 | -48.8 | 19.32 | 20.65 | 0 | 0 | 0.5 | 0.1 | 0.5 | 0.5 | 0 | 0 | 0 | 0 | 0 | 0 | 0 | 0 | 0 | 0 | 0 | 0 | 0 | 0 | 0 | 0 | 0
5021 | 18.2 | 1411.34 | 660 | 131.35 | 2202.69 | 740.21 | 444.13 | 11547.34 | 3387.03 | 14490.24 | 190.84 | 0 | 0 | 2398.5 | 2214 | 2214 | 61.5 | 6857.25 | 290.94 | 19.97 | -49.49 | 18.63 | 20 | 0.12 | 0 | 0.5 | 0.1 | 0.5 | 0.5 | 0 | 0 | 0 | 0 | 0 | 0 | 0 | 0 | 0 | 0 | 0 | 0 | 0 | 0 | 0 | 0 | 0
5022 | 20.1 | 1411.34 | 660 | 131.35 | 2202.69 | 740.21 | 444.13 | 11547.34 | 3387.03 | 14490.24 | 190.84 | 4928.81 | 399.65 | 2398.5 | 2214 | 2214 | 61.5 | 6857.25 | 294.11 | 23.14 | -47.25 | 20.86 | 23.14 | 0 | 0 | 0.5 | 0.1 | 0.5 | 0.5 | 0 | 2081.19 | 0 | 755.74 | 0 | 1465.28 | 0 | 626.6 | 0 | 154.62 | 0 | 42.16 | 0 | 71.58 | 0 | 34.96 | 96.32
5023 | 21.4 | 1411.34 | 660 | 131.35 | 2202.69 | 740.21 | 444.13 | 11547.34 | 3387.03 | 14490.24 | 190.84 | 35617.29 | 2743.21 | 2398.5 | 2214 | 2214 | 61.5 | 6857.25 | 304.35 | 33.37 | -43.72 | 24.4 | 24 | 0 | -5.83 | 0.5 | 0.1 | 0.5 | 0.5 | 0 | 21675.15 | 0 | 6809.49 | 0 | 4996.14 | 0 | 2136.51 | 0 | 1610.37 | 0 | 379.91 | 0 | 244.07 | 0 | 119.2 | 389.66
5024 | 22.3 | 1411.34 | 660 | 131.35 | 2202.69 | 740.21 | 444.13 | 11547.34 | 3387.03 | 14490.24 | 190.84 | 22909.73 | 3640.28 | 2398.5 | 11070 | 11070 | 61.5 | 24569.25 | 306.8 | 35.83 | -42.43 | 25.69 | 24 | 0 | -24.77 | 0.5 | 0.5 | 1 | 0.5 | 0 | 10533.98 | 0 | 4961.82 | 0 | 5193.17 | 0 | 2220.76 | 0 | 1565.26 | 0 | 553.65 | 0 | 507.39 | 0 | 247.8 | 766.19
5025 | 22.6 | 1411.34 | 660 | 131.35 | 2202.69 | 740.21 | 444.13 | 11547.34 | 3387.03 | 14490.24 | 190.84 | 26212.18 | 4234.92 | 2398.5 | 11070 | 11070 | 61.5 | 24569.25 | 308.13 | 37.16 | -41.87 | 26.25 | 24 | 0 | -33.01 | 0.5 | 0.5 | 1 | 0.5 | 0 | 10122.71 | 0 | 6030.27 | 0 | 7046.08 | 0 | 3013.12 | 0 | 1504.15 | 0 | 672.87 | 0 | 688.43 | 0 | 336.21 | 1033.26
5026 | 22.4 | 1411.34 | 660 | 131.35 | 2202.69 | 740.21 | 444.13 | 11547.34 | 3387.03 | 14490.24 | 190.84 | 24993.01 | 4113.24 | 2398.5 | 11070 | 11070 | 61.5 | 24569.25 | 307.59 | 36.61 | -42.15 | 25.96 | 24 | 0 | -28.77 | 0.5 | 0.5 | 1 | 0.5 | 0 | 7978.09 | 0 | 5338.77 | 0 | 8178.69 | 0 | 3497.47 | 0 | 1185.47 | 0 | 595.71 | 0 | 799.09 | 0 | 390.25 | 1142.72
5027 | 21.5 | 1411.34 | 660 | 131.35 | 2202.69 | 740.21 | 444.13 | 11547.34 | 3387.03 | 14490.24 | 190.84 | 23639.67 | 3893.35 | 2398.5 | 11070 | 11070 | 61.5 | 24569.25 | 306.33 | 35.36 | -43.15 | 24.96 | 24 | 0 | -14.16 | 0.5 | 0.5 | 1 | 0.5 | 0 | 6847.57 | 0 | 4585.71 | 0 | 8550.1 | 0 | 3656.29 | 0 | 1017.49 | 0 | 511.68 | 0 | 835.38 | 0 | 407.98 | 1120.82
5028 | 21.2 | 1411.34 | 660 | 131.35 | 2202.69 | 740.21 | 444.13 | 11547.34 | 3387.03 | 14490.24 | 190.84 | 16740.14 | 2735.9 | 2398.5 | 11070 | 11070 | 61.5 | 24569.25 | 303.88 | 32.9 | -44 | 24.12 | 24 | 0 | -1.76 | 0.5 | 0.5 | 1 | 0.5 | 0 | 4798.43 | 0 | 2799.48 | 0 | 6406.28 | 0 | 2735.95 | 0 | 713 | 0 | 312.37 | 0 | 625.92 | 0 | 305.28 | 779.32
5029 | 21.7 | 1411.34 | 660 | 131.35 | 2202.69 | 740.21 | 444.13 | 11547.34 | 3387.03 | 14490.24 | 190.84 | 22939.8 | 3743.18 | 2398.5 | 11070 | 11070 | 61.5 | 24569.25 | 306.29 | 35.31 | -43.01 | 25.1 | 24 | 0 | -16.21 | 0.5 | 0.5 | 1 | 0.5 | 0 | 6445.3 | 0 | 3934.01 | 0 | 8885.53 | 0 | 3674.95 | 0 | 957.71 | 0 | 438.97 | 0 | 868.15 | 0 | 410.06 | 1068.29
5030 | 22.4 | 1411.34 | 660 | 131.35 | 2202.69 | 740.21 | 444.13 | 11547.34 | 3387.03 | 14490.24 | 190.84 | 46618.5 | 7503.95 | 2398.5 | 11070 | 11070 | 61.5 | 24569.25 | 314.37 | 43.39 | -40.45 | 27.66 | 24 | 0 | -53.79 | 0.5 | 0.5 | 1 | 0.5 | 0 | 8920.71 | 0 | 9081.94 | 0 | 23529.48 | 0 | 5086.37 | 0 | 1325.54 | 0 | 1013.38 | 0 | 2298.92 | 0 | 567.55 | 2298.57
5031 | 23.5 | 1411.34 | 660 | 131.35 | 2202.69 | 740.21 | 444.13 | 11547.34 | 3387.03 | 14490.24 | 190.84 | 52681.87 | 8201.9 | 2398.5 | 11070 | 11070 | 61.5 | 24569.25 | 317.21 | 46.23 | -38.9 | 29.21 | 24 | 0 | -76.49 | 0.5 | 0.5 | 1 | 0.5 | 0 | 7931.59 | 0 | 6996.25 | 0 | 33231.63 | 0 | 4522.4 | 0 | 1178.56 | 0 | 780.66 | 0 | 3246.85 | 0 | 504.62 | 2491.21
5032 | 24 | 1411.34 | 660 | 131.35 | 2202.69 | 740.21 | 444.13 | 11547.34 | 3387.03 | 14490.24 | 190.84 | 55529.72 | 8265.5 | 2398.5 | 11070 | 11070 | 61.5 | 24569.25 | 318.46 | 47.48 | -38.21 | 29.9 | 24 | 0 | -86.65 | 0.5 | 0.5 | 1 | 0.5 | 0 | 6913.29 | 0 | 3941.79 | 0 | 39366.46 | 0 | 5308.18 | 0 | 1027.25 | 0 | 439.83 | 0 | 3846.25 | 0 | 592.3 | 2359.86
5033 | 24.3 | 1411.34 | 660 | 131.35 | 2202.69 | 740.21 | 444.13 | 11547.34 | 3387.03 | 14490.24 | 190.84 | 63331.14 | 8800.38 | 2398.5 | 11070 | 11070 | 61.5 | 24569.25 | 320.99 | 50.01 | -37.35 | 30.77 | 24 | 0 | -96 | 0.5 | 0.5 | 1 | 0.5 | 0 | 5493.98 | 0 | 3132.53 | 0 | 44937.56 | 0 | 9767.07 | 0 | 816.36 | 0 | 349.53 | 0 | 4390.57 | 0 | 1089.83 | 2154.09
5034 | 23.3 | 1411.34 | 660 | 131.35 | 2202.69 | 740.21 | 444.13 | 11547.34 | 3387.03 | 14490.24 | 190.84 | 44173.01 | 6016.43 | 2398.5 | 11070 | 11070 | 61.5 | 24569.25 | 314.13 | 43.15 | -39.83 | 28.28 | 24 | 0 | -62.9 | 0.5 | 0.5 | 1 | 0.5 | 0 | 5004.52 | 0 | 2853.45 | 0 | 27102.44 | 0 | 9212.6 | 0 | 743.63 | 0 | 318.39 | 0 | 2648.01 | 0 | 1027.96 | 1278.44
5035 | 21.8 | 1411.34 | 660 | 131.35 | 2202.69 | 740.21 | 444.13 | 11547.34 | 3387.03 | 14490.24 | 190.84 | 32720.36 | 4284.55 | 2398.5 | 11070 | 11070 | 61.5 | 24569.25 | 309.18 | 38.2 | -42.21 | 25.91 | 24 | 0 | -27.98 | 0.5 | 0.5 | 1 | 0.5 | 0 | 3417.05 | 0 | 1948.32 | 0 | 18669.88 | 0 | 8685.12 | 0 | 507.74 | 0 | 217.4 | 0 | 1824.12 | 0 | 969.1 | 766.19
5036 | 21 | 1411.34 | 660 | 131.35 | 2202.69 | 740.21 | 444.13 | 11547.34 | 3387.03 | 14490.24 | 190.84 | 4011.86 | 632.6 | 2398.5 | 11070 | 11070 | 61.5 | 24569.25 | 299.67 | 28.7 | -45.2 | 22.91 | 23.9 | 0 | 0 | 0.5 | 0.5 | 1 | 0.5 | 0 | 1000.42 | 0 | 570.41 | 0 | 1644.51 | 0 | 796.52 | 0 | 148.65 | 0 | 63.65 | 0 | 160.67 | 0 | 88.88 | 170.75
5037 | 19.4 | 1411.34 | 660 | 131.35 | 2202.69 | 740.21 | 444.13 | 11547.34 | 3387.03 | 14490.24 | 190.84 | 261.19 | 43.67 | 2398.5 | 11070 | 11070 | 61.5 | 24569.25 | 297.03 | 26.05 | -47.08 | 21.04 | 23.9 | 0 | 0 | 0.5 | 0.5 | 1 | 0.5 | 0 | 75.19 | 0 | 42.87 | 0 | 100.26 | 0 | 42.87 | 0 | 11.17 | 0 | 4.78 | 0 | 9.8 | 0 | 4.78 | 13.13
5038 | 17.9 | 1411.34 | 660 | 131.35 | 2202.69 | 740.21 | 444.13 | 11547.34 | 3387.03 | 14490.24 | 190.84 | 0 | 0 | 2398.5 | 11070 | 11070 | 61.5 | 24569.25 | 295.57 | 24.59 | -48.58 | 19.54 | 23.9 | 0 | 0 | 0.5 | 0.5 | 1 | 0.5 | 0 | 0 | 0 | 0 | 0 | 0 | 0 | 0 | 0 | 0 | 0 | 0 | 0 | 0 | 0 | 0 | 0
5039 | 16.2 | 1411.34 | 660 | 131.35 | 2202.69 | 740.21 | 444.13 | 11547.34 | 3387.03 | 14490.24 | 190.84 | 0 | 0 | 2398.5 | 11070 | 11070 | 61.5 | 24569.25 | 294.01 | 23.03 | -50.26 | 17.86 | 23.03 | 0 | 0 | 0.5 | 0.5 | 1 | 0.5 | 0 | 0 | 0 | 0 | 0 | 0 | 0 | 0 | 0 | 0 | 0 | 0 | 0 | 0 | 0 | 0 | 0
5040 | 15.4 | 1411.34 | 660 | 131.35 | 2202.69 | 740.21 | 444.13 | 11547.34 | 3387.03 | 14490.24 | 190.84 | 0 | 0 | 2398.5 | 11070 | 11070 | 61.5 | 24569.25 | 293.25 | 22.27 | -51.05 | 17.07 | 22.27 | 0 | 0 | 0.5 | 0.5 | 1 | 0.5 | 0 | 0 | 0 | 0 | 0 | 0 | 0 | 0 | 0 | 0 | 0 | 0 | 0 | 0 | 0 | 0 | 0
5041 | 15.4 | 1411.34 | 660 | 131.35 | 2202.69 | 740.21 | 444.13 | 11547.34 | 3387.03 | 14490.24 | 190.84 | 0 | 0 | 2398.5 | 2214 | 2214 | 61.5 | 6857.25 | 288.42 | 17.45 | -52.25 | 15.86 | 20 | 9.42 | 0 | 0.5 | 0.1 | 0.5 | 0.5 | 0 | 0 | 0 | 0 | 0 | 0 | 0 | 0 | 0 | 0 | 0 | 0 | 0 | 0 | 0 | 0 | 0
5042 | 14.8 | 1411.34 | 660 | 131.35 | 2202.69 | 740.21 | 444.13 | 11547.34 | 3387.03 | 14490.24 | 190.84 | 0 | 0 | 2398.5 | 2214 | 2214 | 61.5 | 6857.25 | 287.8 | 16.83 | -52.85 | 15.27 | 20 | 11.71 | 0 | 0.5 | 0.1 | 0.5 | 0.5 | 0 | 0 | 0 | 0 | 0 | 0 | 0 | 0 | 0 | 0 | 0 | 0 | 0 | 0 | 0 | 0 | 0
5043 | 15.8 | 1411.34 | 660 | 131.35 | 2202.69 | 740.21 | 444.13 | 11547.34 | 3387.03 | 14490.24 | 190.84 | 0 | 0 | 2398.5 | 2214 | 2214 | 61.5 | 6857.25 | 288.72 | 17.74 | -51.86 | 16.26 | 20 | 8.32 | 0 | 0.5 | 0.1 | 0.5 | 0.5 | 0 | 0 | 0 | 0 | 0 | 0 | 0 | 0 | 0 | 0 | 0 | 0 | 0 | 0 | 0 | 0 | 0
5044 | 16.1 | 1411.34 | 660 | 131.35 | 2202.69 | 740.21 | 444.13 | 11547.34 | 3387.03 | 14490.24 | 190.84 | 0 | 0 | 2398.5 | 2214 | 2214 | 61.5 | 6857.25 | 289 | 18.02 | -51.56 | 16.55 | 20 | 7.31 | 0 | 0.5 | 0.1 | 0.5 | 0.5 | 0 | 0 | 0 | 0 | 0 | 0 | 0 | 0 | 0 | 0 | 0 | 0 | 0 | 0 | 0 | 0 | 0
5045 | 16.6 | 1411.34 | 660 | 131.35 | 2202.69 | 740.21 | 444.13 | 11547.34 | 3387.03 | 14490.24 | 190.84 | 0 | 0 | 2398.5 | 2214 | 2214 | 61.5 | 6857.25 | 289.46 | 18.48 | -51.07 | 17.05 | 20 | 5.61 | 0 | 0.5 | 0.1 | 0.5 | 0.5 | 0 | 0 | 0 | 0 | 0 | 0 | 0 | 0 | 0 | 0 | 0 | 0 | 0 | 0 | 0 | 0 | 0
5046 | 16.7 | 1411.34 | 660 | 131.35 | 2202.69 | 740.21 | 444.13 | 11547.34 | 3387.03 | 14490.24 | 190.84 | 4235.25 | 343.47 | 2398.5 | 2214 | 2214 | 61.5 | 6857.25 | 290.79 | 19.81 | -50.66 | 17.46 | 20 | 0.7 | 0 | 0.5 | 0.1 | 0.5 | 0.5 | 0 | 1772.53 | 0 | 651.61 | 0 | 1268.62 | 0 | 542.5 | 0 | 131.69 | 0 | 36.35 | 0 | 61.97 | 0 | 30.27 | 83.19
5047 | 19.1 | 1411.34 | 660 | 131.35 | 2202.69 | 740.21 | 444.13 | 11547.34 | 3387.03 | 14490.24 | 190.84 | 54417.23 | 4187.34 | 2398.5 | 2214 | 2214 | 61.5 | 6857.25 | 307.63 | 36.65 | -44.61 | 23.51 | 23.9 | 0 | 0 | 0.5 | 0.1 | 0.5 | 0.5 | 0 | 34415.02 | 0 | 10559.04 | 0 | 6614.57 | 0 | 2828.6 | 0 | 2556.88 | 0 | 589.1 | 0 | 323.13 | 0 | 157.81 | 560.41
5048 | 20 | 1411.34 | 660 | 131.35 | 2202.69 | 740.21 | 177.65 | 11280.86 | 3120.55 | 14223.76 | 190.84 | 19644.19 | 3139.3 | 959.4 | 4428 | 4428 | 24.6 | 9827.7 | 319.39 | 29.34 | -47.18 | 22.2 | 23.9 | 0 | 0 | 0.2 | 0.2 | 1 | 0.2 | 0 | 8866.43 | 0 | 4216.33 | 0 | 4596.03 | 0 | 1965.41 | 0 | 1317.47 | 0 | 470.47 | 0 | 449.05 | 0 | 219.3 | 683
5049 | 21.6 | 1411.34 | 660 | 131.35 | 2202.69 | 740.21 | 177.65 | 11280.86 | 3120.55 | 14223.76 | 190.84 | 20339.1 | 3313.69 | 959.4 | 4428 | 4428 | 24.6 | 9827.7 | 321.09 | 31.04 | -45.54 | 23.84 | 23.9 | 0 | 0 | 0.2 | 0.2 | 1 | 0.2 | 0 | 7230.8 | 0 | 4271.1 | 0 | 6190.12 | 0 | 2647.09 | 0 | 1074.43 | 0 | 476.58 | 0 | 604.8 | 0 | 295.37 | 862.51
5050 | 22.2 | 1411.34 | 660 | 131.35 | 2202.69 | 740.21 | 177.65 | 11280.86 | 3120.55 | 14223.76 | 190.84 | 23155.97 | 3804.86 | 959.4 | 4428 | 4428 | 24.6 | 9827.7 | 322.59 | 32.54 | -44.72 | 24.66 | 24 | 0 | -9.47 | 0.2 | 0.2 | 1 | 0.2 | 0 | 7279.05 | 0 | 4782.75 | 0 | 7771.03 | 0 | 3323.14 | 0 | 1081.6 | 0 | 533.67 | 0 | 759.26 | 0 | 370.8 | 1059.53
5051 | 23.1 | 1411.34 | 660 | 131.35 | 2202.69 | 740.21 | 177.65 | 11280.86 | 3120.55 | 14223.76 | 190.84 | 24731.01 | 4079.62 | 959.4 | 4428 | 4428 | 24.6 | 9827.7 | 323.94 | 33.89 | -43.7 | 25.67 | 24 | 0 | -24.12 | 0.2 | 0.2 | 1 | 0.2 | 0 | 7166.22 | 0 | 4925.2 | 0 | 8853.54 | 0 | 3786.05 | 0 | 1064.84 | 0 | 549.56 | 0 | 865.02 | 0 | 422.46 | 1177.74
5052 | 25.4 | 1411.34 | 660 | 131.35 | 2202.69 | 740.21 | 177.65 | 11280.86 | 3120.55 | 14223.76 | 190.84 | 42725.28 | 7795.69 | 959.4 | 4428 | 4428 | 24.6 | 9827.7 | 332.32 | 42.27 | -39.93 | 29.45 | 24 | 0 | -63 | 0.2 | 0.2 | 1 | 0.2 | 0 | 7933.73 | 0 | 17842.48 | 0 | 12425.46 | 0 | 4523.62 | 0 | 1178.88 | 0 | 1990.9 | 0 | 1214.01 | 0 | 504.75 | 2907.14
5053 | 25.6 | 1411.34 | 660 | 131.35 | 2202.69 | 740.21 | 177.65 | 11280.86 | 3120.55 | 14223.76 | 190.84 | 43626.48 | 7229.9 | 959.4 | 4428 | 4428 | 24.6 | 9827.7 | 332.6 | 42.55 | -39.7 | 29.67 | 24 | 0 | -63.96 | 0.2 | 0.2 | 1 | 0.2 | 0 | 9024.31 | 0 | 10906.69 | 0 | 18550.05 | 0 | 5145.44 | 0 | 1340.93 | 0 | 1216.99 | 0 | 1812.41 | 0 | 574.14 | 2285.43
5054 | 26.5 | 1411.34 | 660 | 131.35 | 2202.69 | 740.21 | 177.65 | 11280.86 | 3120.55 | 14223.76 | 190.84 | 57675.59 | 9384.45 | 959.4 | 4428 | 4428 | 24.6 | 9827.7 | 338.12 | 48.07 | -37.69 | 31.68 | 24 | 0 | -82.97 | 0.2 | 0.2 | 1 | 0.2 | 0 | 7454.77 | 0 | 12379.02 | 0 | 33591.28 | 0 | 4250.53 | 0 | 1107.71 | 0 | 1381.28 | 0 | 3281.99 | 0 | 474.28 | 3139.19
5055 | 26.3 | 1411.34 | 660 | 131.35 | 2202.69 | 740.21 | 177.65 | 11280.86 | 3120.55 | 14223.76 | 190.84 | 53346.73 | 8280.91 | 959.4 | 4428 | 4428 | 24.6 | 9827.7 | 336.36 | 46.31 | -38.27 | 31.11 | 24 | 0 | -76.92 | 0.2 | 0.2 | 1 | 0.2 | 0 | 7714.92 | 0 | 7033.74 | 0 | 34199.21 | 0 | 4398.86 | 0 | 1146.37 | 0 | 784.84 | 0 | 3341.39 | 0 | 490.83 | 2517.48
5056 | 26.6 | 1411.34 | 660 | 131.35 | 2202.69 | 740.21 | 177.65 | 11280.86 | 3120.55 | 14223.76 | 190.84 | 50983.24 | 7635.07 | 959.4 | 4428 | 4428 | 24.6 | 9827.7 | 335.76 | 45.71 | -38.18 | 31.19 | 24 | 0 | -74.84 | 0.2 | 0.2 | 1 | 0.2 | 0 | 7264.79 | 0 | 4142.2 | 0 | 34348.33 | 0 | 5227.93 | 0 | 1079.48 | 0 | 462.2 | 0 | 3355.96 | 0 | 583.34 | 2154.09
5057 | 26.4 | 1411.34 | 660 | 131.35 | 2202.69 | 740.21 | 177.65 | 11280.86 | 3120.55 | 14223.76 | 190.84 | 42103.25 | 6145.72 | 959.4 | 4428 | 4428 | 24.6 | 9827.7 | 332.57 | 42.52 | -39.1 | 30.28 | 24 | 0 | -63.85 | 0.2 | 0.2 | 1 | 0.2 | 0 | 6491.08 | 0 | 3701.05 | 0 | 25300.13 | 0 | 6610.99 | 0 | 964.52 | 0 | 412.97 | 0 | 2471.92 | 0 | 737.67 | 1558.65
5058 | 26.4 | 1411.34 | 660 | 131.35 | 2202.69 | 740.21 | 444.13 | 11547.34 | 3387.03 | 14490.24 | 190.84 | 53816.29 | 7141.9 | 2398.5 | 11070 | 11070 | 61.5 | 24569.25 | 319.89 | 48.91 | -36.04 | 32.08 | 24 | 0 | -91.94 | 0.5 | 0.5 | 1 | 0.5 | 0 | 4667.2 | 0 | 2661.13 | 0 | 34943.74 | 0 | 11544.23 | 0 | 693.51 | 0 | 296.93 | 0 | 3414.13 | 0 | 1288.13 | 1449.19
5059 | 25.8 | 1411.34 | 660 | 131.35 | 2202.69 | 740.21 | 444.13 | 11547.34 | 3387.03 | 14490.24 | 190.84 | 38437.45 | 4924.91 | 2398.5 | 11070 | 11070 | 61.5 | 24569.25 | 314.57 | 43.59 | -37.83 | 30.29 | 24 | 0 | -72.31 | 0.5 | 0.5 | 1 | 0.5 | 0 | 3325.29 | 0 | 1896 | 0 | 22666.65 | 0 | 10549.51 | 0 | 494.11 | 0 | 211.56 | 0 | 2214.62 | 0 | 1177.14 | 827.48
5060 | 23.7 | 1411.34 | 660 | 131.35 | 2202.69 | 740.21 | 444.13 | 11547.34 | 3387.03 | 14490.24 | 190.84 | 11534.7 | 1514.68 | 2398.5 | 11070 | 11070 | 61.5 | 24569.25 | 304.43 | 33.45 | -41.97 | 26.15 | 24 | 0 | -31.55 | 0.5 | 0.5 | 1 | 0.5 | 0 | 1432.09 | 0 | 816.54 | 0 | 5715.51 | 0 | 3570.56 | 0 | 212.8 | 0 | 91.11 | 0 | 558.43 | 0 | 398.41 | 253.94
5061 | 22.5 | 1411.34 | 660 | 131.35 | 2202.69 | 740.21 | 444.13 | 11547.34 | 3387.03 | 14490.24 | 190.84 | 261.28 | 43.68 | 2398.5 | 11070 | 11070 | 61.5 | 24569.25 | 299.87 | 28.9 | -44.02 | 24.1 | 24 | 0 | -1.42 | 0.5 | 0.5 | 1 | 0.5 | 0 | 75.22 | 0 | 42.89 | 0 | 100.29 | 0 | 42.89 | 0 | 11.18 | 0 | 4.79 | 0 | 9.8 | 0 | 4.79 | 13.13
5062 | 21.7 | 1411.34 | 660 | 131.35 | 2202.69 | 740.21 | 444.13 | 11547.34 | 3387.03 | 14490.24 | 190.84 | 0 | 0 | 2398.5 | 11070 | 11070 | 61.5 | 24569.25 | 299.06 | 28.08 | -44.83 | 23.29 | 23.9 | 0 | 0 | 0.5 | 0.5 | 1 | 0.5 | 0 | 0 | 0 | 0 | 0 | 0 | 0 | 0 | 0 | 0 | 0 | 0 | 0 | 0 | 0 | 0 | 0
5063 | 21.2 | 1411.34 | 660 | 131.35 | 2202.69 | 740.21 | 444.13 | 11547.34 | 3387.03 | 14490.24 | 190.84 | 0 | 0 | 2398.5 | 11070 | 11070 | 61.5 | 24569.25 | 298.6 | 27.62 | -45.32 | 22.79 | 23.9 | 0 | 0 | 0.5 | 0.5 | 1 | 0.5 | 0 | 0 | 0 | 0 | 0 | 0 | 0 | 0 | 0 | 0 | 0 | 0 | 0 | 0 | 0 | 0 | 0
5064 | 20.5 | 1411.34 | 660 | 131.35 | 2202.69 | 740.21 | 444.13 | 11547.34 | 3387.03 | 14490.24 | 190.84 | 0 | 0 | 2398.5 | 11070 | 11070 | 61.5 | 24569.25 | 297.95 | 26.98 | -46.01 | 22.1 | 23.9 | 0 | 0 | 0.5 | 0.5 | 1 | 0.5 | 0 | 0 | 0 | 0 | 0 | 0 | 0 | 0 | 0 | 0 | 0 | 0 | 0 | 0 | 0 | 0 | 0
5065 | 20 | 1411.34 | 660 | 131.35 | 2202.69 | 740.21 | 444.13 | 11547.34 | 3387.03 | 14490.24 | 190.84 | 0 | 0 | 2398.5 | 2214 | 2214 | 61.5 | 6857.25 | 292.69 | 21.72 | -47.71 | 20.4 | 21.72 | 0 | 0 | 0.5 | 0.1 | 0.5 | 0.5 | 0 | 0 | 0 | 0 | 0 | 0 | 0 | 0 | 0 | 0 | 0 | 0 | 0 | 0 | 0 | 0 | 0
5066 | 19.2 | 1411.34 | 660 | 131.35 | 2202.69 | 740.21 | 444.13 | 11547.34 | 3387.03 | 14490.24 | 190.84 | 0 | 0 | 2398.5 | 2214 | 2214 | 61.5 | 6857.25 | 291.89 | 20.92 | -48.5 | 19.61 | 20.92 | 0 | 0 | 0.5 | 0.1 | 0.5 | 0.5 | 0 | 0 | 0 | 0 | 0 | 0 | 0 | 0 | 0 | 0 | 0 | 0 | 0 | 0 | 0 | 0 | 0
5067 | 18.4 | 1411.34 | 660 | 131.35 | 2202.69 | 740.21 | 444.13 | 11547.34 | 3387.03 | 14490.24 | 190.84 | 0 | 0 | 2398.5 | 2214 | 2214 | 61.5 | 6857.25 | 291.14 | 20.16 | -49.29 | 18.82 | 20.16 | 0 | 0 | 0.5 | 0.1 | 0.5 | 0.5 | 0 | 0 | 0 | 0 | 0 | 0 | 0 | 0 | 0 | 0 | 0 | 0 | 0 | 0 | 0 | 0 | 0
5068 | 17.6 | 1411.34 | 660 | 131.35 | 2202.69 | 740.21 | 444.13 | 11547.34 | 3387.03 | 14490.24 | 190.84 | 0 | 0 | 2398.5 | 2214 | 2214 | 61.5 | 6857.25 | 290.38 | 19.4 | -50.08 | 18.03 | 20 | 2.21 | 0 | 0.5 | 0.1 | 0.5 | 0.5 | 0 | 0 | 0 | 0 | 0 | 0 | 0 | 0 | 0 | 0 | 0 | 0 | 0 | 0 | 0 | 0 | 0
5069 | 17.2 | 1411.34 | 660 | 131.35 | 2202.69 | 740.21 | 444.13 | 11547.34 | 3387.03 | 14490.24 | 190.84 | 0 | 0 | 2398.5 | 2214 | 2214 | 61.5 | 6857.25 | 290.01 | 19.03 | -50.48 | 17.64 | 20 | 3.58 | 0 | 0.5 | 0.1 | 0.5 | 0.5 | 0 | 0 | 0 | 0 | 0 | 0 | 0 | 0 | 0 | 0 | 0 | 0 | 0 | 0 | 0 | 0 | 0
5070 | 17.7 | 1411.34 | 660 | 131.35 | 2202.69 | 740.21 | 444.13 | 11547.34 | 3387.03 | 14490.24 | 190.84 | 5005.68 | 405.2 | 2398.5 | 2214 | 2214 | 61.5 | 6857.25 | 291.93 | 20.95 | -49.61 | 18.5 | 20.95 | 0 | 0 | 0.5 | 0.1 | 0.5 | 0.5 | 0 | 2148.8 | 0 | 767.16 | 0 | 1463.77 | 0 | 625.95 | 0 | 159.65 | 0 | 42.8 | 0 | 71.51 | 0 | 34.92 | 96.32
5071 | 20 | 1411.34 | 660 | 131.35 | 2202.69 | 740.21 | 444.13 | 11547.34 | 3387.03 | 14490.24 | 190.84 | 58380.42 | 4484.39 | 2398.5 | 2214 | 2214 | 61.5 | 6857.25 | 309.64 | 38.66 | -43.43 | 24.68 | 24 | 0 | -10.04 | 0.5 | 0.1 | 0.5 | 0.5 | 0 | 37373.7 | 0 | 11419.31 | 0 | 6715.6 | 0 | 2871.8 | 0 | 2776.7 | 0 | 637.1 | 0 | 328.07 | 0 | 160.22 | 582.3
5072 | 21.9 | 1411.34 | 660 | 131.35 | 2202.69 | 740.21 | 177.65 | 11280.86 | 3120.55 | 14223.76 | 190.84 | 45311.28 | 7192.46 | 959.4 | 4428 | 4428 | 24.6 | 9827.7 | 329.73 | 39.68 | -43.24 | 26.13 | 24 | 0 | -30.74 | 0.2 | 0.2 | 1 | 0.2 | 0 | 25434.97 | 0 | 11314.41 | 0 | 5997.28 | 0 | 2564.62 | 0 | 3779.41 | 0 | 1262.49 | 0 | 585.96 | 0 | 286.17 | 1278.44
5073 | 24 | 1411.34 | 660 | 131.35 | 2202.69 | 740.21 | 177.65 | 11280.86 | 3120.55 | 14223.76 | 190.84 | 55795.95 | 9128.78 | 959.4 | 4428 | 4428 | 24.6 | 9827.7 | 335.23 | 45.18 | -40.31 | 29.07 | 24 | 0 | -73.03 | 0.2 | 0.2 | 1 | 0.2 | 0 | 27964.35 | 0 | 17319.82 | 0 | 7363.1 | 0 | 3148.69 | 0 | 4155.25 | 0 | 1932.58 | 0 | 719.4 | 0 | 351.34 | 1970.2
5074 | 25.5 | 1411.34 | 660 | 131.35 | 2202.69 | 740.21 | 177.65 | 11280.86 | 3120.55 | 14223.76 | 190.84 | 54910.84 | 9381.39 | 959.4 | 4428 | 4428 | 24.6 | 9827.7 | 336.41 | 46.36 | -38.87 | 30.5 | 24 | 0 | -77.08 | 0.2 | 0.2 | 1 | 0.2 | 0 | 22702.32 | 0 | 20226.09 | 0 | 8393.22 | 0 | 3589.2 | 0 | 3373.36 | 0 | 2256.87 | 0 | 820.05 | 0 | 400.49 | 2530.61
5075 | 27 | 1411.34 | 660 | 131.35 | 2202.69 | 740.21 | 177.65 | 11280.86 | 3120.55 | 14223.76 | 190.84 | 49468.44 | 8924.12 | 959.4 | 4428 | 4428 | 24.6 | 9827.7 | 336.05 | 46 | -37.8 | 31.57 | 24 | 0 | -75.86 | 0.2 | 0.2 | 1 | 0.2 | 0 | 14878.5 | 0 | 21435.19 | 0 | 9214.38 | 0 | 3940.36 | 0 | 2210.81 | 0 | 2391.78 | 0 | 900.28 | 0 | 439.67 | 2981.57
5076 | 28.1 | 1411.34 | 660 | 131.35 | 2202.69 | 740.21 | 177.65 | 11280.86 | 3120.55 | 14223.76 | 190.84 | 44219.69 | 8364.83 | 959.4 | 4428 | 4428 | 24.6 | 9827.7 | 335.36 | 45.32 | -37.12 | 32.26 | 24 | 0 | -73.49 | 0.2 | 0.2 | 1 | 0.2 | 0 | 7182.47 | 0 | 20912.97 | 0 | 12028.98 | 0 | 4095.27 | 0 | 1067.25 | 0 | 2333.51 | 0 | 1175.28 | 0 | 456.96 | 3331.83
5077 | 27.3 | 1411.34 | 660 | 131.35 | 2202.69 | 740.21 | 177.65 | 11280.86 | 3120.55 | 14223.76 | 190.84 | 45063.35 | 7490.6 | 959.4 | 4428 | 4428 | 24.6 | 9827.7 | 334.63 | 44.58 | -37.91 | 31.46 | 24 | 0 | -70.96 | 0.2 | 0.2 | 1 | 0.2 | 0 | 9063.11 | 0 | 11524.38 | 0 | 19308.3 | 0 | 5167.56 | 0 | 1346.7 | 0 | 1285.91 | 0 | 1886.49 | 0 | 576.61 | 2394.89
5078 | 28 | 1411.34 | 660 | 131.35 | 2202.69 | 740.21 | 177.65 | 11280.86 | 3120.55 | 14223.76 | 190.84 | 45374.09 | 7276.97 | 959.4 | 4428 | 4428 | 24.6 | 9827.7 | 335.29 | 45.24 | -37.21 | 32.16 | 24 | 0 | -73.24 | 0.2 | 0.2 | 1 | 0.2 | 0 | 8833.84 | 0 | 8795.5 | 0 | 22707.92 | 0 | 5036.84 | 0 | 1312.63 | 0 | 981.42 | 0 | 2218.65 | 0 | 562.02 | 2202.25
5079 | 28.7 | 1411.34 | 660 | 131.35 | 2202.69 | 740.21 | 177.65 | 11280.86 | 3120.55 | 14223.76 | 190.84 | 59588.3 | 9269.93 | 959.4 | 4428 | 4428 | 24.6 | 9827.7 | 340.63 | 50.58 | -35.4 | 33.98 | 24 | 0 | -91.63 | 0.2 | 0.2 | 1 | 0.2 | 0 | 7047.28 | 0 | 7530.64 | 0 | 40992.18 | 0 | 4018.19 | 0 | 1047.16 | 0 | 840.29 | 0 | 4005.09 | 0 | 448.36 | 2929.03
5080 | 29.6 | 1411.34 | 660 | 131.35 | 2202.69 | 740.21 | 177.65 | 11280.86 | 3120.55 | 14223.76 | 190.84 | 59308.53 | 8798.56 | 959.4 | 4428 | 4428 | 24.6 | 9827.7 | 341.22 | 51.18 | -34.56 | 34.81 | 24 | 0 | -93.69 | 0.2 | 0.2 | 1 | 0.2 | 0 | 6451.5 | 0 | 3678.48 | 0 | 43987.96 | 0 | 5190.58 | 0 | 958.64 | 0 | 410.45 | 0 | 4297.79 | 0 | 579.18 | 2552.5
5081 | 29.3 | 1411.34 | 660 | 131.35 | 2202.69 | 740.21 | 177.65 | 11280.86 | 3120.55 | 14223.76 | 190.84 | 60481.63 | 8420.91 | 959.4 | 4428 | 4428 | 24.6 | 9827.7 | 341.18 | 51.13 | -34.8 | 34.57 | 24 | 0 | -93.55 | 0.2 | 0.2 | 1 | 0.2 | 0 | 5609.41 | 0 | 3198.35 | 0 | 42421.86 | 0 | 9252 | 0 | 833.51 | 0 | 356.88 | 0 | 4144.78 | 0 | 1032.36 | 2053.39
5082 | 28.7 | 1411.34 | 660 | 131.35 | 2202.69 | 740.21 | 444.13 | 11547.34 | 3387.03 | 14490.24 | 190.84 | 58437.46 | 7676.08 | 2398.5 | 11070 | 11070 | 61.5 | 24569.25 | 323.4 | 52.42 | -33.42 | 34.7 | 24 | 0 | -104.88 | 0.5 | 0.5 | 1 | 0.5 | 0 | 4396.69 | 0 | 2506.89 | 0 | 38880.22 | 0 | 12653.66 | 0 | 653.31 | 0 | 279.72 | 0 | 3798.74 | 0 | 1411.92 | 1532.38
5083 | 27.3 | 1411.34 | 660 | 131.35 | 2202.69 | 740.21 | 444.13 | 11547.34 | 3387.03 | 14490.24 | 190.84 | 40280.99 | 5122.51 | 2398.5 | 11070 | 11070 | 61.5 | 24569.25 | 316.5 | 45.52 | -36.21 | 31.91 | 24 | 0 | -79.43 | 0.5 | 0.5 | 1 | 0.5 | 0 | 3259.17 | 0 | 1858.3 | 0 | 24020.65 | 0 | 11142.87 | 0 | 484.28 | 0 | 207.35 | 0 | 2346.91 | 0 | 1243.35 | 840.62
5084 | 23.9 | 1411.34 | 660 | 131.35 | 2202.69 | 740.21 | 444.13 | 11547.34 | 3387.03 | 14490.24 | 190.84 | 17077.97 | 2117.5 | 2398.5 | 11070 | 11070 | 61.5 | 24569.25 | 306.28 | 35.3 | -41.35 | 26.77 | 24 | 0 | -40.6 | 0.5 | 0.5 | 1 | 0.5 | 0 | 1494.39 | 0 | 852.06 | 0 | 8906.52 | 0 | 5825.01 | 0 | 222.05 | 0 | 95.07 | 0 | 870.2 | 0 | 649.97 | 280.21
5085 | 22.2 | 1411.34 | 660 | 131.35 | 2202.69 | 740.21 | 444.13 | 11547.34 | 3387.03 | 14490.24 | 190.84 | 261.37 | 43.69 | 2398.5 | 11070 | 11070 | 61.5 | 24569.25 | 299.6 | 28.62 | -44.31 | 23.8 | 23.9 | 0 | 0 | 0.5 | 0.5 | 1 | 0.5 | 0 | 75.24 | 0 | 42.9 | 0 | 100.32 | 0 | 42.9 | 0 | 11.18 | 0 | 4.79 | 0 | 9.8 | 0 | 4.79 | 13.13
5086 | 21.3 | 1411.34 | 660 | 131.35 | 2202.69 | 740.21 | 444.13 | 11547.34 | 3387.03 | 14490.24 | 190.84 | 0 | 0 | 2398.5 | 11070 | 11070 | 61.5 | 24569.25 | 298.69 | 27.71 | -45.22 | 22.89 | 23.9 | 0 | 0 | 0.5 | 0.5 | 1 | 0.5 | 0 | 0 | 0 | 0 | 0 | 0 | 0 | 0 | 0 | 0 | 0 | 0 | 0 | 0 | 0 | 0 | 0
5087 | 19.9 | 1411.34 | 660 | 131.35 | 2202.69 | 740.21 | 444.13 | 11547.34 | 3387.03 | 14490.24 | 190.84 | 0 | 0 | 2398.5 | 11070 | 11070 | 61.5 | 24569.25 | 297.4 | 26.43 | -46.61 | 21.51 | 23.9 | 0 | 0 | 0.5 | 0.5 | 1 | 0.5 | 0 | 0 | 0 | 0 | 0 | 0 | 0 | 0 | 0 | 0 | 0 | 0 | 0 | 0 | 0 | 0 | 0
5088 | 19.9 | 1411.34 | 660 | 131.35 | 2202.69 | 740.21 | 444.13 | 11547.34 | 3387.03 | 14490.24 | 190.84 | 0 | 0 | 2398.5 | 11070 | 11070 | 61.5 | 24569.25 | 297.4 | 26.43 | -46.61 | 21.51 | 23.9 | 0 | 0 | 0.5 | 0.5 | 1 | 0.5 | 0 | 0 | 0 | 0 | 0 | 0 | 0 | 0 | 0 | 0 | 0 | 0 | 0 | 0 | 0 | 0 | 0
5089 | 18.6 | 1411.34 | 660 | 131.35 | 2202.69 | 740.21 | 444.13 | 11547.34 | 3387.03 | 14490.24 | 190.84 | 0 | 0 | 2398.5 | 2214 | 2214 | 61.5 | 6857.25 | 291.41 | 20.43 | -49.09 | 19.02 | 20.43 | 0 | 0 | 0.5 | 0.1 | 0.5 | 0.5 | 0 | 0 | 0 | 0 | 0 | 0 | 0 | 0 | 0 | 0 | 0 | 0 | 0 | 0 | 0 | 0 | 0
5090 | 18.6 | 1411.34 | 660 | 131.35 | 2202.69 | 740.21 | 444.13 | 11547.34 | 3387.03 | 14490.24 | 190.84 | 0 | 0 | 2398.5 | 2214 | 2214 | 61.5 | 6857.25 | 291.3 | 20.33 | -49.09 | 19.02 | 20.33 | 0 | 0 | 0.5 | 0.1 | 0.5 | 0.5 | 0 | 0 | 0 | 0 | 0 | 0 | 0 | 0 | 0 | 0 | 0 | 0 | 0 | 0 | 0 | 0 | 0
5091 | 17.8 | 1411.34 | 660 | 131.35 | 2202.69 | 740.21 | 444.13 | 11547.34 | 3387.03 | 14490.24 | 190.84 | 0 | 0 | 2398.5 | 2214 | 2214 | 61.5 | 6857.25 | 290.57 | 19.59 | -49.88 | 18.23 | 20 | 1.51 | 0 | 0.5 | 0.1 | 0.5 | 0.5 | 0 | 0 | 0 | 0 | 0 | 0 | 0 | 0 | 0 | 0 | 0 | 0 | 0 | 0 | 0 | 0 | 0
5092 | 17.6 | 1411.34 | 660 | 131.35 | 2202.69 | 740.21 | 444.13 | 11547.34 | 3387.03 | 14490.24 | 190.84 | 0 | 0 | 2398.5 | 2214 | 2214 | 61.5 | 6857.25 | 290.37 | 19.4 | -50.08 | 18.03 | 20 | 2.23 | 0 | 0.5 | 0.1 | 0.5 | 0.5 | 0 | 0 | 0 | 0 | 0 | 0 | 0 | 0 | 0 | 0 | 0 | 0 | 0 | 0 | 0 | 0 | 0
5093 | 16.5 | 1411.34 | 660 | 131.35 | 2202.69 | 740.21 | 444.13 | 11547.34 | 3387.03 | 14490.24 | 190.84 | 0 | 0 | 2398.5 | 2214 | 2214 | 61.5 | 6857.25 | 289.36 | 18.39 | -51.17 | 16.95 | 20 | 5.95 | 0 | 0.5 | 0.1 | 0.5 | 0.5 | 0 | 0 | 0 | 0 | 0 | 0 | 0 | 0 | 0 | 0 | 0 | 0 | 0 | 0 | 0 | 0 | 0
5094 | 15.4 | 1411.34 | 660 | 131.35 | 2202.69 | 740.21 | 444.13 | 11547.34 | 3387.03 | 14490.24 | 190.84 | 1140.26 | 93.54 | 2398.5 | 2214 | 2214 | 61.5 | 6857.25 | 288.69 | 17.71 | -52.17 | 15.95 | 20 | 8.44 | 0 | 0.5 | 0.1 | 0.5 | 0.5 | 0 | 355.15 | 0 | 185.14 | 0 | 420.25 | 0 | 179.71 | 0 | 26.39 | 0 | 10.33 | 0 | 20.53 | 0 | 10.03 | 26.27
5095 | 16.4 | 1411.34 | 660 | 131.35 | 2202.69 | 740.21 | 444.13 | 11547.34 | 3387.03 | 14490.24 | 190.84 | 13272.76 | 1050.7 | 2398.5 | 2214 | 2214 | 61.5 | 6857.25 | 293.15 | 22.18 | -50.29 | 17.82 | 22.18 | 0 | 0 | 0.5 | 0.1 | 0.5 | 0.5 | 0 | 6169.88 | 0 | 2394.52 | 0 | 3298.02 | 0 | 1410.34 | 0 | 458.39 | 0 | 133.59 | 0 | 161.11 | 0 | 78.68 | 218.91
5096 | 17.6 | 1411.34 | 660 | 131.35 | 2202.69 | 740.21 | 177.65 | 11280.86 | 3120.55 | 14223.76 | 190.84 | 26418.86 | 2126.66 | 959.4 | 4428 | 4428 | 24.6 | 9827.7 | 318.82 | 28.77 | -49.15 | 20.23 | 23.9 | 0 | 0 | 0.2 | 0.2 | 1 | 0.2 | 0 | 10420.15 | 0 | 5228.82 | 0 | 7543.89 | 0 | 3226 | 0 | 774.17 | 0 | 291.72 | 0 | 368.53 | 0 | 179.98 | 512.25
5097 | 18.3 | 1411.34 | 660 | 131.35 | 2202.69 | 740.21 | 177.65 | 11280.86 | 3120.55 | 14223.76 | 190.84 | 37260.57 | 6018.25 | 959.4 | 4428 | 4428 | 24.6 | 9827.7 | 323.79 | 33.74 | -47.43 | 21.94 | 23.9 | 0 | 0 | 0.2 | 0.2 | 1 | 0.2 | 0 | 16100.69 | 0 | 9844.54 | 0 | 7925.96 | 0 | 3389.39 | 0 | 2392.42 | 0 | 1098.47 | 0 | 774.4 | 0 | 378.2 | 1374.76
5098 | 18.3 | 1411.34 | 660 | 131.35 | 2202.69 | 740.21 | 177.65 | 11280.86 | 3120.55 | 14223.76 | 190.84 | 30664.06 | 5031.18 | 959.4 | 4428 | 4428 | 24.6 | 9827.7 | 321.59 | 31.54 | -47.96 | 21.41 | 23.9 | 0 | 0 | 0.2 | 0.2 | 1 | 0.2 | 0 | 10384.81 | 0 | 7605.76 | 0 | 8877.29 | 0 | 3796.21 | 0 | 1543.09 | 0 | 848.67 | 0 | 867.34 | 0 | 423.59 | 1348.49
5099 | 18.8 | 1411.34 | 660 | 131.35 | 2202.69 | 740.21 | 177.65 | 11280.86 | 3120.55 | 14223.76 | 190.84 | 38987.48 | 6592.83 | 959.4 | 4428 | 4428 | 24.6 | 9827.7 | 324.91 | 34.86 | -46.78 | 22.59 | 23.9 | 0 | 0 | 0.2 | 0.2 | 1 | 0.2 | 0 | 11454.66 | 0 | 11937.79 | 0 | 10923.72 | 0 | 4671.33 | 0 | 1702.06 | 0 | 1332.04 | 0 | 1067.29 | 0 | 521.24 | 1970.2
5100 | 20 | 1411.34 | 660 | 131.35 | 2202.69 | 740.21 | 177.65 | 11280.86 | 3120.55 | 14223.76 | 190.84 | 43399.67 | 7945.93 | 959.4 | 4428 | 4428 | 24.6 | 9827.7 | 327.67 | 37.62 | -45.2 | 24.18 | 24 | 0 | -2.56 | 0.2 | 0.2 | 1 | 0.2 | 0 | 7747.62 | 0 | 18714.6 | 0 | 12519.94 | 0 | 4417.5 | 0 | 1151.23 | 0 | 2088.22 | 0 | 1223.25 | 0 | 492.91 | 2990.33
5101 | 19.9 | 1411.34 | 660 | 131.35 | 2202.69 | 740.21 | 177.65 | 11280.86 | 3120.55 | 14223.76 | 190.84 | 42918.61 | 7082.2 | 959.4 | 4428 | 4428 | 24.6 | 9827.7 | 327.19 | 37.14 | -45.39 | 23.99 | 23.99 | 0 | 0 | 0.2 | 0.2 | 1 | 0.2 | 0 | 8944.91 | 0 | 10631.31 | 0 | 18242.23 | 0 | 5100.17 | 0 | 1329.13 | 0 | 1186.26 | 0 | 1782.33 | 0 | 569.09 | 2215.38
5102 | 19.7 | 1411.34 | 660 | 131.35 | 2202.69 | 740.21 | 177.65 | 11280.86 | 3120.55 | 14223.76 | 190.84 | 55760.37 | 8954.96 | 959.4 | 4428 | 4428 | 24.6 | 9827.7 | 331.28 | 41.23 | -44.56 | 24.81 | 24 | 0 | -11.66 | 0.2 | 0.2 | 1 | 0.2 | 0 | 7871.32 | 0 | 11762.94 | 0 | 31638.07 | 0 | 4488.03 | 0 | 1169.61 | 0 | 1312.53 | 0 | 3091.16 | 0 | 500.78 | 2880.87
5103 | 20.6 | 1411.34 | 660 | 131.35 | 2202.69 | 740.21 | 177.65 | 11280.86 | 3120.55 | 14223.76 | 190.84 | 56796.44 | 8779.01 | 959.4 | 4428 | 4428 | 24.6 | 9827.7 | 332.34 | 42.3 | -43.62 | 25.76 | 24 | 0 | -25.32 | 0.2 | 0.2 | 1 | 0.2 | 0 | 7470.67 | 0 | 7369.64 | 0 | 37696.54 | 0 | 4259.59 | 0 | 1110.08 | 0 | 822.32 | 0 | 3683.09 | 0 | 475.29 | 2688.23
5104 | 21.8 | 1411.34 | 660 | 131.35 | 2202.69 | 740.21 | 177.65 | 11280.86 | 3120.55 | 14223.76 | 190.84 | 66253.64 | 9805.54 | 959.4 | 4428 | 4428 | 24.6 | 9827.7 | 336.47 | 46.42 | -41.71 | 27.67 | 24 | 0 | -52.88 | 0.2 | 0.2 | 1 | 0.2 | 0 | 5997.03 | 0 | 3419.36 | 0 | 51610.32 | 0 | 5226.94 | 0 | 891.11 | 0 | 381.54 | 0 | 5042.52 | 0 | 583.23 | 2907.14
5105 | 21.1 | 1411.34 | 660 | 131.35 | 2202.69 | 740.21 | 177.65 | 11280.86 | 3120.55 | 14223.76 | 190.84 | 71103.84 | 9777.23 | 959.4 | 4428 | 4428 | 24.6 | 9827.7 | 337.24 | 47.19 | -42.06 | 27.31 | 24 | 0 | -47.74 | 0.2 | 0.2 | 1 | 0.2 | 0 | 5092.73 | 0 | 2903.75 | 0 | 52377.57 | 0 | 10729.8 | 0 | 756.73 | 0 | 324.01 | 0 | 5117.49 | 0 | 1197.25 | 2381.75
5106 | 20.7 | 1411.34 | 660 | 131.35 | 2202.69 | 740.21 | 444.13 | 11547.34 | 3387.03 | 14490.24 | 190.84 | 56786.95 | 7465.37 | 2398.5 | 11070 | 11070 | 61.5 | 24569.25 | 315.55 | 44.57 | -41.44 | 26.68 | 24 | 0 | -39.29 | 0.5 | 0.5 | 1 | 0.5 | 0 | 4482.68 | 0 | 2555.91 | 0 | 37551.75 | 0 | 12196.61 | 0 | 666.09 | 0 | 285.19 | 0 | 3668.95 | 0 | 1360.92 | 1484.22
5107 | 20 | 1411.34 | 660 | 131.35 | 2202.69 | 740.21 | 444.13 | 11547.34 | 3387.03 | 14490.24 | 190.84 | 50343.78 | 6395.72 | 2398.5 | 11070 | 11070 | 61.5 | 24569.25 | 312.87 | 41.9 | -42.64 | 25.47 | 24 | 0 | -21.63 | 0.5 | 0.5 | 1 | 0.5 | 0 | 2591.45 | 0 | 1477.58 | 0 | 31594.74 | 0 | 14680.02 | 0 | 385.07 | 0 | 164.87 | 0 | 3086.92 | 0 | 1638.03 | 1120.82
5108 | 18.6 | 1411.34 | 660 | 131.35 | 2202.69 | 740.21 | 444.13 | 11547.34 | 3387.03 | 14490.24 | 190.84 | 19182.61 | 2488.26 | 2398.5 | 11070 | 11070 | 61.5 | 24569.25 | 302.08 | 31.11 | -46.41 | 21.7 | 23.9 | 0 | 0 | 0.5 | 0.5 | 1 | 0.5 | 0 | 1117.82 | 0 | 637.35 | 0 | 10411.85 | 0 | 7015.58 | 0 | 166.1 | 0 | 71.12 | 0 | 1017.28 | 0 | 782.81 | 450.96
5109 | 17.4 | 1411.34 | 660 | 131.35 | 2202.69 | 740.21 | 444.13 | 11547.34 | 3387.03 | 14490.24 | 190.84 | 712.07 | 118.27 | 2398.5 | 11070 | 11070 | 61.5 | 24569.25 | 295.33 | 24.36 | -49.02 | 19.1 | 23.9 | 0 | 0 | 0.5 | 0.5 | 1 | 0.5 | 0 | 204.99 | 0 | 116.88 | 0 | 273.32 | 0 | 116.88 | 0 | 30.46 | 0 | 13.04 | 0 | 26.7 | 0 | 13.04 | 35.03
5110 | 15.3 | 1411.34 | 660 | 131.35 | 2202.69 | 740.21 | 444.13 | 11547.34 | 3387.03 | 14490.24 | 190.84 | 0 | 0 | 2398.5 | 11070 | 11070 | 61.5 | 24569.25 | 293.18 | 22.2 | -51.15 | 16.97 | 22.2 | 0 | 0 | 0.5 | 0.5 | 1 | 0.5 | 0 | 0 | 0 | 0 | 0 | 0 | 0 | 0 | 0 | 0 | 0 | 0 | 0 | 0 | 0 | 0 | 0
5111 | 14.8 | 1411.34 | 660 | 131.35 | 2202.69 | 740.21 | 444.13 | 11547.34 | 3387.03 | 14490.24 | 190.84 | 0 | 0 | 2398.5 | 11070 | 11070 | 61.5 | 24569.25 | 292.67 | 21.69 | -51.64 | 16.48 | 21.69 | 0 | 0 | 0.5 | 0.5 | 1 | 0.5 | 0 | 0 | 0 | 0 | 0 | 0 | 0 | 0 | 0 | 0 | 0 | 0 | 0 | 0 | 0 | 0 | 0
5112 | 14.3 | 1411.34 | 660 | 131.35 | 2202.69 | 740.21 | 444.13 | 11547.34 | 3387.03 | 14490.24 | 190.84 | 0 | 0 | 2398.5 | 11070 | 11070 | 61.5 | 24569.25 | 292.2 | 21.22 | -52.13 | 15.98 | 21.22 | 0 | 0 | 0.5 | 0.5 | 1 | 0.5 | 0 | 0 | 0 | 0 | 0 | 0 | 0 | 0 | 0 | 0 | 0 | 0 | 0 | 0 | 0 | 0 | 0
5113 | 14.2 | 1411.34 | 660 | 131.35 | 2202.69 | 740.21 | 444.13 | 11547.34 | 3387.03 | 14490.24 | 190.84 | 0 | 0 | 2398.5 | 2214 | 2214 | 61.5 | 6857.25 | 287.29 | 16.31 | -53.44 | 14.68 | 20 | 13.6 | 0 | 0.5 | 0.1 | 0.5 | 0.5 | 0 | 0 | 0 | 0 | 0 | 0 | 0 | 0 | 0 | 0 | 0 | 0 | 0 | 0 | 0 | 0 | 0
5114 | 12.8 | 1411.34 | 660 | 131.35 | 2202.69 | 740.21 | 444.13 | 11547.34 | 3387.03 | 14490.24 | 190.84 | 0 | 0 | 2398.5 | 2214 | 2214 | 61.5 | 6857.25 | 285.97 | 14.99 | -54.82 | 13.3 | 20 | 18.48 | 0 | 0.5 | 0.1 | 0.5 | 0.5 | 0 | 0 | 0 | 0 | 0 | 0 | 0 | 0 | 0 | 0 | 0 | 0 | 0 | 0 | 0 | 0 | 0
5115 | 12.3 | 1411.34 | 660 | 131.35 | 2202.69 | 740.21 | 444.13 | 11547.34 | 3387.03 | 14490.24 | 190.84 | 0 | 0 | 2398.5 | 2214 | 2214 | 61.5 | 6857.25 | 285.51 | 14.53 | -55.31 | 12.8 | 20 | 20.18 | 0 | 0.5 | 0.1 | 0.5 | 0.5 | 0 | 0 | 0 | 0 | 0 | 0 | 0 | 0 | 0 | 0 | 0 | 0 | 0 | 0 | 0 | 0 | 0
5116 | 12.8 | 1411.34 | 660 | 131.35 | 2202.69 | 740.21 | 444.13 | 11547.34 | 3387.03 | 14490.24 | 190.84 | 0 | 0 | 2398.5 | 2214 | 2214 | 61.5 | 6857.25 | 285.97 | 14.99 | -54.82 | 13.3 | 20 | 18.48 | 0 | 0.5 | 0.1 | 0.5 | 0.5 | 0 | 0 | 0 | 0 | 0 | 0 | 0 | 0 | 0 | 0 | 0 | 0 | 0 | 0 | 0 | 0 | 0
5117 | 12.3 | 1411.34 | 660 | 131.35 | 2202.69 | 740.21 | 444.13 | 11547.34 | 3387.03 | 14490.24 | 190.84 | 0 | 0 | 2398.5 | 2214 | 2214 | 61.5 | 6857.25 | 285.51 | 14.53 | -55.31 | 12.8 | 20 | 20.18 | 0 | 0.5 | 0.1 | 0.5 | 0.5 | 0 | 0 | 0 | 0 | 0 | 0 | 0 | 0 | 0 | 0 | 0 | 0 | 0 | 0 | 0 | 0 | 0
5118 | 12.8 | 1411.34 | 660 | 131.35 | 2202.69 | 740.21 | 444.13 | 11547.34 | 3387.03 | 14490.24 | 190.84 | 4342.85 | 351.24 | 2398.5 | 2214 | 2214 | 61.5 | 6857.25 | 287.24 | 16.26 | -54.5 | 13.62 | 20 | 13.79 | 0 | 0.5 | 0.1 | 0.5 | 0.5 | 0 | 1866.9 | 0 | 667.67 | 0 | 1266.63 | 0 | 541.65 | 0 | 138.7 | 0 | 37.25 | 0 | 61.88 | 0 | 30.22 | 83.19
5119 | 14.3 | 1411.34 | 660 | 131.35 | 2202.69 | 740.21 | 444.13 | 11547.34 | 3387.03 | 14490.24 | 190.84 | 37795.08 | 2900.22 | 2398.5 | 2214 | 2214 | 61.5 | 6857.25 | 298.37 | 27.4 | -50.57 | 17.55 | 23.9 | 0 | 0 | 0.5 | 0.1 | 0.5 | 0.5 | 0 | 22606.25 | 0 | 7313.36 | 0 | 5516.46 | 0 | 2359.01 | 0 | 1679.54 | 0 | 408.02 | 0 | 269.49 | 0 | 131.61 | 411.55
5120 | 15.7 | 1411.34 | 660 | 131.35 | 2202.69 | 740.21 | 177.65 | 11280.86 | 3120.55 | 14223.76 | 190.84 | 29613.11 | 4697.36 | 959.4 | 4428 | 4428 | 24.6 | 9827.7 | 318.84 | 28.79 | -50.62 | 18.75 | 23.9 | 0 | 0 | 0.2 | 0.2 | 1 | 0.2 | 0 | 14773.51 | 0 | 6868.67 | 0 | 5583.32 | 0 | 2387.61 | 0 | 2195.21 | 0 | 766.42 | 0 | 545.51 | 0 | 266.41 | 923.8
5121 | 17.8 | 1411.34 | 660 | 131.35 | 2202.69 | 740.21 | 177.65 | 11280.86 | 3120.55 | 14223.76 | 190.84 | 33800.05 | 5484.94 | 959.4 | 4428 | 4428 | 24.6 | 9827.7 | 322.18 | 32.13 | -48.2 | 21.17 | 23.9 | 0 | 0 | 0.2 | 0.2 | 1 | 0.2 | 0 | 14082.23 | 0 | 8603.78 | 0 | 7784.96 | 0 | 3329.09 | 0 | 2092.49 | 0 | 960.03 | 0 | 760.62 | 0 | 371.47 | 1300.33
5122 | 18.6 | 1411.34 | 660 | 131.35 | 2202.69 | 740.21 | 177.65 | 11280.86 | 3120.55 | 14223.76 | 190.84 | 34250.42 | 5649.86 | 959.4 | 4428 | 4428 | 24.6 | 9827.7 | 323.08 | 33.03 | -47.37 | 22 | 23.9 | 0 | 0 | 0.2 | 0.2 | 1 | 0.2 | 0 | 11865.16 | 0 | 8988.33 | 0 | 9384.03 | 0 | 4012.91 | 0 | 1763.06 | 0 | 1002.94 | 0 | 916.85 | 0 | 447.77 | 1519.24
5123 | 20.4 | 1411.34 | 660 | 131.35 | 2202.69 | 740.21 | 177.65 | 11280.86 | 3120.55 | 14223.76 | 190.84 | 40423.69 | 6876.29 | 959.4 | 4428 | 4428 | 24.6 | 9827.7 | 326.86 | 36.81 | -45.08 | 24.29 | 24 | 0 | -4.2 | 0.2 | 0.2 | 1 | 0.2 | 0 | 11857.25 | 0 | 12853.31 | 0 | 11006.43 | 0 | 4706.7 | 0 | 1761.88 | 0 | 1434.2 | 0 | 1075.37 | 0 | 525.18 | 2079.66
5124 | 22.9 | 1411.34 | 660 | 131.35 | 2202.69 | 740.21 | 177.65 | 11280.86 | 3120.55 | 14223.76 | 190.84 | 40012.68 | 6944.09 | 959.4 | 4428 | 4428 | 24.6 | 9827.7 | 329.03 | 38.98 | -42.64 | 26.73 | 24 | 0 | -39.42 | 0.2 | 0.2 | 1 | 0.2 | 0 | 8843.73 | 0 | 13048.22 | 0 | 13078.26 | 0 | 5042.48 | 0 | 1314.1 | 0 | 1455.95 | 0 | 1277.8 | 0 | 562.65 | 2333.59
5125 | 25.2 | 1411.34 | 660 | 131.35 | 2202.69 | 740.21 | 177.65 | 11280.86 | 3120.55 | 14223.76 | 190.84 | 51157.81 | 8625.75 | 959.4 | 4428 | 4428 | 24.6 | 9827.7 | 334.83 | 44.78 | -39.48 | 29.89 | 24 | 0 | -71.64 | 0.2 | 0.2 | 1 | 0.2 | 0 | 8012.19 | 0 | 15430.4 | 0 | 23146.86 | 0 | 4568.35 | 0 | 1190.54 | 0 | 1721.76 | 0 | 2261.54 | 0 | 509.75 | 2942.17
5126 | 25.9 | 1411.34 | 660 | 131.35 | 2202.69 | 740.21 | 177.65 | 11280.86 | 3120.55 | 14223.76 | 190.84 | 61497.54 | 10051.64 | 959.4 | 4428 | 4428 | 24.6 | 9827.7 | 338.87 | 48.82 | -37.97 | 31.4 | 24 | 0 | -85.59 | 0.2 | 0.2 | 1 | 0.2 | 0 | 7049.37 | 0 | 13496.64 | 0 | 36932.15 | 0 | 4019.38 | 0 | 1047.47 | 0 | 1505.98 | 0 | 3608.41 | 0 | 448.49 | 3441.28
5127 | 26.3 | 1411.34 | 660 | 131.35 | 2202.69 | 740.21 | 177.65 | 11280.86 | 3120.55 | 14223.76 | 190.84 | 27756.18 | 4491.26 | 959.4 | 4428 | 4428 | 24.6 | 9827.7 | 327.84 | 37.79 | -40.3 | 29.07 | 24 | 0 | -47.53 | 0.2 | 0.2 | 1 | 0.2 | 0 | 7328.87 | 0 | 4412.2 | 0 | 11836.37 | 0 | 4178.74 | 0 | 1089.01 | 0 | 492.32 | 0 | 1156.46 | 0 | 466.27 | 1287.2
5128 | 27.2 | 1411.34 | 660 | 131.35 | 2202.69 | 740.21 | 177.65 | 11280.86 | 3120.55 | 14223.76 | 190.84 | 57851.33 | 8575.25 | 959.4 | 4428 | 4428 | 24.6 | 9827.7 | 338.57 | 48.52 | -37.05 | 32.33 | 24 | 0 | -84.52 | 0.2 | 0.2 | 1 | 0.2 | 0 | 6517.01 | 0 | 3715.84 | 0 | 42542.92 | 0 | 5075.56 | 0 | 968.37 | 0 | 414.62 | 0 | 4156.6 | 0 | 566.34 | 2469.32
5129 | 26.3 | 1411.34 | 660 | 131.35 | 2202.69 | 740.21 | 177.65 | 11280.86 | 3120.55 | 14223.76 | 190.84 | 36614.78 | 5386.33 | 959.4 | 4428 | 4428 | 24.6 | 9827.7 | 330.67 | 40.62 | -39.63 | 29.75 | 24 | 0 | -57.29 | 0.2 | 0.2 | 1 | 0.2 | 0 | 6254.46 | 0 | 3566.14 | 0 | 21063.63 | 0 | 5730.55 | 0 | 929.36 | 0 | 397.92 | 0 | 2058 | 0 | 639.43 | 1361.63
5130 | 26.8 | 1411.34 | 660 | 131.35 | 2202.69 | 740.21 | 444.13 | 11547.34 | 3387.03 | 14490.24 | 190.84 | 31556.63 | 4474.01 | 2398.5 | 11070 | 11070 | 61.5 | 24569.25 | 313.5 | 42.53 | -37.34 | 30.77 | 24 | 0 | -68.37 | 0.5 | 0.5 | 1 | 0.5 | 0 | 4843.05 | 0 | 2761.39 | 0 | 17761.71 | 0 | 6190.49 | 0 | 719.63 | 0 | 308.12 | 0 | 1735.39 | 0 | 690.75 | 1020.13
5131 | 25.2 | 1411.34 | 660 | 131.35 | 2202.69 | 740.21 | 444.13 | 11547.34 | 3387.03 | 14490.24 | 190.84 | 16895.96 | 2423.78 | 2398.5 | 11070 | 11070 | 61.5 | 24569.25 | 307.51 | 36.53 | -40.06 | 28.06 | 24 | 0 | -46.24 | 0.5 | 0.5 | 1 | 0.5 | 0 | 2941.12 | 0 | 1676.95 | 0 | 8476.29 | 0 | 3801.6 | 0 | 437.02 | 0 | 187.12 | 0 | 828.17 | 0 | 424.19 | 547.28
5132 | 24.3 | 1411.34 | 660 | 131.35 | 2202.69 | 740.21 | 444.13 | 11547.34 | 3387.03 | 14490.24 | 190.84 | 21896 | 2625.9 | 2398.5 | 11070 | 11070 | 61.5 | 24569.25 | 308.09 | 37.11 | -40.59 | 27.52 | 24 | 0 | -48.39 | 0.5 | 0.5 | 1 | 0.5 | 0 | 1435.05 | 0 | 818.23 | 0 | 11799.36 | 0 | 7843.37 | 0 | 213.24 | 0 | 91.3 | 0 | 1152.84 | 0 | 875.18 | 293.34
5133 | 22.6 | 1411.34 | 660 | 131.35 | 2202.69 | 740.21 | 444.13 | 11547.34 | 3387.03 | 14490.24 | 190.84 | 261.6 | 43.72 | 2398.5 | 11070 | 11070 | 61.5 | 24569.25 | 299.97 | 28.99 | -43.92 | 24.2 | 24 | 0 | -2.87 | 0.5 | 0.5 | 1 | 0.5 | 0 | 75.31 | 0 | 42.94 | 0 | 100.41 | 0 | 42.94 | 0 | 11.19 | 0 | 4.79 | 0 | 9.81 | 0 | 4.79 | 13.13
5134 | 20.3 | 1411.34 | 660 | 131.35 | 2202.69 | 740.21 | 444.13 | 11547.34 | 3387.03 | 14490.24 | 190.84 | 0 | 0 | 2398.5 | 11070 | 11070 | 61.5 | 24569.25 | 297.77 | 26.8 | -46.21 | 21.9 | 23.9 | 0 | 0 | 0.5 | 0.5 | 1 | 0.5 | 0 | 0 | 0 | 0 | 0 | 0 | 0 | 0 | 0 | 0 | 0 | 0 | 0 | 0 | 0 | 0 | 0
5135 | 20 | 1411.34 | 660 | 131.35 | 2202.69 | 740.21 | 444.13 | 11547.34 | 3387.03 | 14490.24 | 190.84 | 0 | 0 | 2398.5 | 11070 | 11070 | 61.5 | 24569.25 | 297.49 | 26.52 | -46.51 | 21.61 | 23.9 | 0 | 0 | 0.5 | 0.5 | 1 | 0.5 | 0 | 0 | 0 | 0 | 0 | 0 | 0 | 0 | 0 | 0 | 0 | 0 | 0 | 0 | 0 | 0 | 0
5136 | 19.2 | 1411.34 | 660 | 131.35 | 2202.69 | 740.21 | 444.13 | 11547.34 | 3387.03 | 14490.24 | 190.84 | 0 | 0 | 2398.5 | 11070 | 11070 | 61.5 | 24569.25 | 296.76 | 25.78 | -47.3 | 20.82 | 23.9 | 0 | 0 | 0.5 | 0.5 | 1 | 0.5 | 0 | 0 | 0 | 0 | 0 | 0 | 0 | 0 | 0 | 0 | 0 | 0 | 0 | 0 | 0 | 0 | 0
5137 | 19.5 | 1411.34 | 660 | 131.35 | 2202.69 | 740.21 | 444.13 | 11547.34 | 3387.03 | 14490.24 | 190.84 | 0 | 0 | 2398.5 | 2214 | 2214 | 61.5 | 6857.25 | 292.24 | 21.26 | -48.21 | 19.91 | 21.26 | 0 | 0 | 0.5 | 0.1 | 0.5 | 0.5 | 0 | 0 | 0 | 0 | 0 | 0 | 0 | 0 | 0 | 0 | 0 | 0 | 0 | 0 | 0 | 0 | 0
5138 | 18.8 | 1411.34 | 660 | 131.35 | 2202.69 | 740.21 | 444.13 | 11547.34 | 3387.03 | 14490.24 | 190.84 | 0 | 0 | 2398.5 | 2214 | 2214 | 61.5 | 6857.25 | 291.51 | 20.54 | -48.9 | 19.22 | 20.54 | 0 | 0 | 0.5 | 0.1 | 0.5 | 0.5 | 0 | 0 | 0 | 0 | 0 | 0 | 0 | 0 | 0 | 0 | 0 | 0 | 0 | 0 | 0 | 0 | 0
5139 | 18.2 | 1411.34 | 660 | 131.35 | 2202.69 | 740.21 | 444.13 | 11547.34 | 3387.03 | 14490.24 | 190.84 | 0 | 0 | 2398.5 | 2214 | 2214 | 61.5 | 6857.25 | 290.94 | 19.96 | -49.49 | 18.63 | 20 | 0.13 | 0 | 0.5 | 0.1 | 0.5 | 0.5 | 0 | 0 | 0 | 0 | 0 | 0 | 0 | 0 | 0 | 0 | 0 | 0 | 0 | 0 | 0 | 0 | 0
5140 | 18.7 | 1411.34 | 660 | 131.35 | 2202.69 | 740.21 | 444.13 | 11547.34 | 3387.03 | 14490.24 | 190.84 | 0 | 0 | 2398.5 | 2214 | 2214 | 61.5 | 6857.25 | 291.38 | 20.41 | -49 | 19.12 | 20.41 | 0 | 0 | 0.5 | 0.1 | 0.5 | 0.5 | 0 | 0 | 0 | 0 | 0 | 0 | 0 | 0 | 0 | 0 | 0 | 0 | 0 | 0 | 0 | 0 | 0
5141 | 18.7 | 1411.34 | 660 | 131.35 | 2202.69 | 740.21 | 444.13 | 11547.34 | 3387.03 | 14490.24 | 190.84 | 0 | 0 | 2398.5 | 2214 | 2214 | 61.5 | 6857.25 | 291.4 | 20.42 | -49 | 19.12 | 20.42 | 0 | 0 | 0.5 | 0.1 | 0.5 | 0.5 | 0 | 0 | 0 | 0 | 0 | 0 | 0 | 0 | 0 | 0 | 0 | 0 | 0 | 0 | 0 | 0 | 0
5142 | 19.2 | 1411.34 | 660 | 131.35 | 2202.69 | 740.21 | 444.13 | 11547.34 | 3387.03 | 14490.24 | 190.84 | 561.67 | 46.15 | 2398.5 | 2214 | 2214 | 61.5 | 6857.25 | 292.02 | 21.04 | -48.46 | 19.65 | 21.04 | 0 | 0 | 0.5 | 0.1 | 0.5 | 0.5 | 0 | 169.78 | 0 | 91.62 | 0 | 210.33 | 0 | 89.95 | 0 | 12.61 | 0 | 5.11 | 0 | 10.28 | 0 | 5.02 | 13.13
5143 | 18.5 | 1411.34 | 660 | 131.35 | 2202.69 | 740.21 | 444.13 | 11547.34 | 3387.03 | 14490.24 | 190.84 | 1413.73 | 117.79 | 2398.5 | 2214 | 2214 | 61.5 | 6857.25 | 291.65 | 20.67 | -49.09 | 19.03 | 20.67 | 0 | 0 | 0.5 | 0.1 | 0.5 | 0.5 | 0 | 412.32 | 0 | 232.57 | 0 | 538.54 | 0 | 230.3 | 0 | 30.63 | 0 | 12.98 | 0 | 26.31 | 0 | 12.85 | 35.03
5144 | 18.3 | 1411.34 | 660 | 131.35 | 2202.69 | 740.21 | 177.65 | 11280.86 | 3120.55 | 14223.76 | 190.84 | 7669.7 | 633.25 | 959.4 | 4428 | 4428 | 24.6 | 9827.7 | 313.52 | 23.47 | -49.86 | 19.51 | 23.47 | 0 | 0 | 0.2 | 0.2 | 1 | 0.2 | 0 | 2249.62 | 0 | 1272.49 | 0 | 2905.22 | 0 | 1242.36 | 0 | 167.14 | 0 | 70.99 | 0 | 141.93 | 0 | 69.31 | 183.89
5145 | 18.3 | 1411.34 | 660 | 131.35 | 2202.69 | 740.21 | 177.65 | 11280.86 | 3120.55 | 14223.76 | 190.84 | 9057.69 | 748.95 | 959.4 | 4428 | 4428 | 24.6 | 9827.7 | 314.07 | 24.02 | -49.76 | 19.62 | 23.9 | 0 | 0 | 0.2 | 0.2 | 1 | 0.2 | 0 | 2629.12 | 0 | 1502.1 | 0 | 3450.8 | 0 | 1475.67 | 0 | 195.33 | 0 | 83.8 | 0 | 168.58 | 0 | 82.33 | 218.91
5146 | 17.5 | 1411.34 | 660 | 131.35 | 2202.69 | 740.21 | 177.65 | 11280.86 | 3120.55 | 14223.76 | 190.84 | 7416.7 | 1222.33 | 959.4 | 4428 | 4428 | 24.6 | 9827.7 | 313.02 | 22.97 | -50.63 | 18.75 | 22.97 | 0 | 0 | 0.2 | 0.2 | 1 | 0.2 | 0 | 2144.72 | 0 | 1233.79 | 0 | 2828.6 | 0 | 1209.6 | 0 | 318.69 | 0 | 137.67 | 0 | 276.36 | 0 | 134.97 | 354.64
5147 | 17.7 | 1411.34 | 660 | 131.35 | 2202.69 | 740.21 | 177.65 | 11280.86 | 3120.55 | 14223.76 | 190.84 | 16866.97 | 1388.95 | 959.4 | 4428 | 4428 | 24.6 | 9827.7 | 315.95 | 25.9 | -49.76 | 19.61 | 23.9 | 0 | 0 | 0.2 | 0.2 | 1 | 0.2 | 0 | 4856.67 | 0 | 2804.09 | 0 | 6448.59 | 0 | 2757.62 | 0 | 360.83 | 0 | 156.44 | 0 | 315.03 | 0 | 153.85 | 402.8
5148 | 19.3 | 1411.34 | 660 | 131.35 | 2202.69 | 740.21 | 177.65 | 11280.86 | 3120.55 | 14223.76 | 190.84 | 29833.89 | 4969.34 | 959.4 | 4428 | 4428 | 24.6 | 9827.7 | 322.24 | 32.19 | -47.03 | 22.34 | 23.9 | 0 | 0 | 0.2 | 0.2 | 1 | 0.2 | 0 | 7621.18 | 0 | 7221.24 | 0 | 10646.05 | 0 | 4345.41 | 0 | 1132.44 | 0 | 805.76 | 0 | 1040.16 | 0 | 484.87 | 1506.11
5149 | 20.9 | 1411.34 | 660 | 131.35 | 2202.69 | 740.21 | 177.65 | 11280.86 | 3120.55 | 14223.76 | 190.84 | 36156.98 | 5928.64 | 959.4 | 4428 | 4428 | 24.6 | 9827.7 | 325.8 | 35.75 | -44.95 | 24.42 | 24 | 0 | -6.1 | 0.2 | 0.2 | 1 | 0.2 | 0 | 8496.58 | 0 | 7929.29 | 0 | 14886.56 | 0 | 4844.54 | 0 | 1262.52 | 0 | 884.77 | 0 | 1454.47 | 0 | 540.56 | 1786.31
5150 | 21.8 | 1411.34 | 660 | 131.35 | 2202.69 | 740.21 | 177.65 | 11280.86 | 3120.55 | 14223.76 | 190.84 | 46475.87 | 7436.34 | 959.4 | 4428 | 4428 | 24.6 | 9827.7 | 330.05 | 40 | -43.24 | 26.13 | 24 | 0 | -30.73 | 0.2 | 0.2 | 1 | 0.2 | 0 | 8826.6 | 0 | 9083.25 | 0 | 23533.32 | 0 | 5032.71 | 0 | 1311.55 | 0 | 1013.53 | 0 | 2299.29 | 0 | 561.56 | 2250.41
5151 | 22.9 | 1411.34 | 660 | 131.35 | 2202.69 | 740.21 | 177.65 | 11280.86 | 3120.55 | 14223.76 | 190.84 | 61238.71 | 9465.3 | 959.4 | 4428 | 4428 | 24.6 | 9827.7 | 335.91 | 45.86 | -40.99 | 28.38 | 24 | 0 | -63.17 | 0.2 | 0.2 | 1 | 0.2 | 0 | 6905.68 | 0 | 7749.56 | 0 | 42646.02 | 0 | 3937.45 | 0 | 1026.12 | 0 | 864.71 | 0 | 4166.68 | 0 | 439.35 | 2968.43
5152 | 21.5 | 1411.34 | 660 | 131.35 | 2202.69 | 740.21 | 177.65 | 11280.86 | 3120.55 | 14223.76 | 190.84 | 35561.94 | 5528.29 | 959.4 | 4428 | 4428 | 24.6 | 9827.7 | 326.06 | 36.01 | -44.43 | 24.95 | 24 | 0 | -13.64 | 0.2 | 0.2 | 1 | 0.2 | 0 | 7343.04 | 0 | 4186.82 | 0 | 19468.86 | 0 | 4563.23 | 0 | 1091.11 | 0 | 467.17 | 0 | 1902.18 | 0 | 509.17 | 1558.65
5153 | 21.5 | 1411.34 | 660 | 131.35 | 2202.69 | 740.21 | 177.65 | 11280.86 | 3120.55 | 14223.76 | 190.84 | 38193.81 | 5594.34 | 959.4 | 4428 | 4428 | 24.6 | 9827.7 | 326.84 | 36.79 | -44.24 | 25.13 | 24 | 0 | -16.34 | 0.2 | 0.2 | 1 | 0.2 | 0 | 6298.81 | 0 | 3591.43 | 0 | 22359.3 | 0 | 5944.27 | 0 | 935.95 | 0 | 400.74 | 0 | 2184.59 | 0 | 663.27 | 1409.79
5154 | 21.6 | 1411.34 | 660 | 131.35 | 2202.69 | 740.21 | 444.13 | 11547.34 | 3387.03 | 14490.24 | 190.84 | 63144.84 | 8181.95 | 2398.5 | 11070 | 11070 | 61.5 | 24569.25 | 318.29 | 47.32 | -40.07 | 28.05 | 24 | 0 | -59.4 | 0.5 | 0.5 | 1 | 0.5 | 0 | 4122.13 | 0 | 2350.34 | 0 | 43015.21 | 0 | 13657.16 | 0 | 612.51 | 0 | 262.26 | 0 | 4202.75 | 0 | 1523.9 | 1580.54
5155 | 20.7 | 1411.34 | 660 | 131.35 | 2202.69 | 740.21 | 444.13 | 11547.34 | 3387.03 | 14490.24 | 190.84 | 47303.68 | 5871.17 | 2398.5 | 11070 | 11070 | 61.5 | 24569.25 | 312.55 | 41.57 | -42.19 | 25.92 | 24 | 0 | -28.21 | 0.5 | 0.5 | 1 | 0.5 | 0 | 2967.46 | 0 | 1691.97 | 0 | 29231.23 | 0 | 13413.02 | 0 | 440.94 | 0 | 188.79 | 0 | 2856 | 0 | 1496.65 | 888.78
5156 | 19.7 | 1411.34 | 660 | 131.35 | 2202.69 | 740.21 | 444.13 | 11547.34 | 3387.03 | 14490.24 | 190.84 | 21165.42 | 2534.7 | 2398.5 | 11070 | 11070 | 61.5 | 24569.25 | 303.64 | 32.67 | -45.19 | 22.93 | 23.9 | 0 | 0 | 0.5 | 0.5 | 1 | 0.5 | 0 | 1389.34 | 0 | 792.17 | 0 | 11428.24 | 0 | 7555.67 | 0 | 206.44 | 0 | 88.39 | 0 | 1116.58 | 0 | 843.08 | 280.21
5157 | 16.9 | 1411.34 | 660 | 131.35 | 2202.69 | 740.21 | 444.13 | 11547.34 | 3387.03 | 14490.24 | 190.84 | 530.82 | 88.33 | 2398.5 | 11070 | 11070 | 61.5 | 24569.25 | 294.82 | 23.84 | -49.52 | 18.59 | 23.84 | 0 | 0 | 0.5 | 0.5 | 1 | 0.5 | 0 | 152.81 | 0 | 87.13 | 0 | 203.75 | 0 | 87.13 | 0 | 22.71 | 0 | 9.72 | 0 | 19.91 | 0 | 9.72 | 26.27
5158 | 14.8 | 1411.34 | 660 | 131.35 | 2202.69 | 740.21 | 444.13 | 11547.34 | 3387.03 | 14490.24 | 190.84 | 0 | 0 | 2398.5 | 11070 | 11070 | 61.5 | 24569.25 | 292.72 | 21.74 | -51.64 | 16.48 | 21.74 | 0 | 0 | 0.5 | 0.5 | 1 | 0.5 | 0 | 0 | 0 | 0 | 0 | 0 | 0 | 0 | 0 | 0 | 0 | 0 | 0 | 0 | 0 | 0 | 0
5159 | 13.7 | 1411.34 | 660 | 131.35 | 2202.69 | 740.21 | 444.13 | 11547.34 | 3387.03 | 14490.24 | 190.84 | 0 | 0 | 2398.5 | 11070 | 11070 | 61.5 | 24569.25 | 291.65 | 20.67 | -52.72 | 15.39 | 20.67 | 0 | 0 | 0.5 | 0.5 | 1 | 0.5 | 0 | 0 | 0 | 0 | 0 | 0 | 0 | 0 | 0 | 0 | 0 | 0 | 0 | 0 | 0 | 0 | 0
5160 | 15.2 | 1411.34 | 660 | 131.35 | 2202.69 | 740.21 | 444.13 | 11547.34 | 3387.03 | 14490.24 | 190.84 | 0 | 0 | 2398.5 | 11070 | 11070 | 61.5 | 24569.25 | 292.99 | 22.01 | -51.24 | 16.87 | 22.01 | 0 | 0 | 0.5 | 0.5 | 1 | 0.5 | 0 | 0 | 0 | 0 | 0 | 0 | 0 | 0 | 0 | 0 | 0 | 0 | 0 | 0 | 0 | 0 | 0
5161 | 16 | 1411.34 | 660 | 131.35 | 2202.69 | 740.21 | 444.13 | 11547.34 | 3387.03 | 14490.24 | 190.84 | 0 | 0 | 2398.5 | 2214 | 2214 | 61.5 | 6857.25 | 288.97 | 17.99 | -51.66 | 16.45 | 20 | 7.42 | 0 | 0.5 | 0.1 | 0.5 | 0.5 | 0 | 0 | 0 | 0 | 0 | 0 | 0 | 0 | 0 | 0 | 0 | 0 | 0 | 0 | 0 | 0 | 0
5162 | 16.4 | 1411.34 | 660 | 131.35 | 2202.69 | 740.21 | 444.13 | 11547.34 | 3387.03 | 14490.24 | 190.84 | 0 | 0 | 2398.5 | 2214 | 2214 | 61.5 | 6857.25 | 289.27 | 18.3 | -51.27 | 16.85 | 20 | 6.29 | 0 | 0.5 | 0.1 | 0.5 | 0.5 | 0 | 0 | 0 | 0 | 0 | 0 | 0 | 0 | 0 | 0 | 0 | 0 | 0 | 0 | 0 | 0 | 0
5163 | 17.1 | 1411.34 | 660 | 131.35 | 2202.69 | 740.21 | 444.13 | 11547.34 | 3387.03 | 14490.24 | 190.84 | 0 | 0 | 2398.5 | 2214 | 2214 | 61.5 | 6857.25 | 289.91 | 18.94 | -50.58 | 17.54 | 20 | 3.92 | 0 | 0.5 | 0.1 | 0.5 | 0.5 | 0 | 0 | 0 | 0 | 0 | 0 | 0 | 0 | 0 | 0 | 0 | 0 | 0 | 0 | 0 | 0 | 0
5164 | 16.5 | 1411.34 | 660 | 131.35 | 2202.69 | 740.21 | 444.13 | 11547.34 | 3387.03 | 14490.24 | 190.84 | 0 | 0 | 2398.5 | 2214 | 2214 | 61.5 | 6857.25 | 289.36 | 18.39 | -51.17 | 16.95 | 20 | 5.95 | 0 | 0.5 | 0.1 | 0.5 | 0.5 | 0 | 0 | 0 | 0 | 0 | 0 | 0 | 0 | 0 | 0 | 0 | 0 | 0 | 0 | 0 | 0 | 0
5165 | 16.2 | 1411.34 | 660 | 131.35 | 2202.69 | 740.21 | 444.13 | 11547.34 | 3387.03 | 14490.24 | 190.84 | 0 | 0 | 2398.5 | 2214 | 2214 | 61.5 | 6857.25 | 289.09 | 18.11 | -51.46 | 16.65 | 20 | 6.97 | 0 | 0.5 | 0.1 | 0.5 | 0.5 | 0 | 0 | 0 | 0 | 0 | 0 | 0 | 0 | 0 | 0 | 0 | 0 | 0 | 0 | 0 | 0 | 0
5166 | 15.9 | 1411.34 | 660 | 131.35 | 2202.69 | 740.21 | 444.13 | 11547.34 | 3387.03 | 14490.24 | 190.84 | 0 | 0 | 2398.5 | 2214 | 2214 | 61.5 | 6857.25 | 288.81 | 17.84 | -51.76 | 16.36 | 20 | 7.98 | 0 | 0.5 | 0.1 | 0.5 | 0.5 | 0 | 0 | 0 | 0 | 0 | 0 | 0 | 0 | 0 | 0 | 0 | 0 | 0 | 0 | 0 | 0 | 0
5167 | 15.7 | 1411.34 | 660 | 131.35 | 2202.69 | 740.21 | 444.13 | 11547.34 | 3387.03 | 14490.24 | 190.84 | 3470.08 | 286.77 | 2398.5 | 2214 | 2214 | 61.5 | 6857.25 | 289.65 | 18.67 | -51.7 | 16.41 | 20 | 4.9 | 0 | 0.5 | 0.1 | 0.5 | 0.5 | 0 | 1029.95 | 0 | 572.69 | 0 | 1308.06 | 0 | 559.37 | 0 | 76.52 | 0 | 31.95 | 0 | 63.9 | 0 | 31.21 | 83.19
5168 | 16.3 | 1411.34 | 660 | 131.35 | 2202.69 | 740.21 | 444.13 | 11547.34 | 3387.03 | 14490.24 | 190.84 | 17488.37 | 1420.98 | 2398.5 | 11070 | 11070 | 61.5 | 24569.25 | 299.1 | 28.13 | -48.87 | 19.24 | 23.9 | 0 | 0 | 0.5 | 0.5 | 1 | 0.5 | 0 | 5922.54 | 0 | 3163.97 | 0 | 5885.18 | 0 | 2516.69 | 0 | 440.02 | 0 | 176.52 | 0 | 287.5 | 0 | 140.41 | 376.53
5169 | 16.7 | 1411.34 | 660 | 131.35 | 2202.69 | 740.21 | 444.13 | 11547.34 | 3387.03 | 14490.24 | 190.84 | 10177.86 | 1665.79 | 2398.5 | 11070 | 11070 | 61.5 | 24569.25 | 297.67 | 26.7 | -48.96 | 19.16 | 23.9 | 0 | 0 | 0.5 | 0.5 | 1 | 0.5 | 0 | 2986.95 | 0 | 1711.61 | 0 | 3838.03 | 0 | 1641.26 | 0 | 443.83 | 0 | 190.99 | 0 | 374.99 | 0 | 183.14 | 472.85
5170 | 17.5 | 1411.34 | 660 | 131.35 | 2202.69 | 740.21 | 444.13 | 11547.34 | 3387.03 | 14490.24 | 190.84 | 19666.99 | 3223.56 | 2398.5 | 11070 | 11070 | 61.5 | 24569.25 | 301.4 | 30.43 | -47.41 | 20.7 | 23.9 | 0 | 0 | 0.5 | 0.5 | 1 | 0.5 | 0 | 6013.73 | 0 | 3839.58 | 0 | 6874.09 | 0 | 2939.58 | 0 | 893.59 | 0 | 428.43 | 0 | 671.62 | 0 | 328 | 901.91
5171 | 18.2 | 1411.34 | 660 | 131.35 | 2202.69 | 740.21 | 444.13 | 11547.34 | 3387.03 | 14490.24 | 190.84 | 29237.16 | 4841.05 | 2398.5 | 11070 | 11070 | 61.5 | 24569.25 | 305.08 | 34.1 | -45.96 | 22.15 | 23.9 | 0 | 0 | 0.5 | 0.5 | 1 | 0.5 | 0 | 8471.52 | 0 | 7241.22 | 0 | 9473.33 | 0 | 4051.09 | 0 | 1258.79 | 0 | 807.99 | 0 | 925.58 | 0 | 452.03 | 1396.65
5172 | 20 | 1411.34 | 660 | 131.35 | 2202.69 | 740.21 | 444.13 | 11547.34 | 3387.03 | 14490.24 | 190.84 | 31022.28 | 5179.54 | 2398.5 | 11070 | 11070 | 61.5 | 24569.25 | 307.3 | 36.33 | -44.04 | 24.07 | 24 | 0 | -1.09 | 0.5 | 0.5 | 1 | 0.5 | 0 | 7850.8 | 0 | 7664.91 | 0 | 11030.24 | 0 | 4476.33 | 0 | 1166.56 | 0 | 855.27 | 0 | 1077.7 | 0 | 499.48 | 1580.54
5173 | 19.9 | 1411.34 | 660 | 131.35 | 2202.69 | 740.21 | 444.13 | 11547.34 | 3387.03 | 14490.24 | 190.84 | 45495.3 | 7510.99 | 2398.5 | 11070 | 11070 | 61.5 | 24569.25 | 311.77 | 40.79 | -42.99 | 25.12 | 24 | 0 | -16.45 | 0.5 | 0.5 | 1 | 0.5 | 0 | 8530.32 | 0 | 12209.94 | 0 | 19891.27 | 0 | 4863.78 | 0 | 1267.53 | 0 | 1362.41 | 0 | 1943.45 | 0 | 542.71 | 2394.89
5174 | 21.2 | 1411.34 | 660 | 131.35 | 2202.69 | 740.21 | 444.13 | 11547.34 | 3387.03 | 14490.24 | 190.84 | 58383.76 | 9405.04 | 2398.5 | 11070 | 11070 | 61.5 | 24569.25 | 316.97 | 45.99 | -40.7 | 27.41 | 24 | 0 | -50.07 | 0.5 | 0.5 | 1 | 0.5 | 0 | 7397.24 | 0 | 12590.51 | 0 | 34178.28 | 0 | 4217.73 | 0 | 1099.16 | 0 | 1404.88 | 0 | 3339.35 | 0 | 470.62 | 3091.03
5175 | 21 | 1411.34 | 660 | 131.35 | 2202.69 | 740.21 | 444.13 | 11547.34 | 3387.03 | 14490.24 | 190.84 | 62417.48 | 9624.41 | 2398.5 | 11070 | 11070 | 61.5 | 24569.25 | 317.94 | 46.96 | -40.61 | 27.5 | 24 | 0 | -51.42 | 0.5 | 0.5 | 1 | 0.5 | 0 | 6804.04 | 0 | 7876.7 | 0 | 43857.24 | 0 | 3879.5 | 0 | 1011.02 | 0 | 878.9 | 0 | 4285.02 | 0 | 432.88 | 3016.6
5176 | 20.7 | 1411.34 | 660 | 131.35 | 2202.69 | 740.21 | 444.13 | 11547.34 | 3387.03 | 14490.24 | 190.84 | 44217.38 | 6705.21 | 2398.5 | 11070 | 11070 | 61.5 | 24569.25 | 311.94 | 40.96 | -42.35 | 25.77 | 24 | 0 | -25.96 | 0.5 | 0.5 | 1 | 0.5 | 0 | 7525.07 | 0 | 4290.61 | 0 | 27455.52 | 0 | 4946.19 | 0 | 1118.16 | 0 | 478.76 | 0 | 2682.51 | 0 | 551.91 | 1873.88
5177 | 20.6 | 1411.34 | 660 | 131.35 | 2202.69 | 740.21 | 444.13 | 11547.34 | 3387.03 | 14490.24 | 190.84 | 69351.56 | 9503.49 | 2398.5 | 11070 | 11070 | 61.5 | 24569.25 | 319.42 | 48.44 | -40.54 | 27.57 | 24 | 0 | -52.44 | 0.5 | 0.5 | 1 | 0.5 | 0 | 5089.62 | 0 | 2901.97 | 0 | 51064.95 | 0 | 10295.02 | 0 | 756.27 | 0 | 323.81 | 0 | 4989.24 | 0 | 1148.74 | 2285.43
5178 | 20.2 | 1411.34 | 660 | 131.35 | 2202.69 | 740.21 | 444.13 | 11547.34 | 3387.03 | 14490.24 | 190.84 | 58257.01 | 7601.24 | 2398.5 | 11070 | 11070 | 61.5 | 24569.25 | 315.53 | 44.55 | -41.82 | 26.29 | 24 | 0 | -33.65 | 0.5 | 0.5 | 1 | 0.5 | 0 | 4294.73 | 0 | 2448.75 | 0 | 39079.46 | 0 | 12434.07 | 0 | 638.16 | 0 | 273.24 | 0 | 3818.21 | 0 | 1387.42 | 1484.22
5179 | 19.5 | 1411.34 | 660 | 131.35 | 2202.69 | 740.21 | 444.13 | 11547.34 | 3387.03 | 14490.24 | 190.84 | 52626.3 | 6538.78 | 2398.5 | 11070 | 11070 | 61.5 | 24569.25 | 313.07 | 42.09 | -42.97 | 25.15 | 24 | 0 | -16.81 | 0.5 | 0.5 | 1 | 0.5 | 0 | 2587.58 | 0 | 1475.37 | 0 | 33317.85 | 0 | 15245.5 | 0 | 384.49 | 0 | 164.63 | 0 | 3255.28 | 0 | 1701.13 | 1033.26
5180 | 17.9 | 1411.34 | 660 | 131.35 | 2202.69 | 740.21 | 444.13 | 11547.34 | 3387.03 | 14490.24 | 190.84 | 20187.06 | 2505.51 | 2398.5 | 11070 | 11070 | 61.5 | 24569.25 | 301.72 | 30.74 | -47.03 | 21.08 | 23.9 | 0 | 0 | 0.5 | 0.5 | 1 | 0.5 | 0 | 1157.52 | 0 | 659.99 | 0 | 11041.59 | 0 | 7327.95 | 0 | 172 | 0 | 73.64 | 0 | 1078.8 | 0 | 817.67 | 363.39
5181 | 16.2 | 1411.34 | 660 | 131.35 | 2202.69 | 740.21 | 444.13 | 11547.34 | 3387.03 | 14490.24 | 190.84 | 531.54 | 88.41 | 2398.5 | 11070 | 11070 | 61.5 | 24569.25 | 294.17 | 23.2 | -50.21 | 17.9 | 23.2 | 0 | 0 | 0.5 | 0.5 | 1 | 0.5 | 0 | 153.02 | 0 | 87.25 | 0 | 204.03 | 0 | 87.25 | 0 | 22.74 | 0 | 9.74 | 0 | 19.93 | 0 | 9.74 | 26.27
5182 | 12.9 | 1411.34 | 660 | 131.35 | 2202.69 | 740.21 | 444.13 | 11547.34 | 3387.03 | 14490.24 | 190.84 | 0 | 0 | 2398.5 | 11070 | 11070 | 61.5 | 24569.25 | 290.96 | 19.98 | -53.51 | 14.6 | 20 | 0.07 | 0 | 0.5 | 0.5 | 1 | 0.5 | 0 | 0 | 0 | 0 | 0 | 0 | 0 | 0 | 0 | 0 | 0 | 0 | 0 | 0 | 0 | 0 | 0
5183 | 11.5 | 1411.34 | 660 | 131.35 | 2202.69 | 740.21 | 444.13 | 11547.34 | 3387.03 | 14490.24 | 190.84 | 0 | 0 | 2398.5 | 11070 | 11070 | 61.5 | 24569.25 | 289.57 | 18.6 | -54.9 | 13.22 | 20 | 5.17 | 0 | 0.5 | 0.5 | 1 | 0.5 | 0 | 0 | 0 | 0 | 0 | 0 | 0 | 0 | 0 | 0 | 0 | 0 | 0 | 0 | 0 | 0 | 0
5184 | 13.9 | 1411.34 | 660 | 131.35 | 2202.69 | 740.21 | 444.13 | 11547.34 | 3387.03 | 14490.24 | 190.84 | 0 | 0 | 2398.5 | 11070 | 11070 | 61.5 | 24569.25 | 291.78 | 20.8 | -52.53 | 15.59 | 20.8 | 0 | 0 | 0.5 | 0.5 | 1 | 0.5 | 0 | 0 | 0 | 0 | 0 | 0 | 0 | 0 | 0 | 0 | 0 | 0 | 0 | 0 | 0 | 0 | 0
5185 | 13.8 | 1411.34 | 660 | 131.35 | 2202.69 | 740.21 | 444.13 | 11547.34 | 3387.03 | 14490.24 | 190.84 | 0 | 0 | 2398.5 | 2214 | 2214 | 61.5 | 6857.25 | 286.91 | 15.93 | -53.83 | 14.28 | 20 | 15.01 | 0 | 0.5 | 0.1 | 0.5 | 0.5 | 0 | 0 | 0 | 0 | 0 | 0 | 0 | 0 | 0 | 0 | 0 | 0 | 0 | 0 | 0 | 0 | 0
5186 | 14.2 | 1411.34 | 660 | 131.35 | 2202.69 | 740.21 | 444.13 | 11547.34 | 3387.03 | 14490.24 | 190.84 | 0 | 0 | 2398.5 | 2214 | 2214 | 61.5 | 6857.25 | 287.25 | 16.28 | -53.44 | 14.68 | 20 | 13.74 | 0 | 0.5 | 0.1 | 0.5 | 0.5 | 0 | 0 | 0 | 0 | 0 | 0 | 0 | 0 | 0 | 0 | 0 | 0 | 0 | 0 | 0 | 0 | 0
5187 | 14.7 | 1411.34 | 660 | 131.35 | 2202.69 | 740.21 | 444.13 | 11547.34 | 3387.03 | 14490.24 | 190.84 | 0 | 0 | 2398.5 | 2214 | 2214 | 61.5 | 6857.25 | 287.71 | 16.74 | -52.94 | 15.17 | 20 | 12.05 | 0 | 0.5 | 0.1 | 0.5 | 0.5 | 0 | 0 | 0 | 0 | 0 | 0 | 0 | 0 | 0 | 0 | 0 | 0 | 0 | 0 | 0 | 0 | 0
5188 | 14.8 | 1411.34 | 660 | 131.35 | 2202.69 | 740.21 | 444.13 | 11547.34 | 3387.03 | 14490.24 | 190.84 | 0 | 0 | 2398.5 | 2214 | 2214 | 61.5 | 6857.25 | 287.8 | 16.83 | -52.85 | 15.27 | 20 | 11.71 | 0 | 0.5 | 0.1 | 0.5 | 0.5 | 0 | 0 | 0 | 0 | 0 | 0 | 0 | 0 | 0 | 0 | 0 | 0 | 0 | 0 | 0 | 0 | 0
5189 | 14.8 | 1411.34 | 660 | 131.35 | 2202.69 | 740.21 | 444.13 | 11547.34 | 3387.03 | 14490.24 | 190.84 | 0 | 0 | 2398.5 | 2214 | 2214 | 61.5 | 6857.25 | 287.8 | 16.83 | -52.85 | 15.27 | 20 | 11.71 | 0 | 0.5 | 0.1 | 0.5 | 0.5 | 0 | 0 | 0 | 0 | 0 | 0 | 0 | 0 | 0 | 0 | 0 | 0 | 0 | 0 | 0 | 0 | 0
5190 | 14.3 | 1411.34 | 660 | 131.35 | 2202.69 | 740.21 | 444.13 | 11547.34 | 3387.03 | 14490.24 | 190.84 | 0 | 0 | 2398.5 | 2214 | 2214 | 61.5 | 6857.25 | 287.34 | 16.37 | -53.34 | 14.78 | 20 | 13.4 | 0 | 0.5 | 0.1 | 0.5 | 0.5 | 0 | 0 | 0 | 0 | 0 | 0 | 0 | 0 | 0 | 0 | 0 | 0 | 0 | 0 | 0 | 0 | 0
5191 | 14.7 | 1411.34 | 660 | 131.35 | 2202.69 | 740.21 | 444.13 | 11547.34 | 3387.03 | 14490.24 | 190.84 | 3475.3 | 287.1 | 2398.5 | 2214 | 2214 | 61.5 | 6857.25 | 288.73 | 17.75 | -52.69 | 15.43 | 20 | 8.29 | 0 | 0.5 | 0.1 | 0.5 | 0.5 | 0 | 1032.4 | 0 | 573.74 | 0 | 1309.28 | 0 | 559.89 | 0 | 76.7 | 0 | 32.01 | 0 | 63.96 | 0 | 31.24 | 83.19
5192 | 14.5 | 1411.34 | 660 | 131.35 | 2202.69 | 740.21 | 444.13 | 11547.34 | 3387.03 | 14490.24 | 190.84 | 8062.41 | 665.1 | 2398.5 | 11070 | 11070 | 61.5 | 24569.25 | 294.69 | 23.72 | -51.34 | 16.77 | 23.72 | 0 | 0 | 0.5 | 0.5 | 1 | 0.5 | 0 | 2368.07 | 0 | 1339.15 | 0 | 3050.63 | 0 | 1304.55 | 0 | 175.94 | 0 | 74.71 | 0 | 149.03 | 0 | 72.78 | 192.64
5193 | 15.8 | 1411.34 | 660 | 131.35 | 2202.69 | 740.21 | 444.13 | 11547.34 | 3387.03 | 14490.24 | 190.84 | 29833.62 | 2431.91 | 2398.5 | 11070 | 11070 | 61.5 | 24569.25 | 302.38 | 31.4 | -48.45 | 19.66 | 23.9 | 0 | 0 | 0.5 | 0.5 | 1 | 0.5 | 0 | 9750.18 | 0 | 5744.15 | 0 | 10044.12 | 0 | 4295.18 | 0 | 724.4 | 0 | 320.47 | 0 | 490.67 | 0 | 239.63 | 656.73
5194 | 17.2 | 1411.34 | 660 | 131.35 | 2202.69 | 740.21 | 444.13 | 11547.34 | 3387.03 | 14490.24 | 190.84 | 34072.49 | 5614.4 | 2398.5 | 11070 | 11070 | 61.5 | 24569.25 | 305.68 | 34.7 | -46.57 | 21.55 | 23.9 | 0 | 0 | 0.5 | 0.5 | 1 | 0.5 | 0 | 11762.83 | 0 | 9047.65 | 0 | 9289.52 | 0 | 3972.49 | 0 | 1747.85 | 0 | 1009.56 | 0 | 907.62 | 0 | 443.26 | 1506.11
5195 | 19.1 | 1411.34 | 660 | 131.35 | 2202.69 | 740.21 | 444.13 | 11547.34 | 3387.03 | 14490.24 | 190.84 | 48959.21 | 8786.2 | 2398.5 | 11070 | 11070 | 61.5 | 24569.25 | 312.32 | 41.34 | -43.46 | 24.65 | 24 | 0 | -9.59 | 0.5 | 0.5 | 1 | 0.5 | 0 | 14308.54 | 0 | 21628.43 | 0 | 9121.56 | 0 | 3900.67 | 0 | 2126.12 | 0 | 2413.35 | 0 | 891.21 | 0 | 435.24 | 2920.27
5196 | 18.2 | 1411.34 | 660 | 131.35 | 2202.69 | 740.21 | 444.13 | 11547.34 | 3387.03 | 14490.24 | 190.84 | 31458.57 | 5255.1 | 2398.5 | 11070 | 11070 | 61.5 | 24569.25 | 305.79 | 34.82 | -45.78 | 22.33 | 23.9 | 0 | 0 | 0.5 | 0.5 | 1 | 0.5 | 0 | 7922.31 | 0 | 7842.36 | 0 | 11176.78 | 0 | 4517.11 | 0 | 1177.19 | 0 | 875.07 | 0 | 1092.01 | 0 | 504.03 | 1606.81
5197 | 19.3 | 1411.34 | 660 | 131.35 | 2202.69 | 740.21 | 444.13 | 11547.34 | 3387.03 | 14490.24 | 190.84 | 49335.95 | 8211.24 | 2398.5 | 11070 | 11070 | 61.5 | 24569.25 | 312.45 | 41.47 | -43.28 | 24.84 | 24 | 0 | -12.29 | 0.5 | 0.5 | 1 | 0.5 | 0 | 8400.21 | 0 | 14096.29 | 0 | 22049.85 | 0 | 4789.59 | 0 | 1248.2 | 0 | 1572.89 | 0 | 2154.35 | 0 | 534.43 | 2701.36
5198 | 19.2 | 1411.34 | 660 | 131.35 | 2202.69 | 740.21 | 444.13 | 11547.34 | 3387.03 | 14490.24 | 190.84 | 46940.01 | 7495.13 | 2398.5 | 11070 | 11070 | 61.5 | 24569.25 | 311.51 | 40.54 | -43.59 | 24.53 | 24 | 0 | -7.73 | 0.5 | 0.5 | 1 | 0.5 | 0 | 8801.8 | 0 | 9210.38 | 0 | 23909.26 | 0 | 5018.57 | 0 | 1307.87 | 0 | 1027.71 | 0 | 2336.02 | 0 | 559.98 | 2263.54
5199 | 17.6 | 1411.34 | 660 | 131.35 | 2202.69 | 740.21 | 444.13 | 11547.34 | 3387.03 | 14490.24 | 190.84 | 45294.95 | 7055.79 | 2398.5 | 11070 | 11070 | 61.5 | 24569.25 | 309.48 | 38.5 | -45.31 | 22.81 | 23.9 | 0 | 0 | 0.5 | 0.5 | 1 | 0.5 | 0 | 8291.6 | 0 | 6439.28 | 0 | 25836.4 | 0 | 4727.67 | 0 | 1232.06 | 0 | 718.51 | 0 | 2524.31 | 0 | 527.52 | 2053.39
5200 | 19 | 1411.34 | 660 | 131.35 | 2202.69 | 740.21 | 444.13 | 11547.34 | 3387.03 | 14490.24 | 190.84 | 40826.01 | 6206.12 | 2398.5 | 11070 | 11070 | 61.5 | 24569.25 | 309.32 | 38.34 | -44.29 | 23.83 | 23.9 | 0 | 0 | 0.5 | 0.5 | 1 | 0.5 | 0 | 7399.3 | 0 | 4218.9 | 0 | 24458.11 | 0 | 4749.69 | 0 | 1099.47 | 0 | 470.75 | 0 | 2389.65 | 0 | 529.98 | 1716.26
5201 | 18.5 | 1411.34 | 660 | 131.35 | 2202.69 | 740.21 | 444.13 | 11547.34 | 3387.03 | 14490.24 | 190.84 | 41256.29 | 5987.91 | 2398.5 | 11070 | 11070 | 61.5 | 24569.25 | 308.92 | 37.94 | -44.77 | 23.35 | 23.9 | 0 | 0 | 0.5 | 0.5 | 1 | 0.5 | 0 | 6320.25 | 0 | 3603.65 | 0 | 24989.25 | 0 | 6343.14 | 0 | 939.13 | 0 | 402.1 | 0 | 2441.54 | 0 | 707.78 | 1497.35
5202 | 19.2 | 1411.34 | 660 | 131.35 | 2202.69 | 740.21 | 444.13 | 11547.34 | 3387.03 | 14490.24 | 190.84 | 71055.22 | 9098.36 | 2398.5 | 11070 | 11070 | 61.5 | 24569.25 | 318.48 | 47.5 | -41.84 | 26.28 | 24 | 0 | -33.45 | 0.5 | 0.5 | 1 | 0.5 | 0 | 3838.86 | 0 | 2188.82 | 0 | 49607.5 | 0 | 15420.04 | 0 | 570.42 | 0 | 244.23 | 0 | 4846.84 | 0 | 1720.6 | 1716.26
5203 | 18.1 | 1411.34 | 660 | 131.35 | 2202.69 | 740.21 | 444.13 | 11547.34 | 3387.03 | 14490.24 | 190.84 | 51047.61 | 6256.61 | 2398.5 | 11070 | 11070 | 61.5 | 24569.25 | 311.28 | 40.31 | -44.48 | 23.64 | 23.9 | 0 | 0 | 0.5 | 0.5 | 1 | 0.5 | 0 | 2802.43 | 0 | 1597.87 | 0 | 32065.46 | 0 | 14581.85 | 0 | 416.42 | 0 | 178.29 | 0 | 3132.92 | 0 | 1627.07 | 901.91
5204 | 16.5 | 1411.34 | 660 | 131.35 | 2202.69 | 740.21 | 444.13 | 11547.34 | 3387.03 | 14490.24 | 190.84 | 17648.63 | 2130.24 | 2398.5 | 11070 | 11070 | 61.5 | 24569.25 | 299.64 | 28.67 | -48.61 | 19.5 | 23.9 | 0 | 0 | 0.5 | 0.5 | 1 | 0.5 | 0 | 1280.5 | 0 | 730.11 | 0 | 9482.69 | 0 | 6155.33 | 0 | 190.27 | 0 | 81.47 | 0 | 926.49 | 0 | 686.83 | 245.18
5205 | 13.9 | 1411.34 | 660 | 131.35 | 2202.69 | 740.21 | 444.13 | 11547.34 | 3387.03 | 14490.24 | 190.84 | 262.08 | 43.77 | 2398.5 | 11070 | 11070 | 61.5 | 24569.25 | 291.98 | 21 | -52.51 | 15.61 | 21 | 0 | 0 | 0.5 | 0.5 | 1 | 0.5 | 0 | 75.45 | 0 | 43.02 | 0 | 100.6 | 0 | 43.02 | 0 | 11.21 | 0 | 4.8 | 0 | 9.83 | 0 | 4.8 | 13.13
5206 | 12.2 | 1411.34 | 660 | 131.35 | 2202.69 | 740.21 | 444.13 | 11547.34 | 3387.03 | 14490.24 | 190.84 | 0 | 0 | 2398.5 | 11070 | 11070 | 61.5 | 24569.25 | 290.25 | 19.27 | -54.2 | 13.91 | 20 | 2.69 | 0 | 0.5 | 0.5 | 1 | 0.5 | 0 | 0 | 0 | 0 | 0 | 0 | 0 | 0 | 0 | 0 | 0 | 0 | 0 | 0 | 0 | 0 | 0
5207 | 11.4 | 1411.34 | 660 | 131.35 | 2202.69 | 740.21 | 444.13 | 11547.34 | 3387.03 | 14490.24 | 190.84 | 0 | 0 | 2398.5 | 11070 | 11070 | 61.5 | 24569.25 | 289.48 | 18.51 | -54.99 | 13.12 | 20 | 5.51 | 0 | 0.5 | 0.5 | 1 | 0.5 | 0 | 0 | 0 | 0 | 0 | 0 | 0 | 0 | 0 | 0 | 0 | 0 | 0 | 0 | 0 | 0 | 0
5208 | 11 | 1411.34 | 660 | 131.35 | 2202.69 | 740.21 | 444.13 | 11547.34 | 3387.03 | 14490.24 | 190.84 | 0 | 0 | 2398.5 | 11070 | 11070 | 61.5 | 24569.25 | 289.12 | 18.14 | -55.39 | 12.73 | 20 | 6.87 | 0 | 0.5 | 0.5 | 1 | 0.5 | 0 | 0 | 0 | 0 | 0 | 0 | 0 | 0 | 0 | 0 | 0 | 0 | 0 | 0 | 0 | 0 | 0
5209 | 11.9 | 1411.34 | 660 | 131.35 | 2202.69 | 740.21 | 444.13 | 11547.34 | 3387.03 | 14490.24 | 190.84 | 0 | 0 | 2398.5 | 2214 | 2214 | 61.5 | 6857.25 | 285.14 | 14.17 | -55.71 | 12.41 | 20 | 21.53 | 0 | 0.5 | 0.1 | 0.5 | 0.5 | 0 | 0 | 0 | 0 | 0 | 0 | 0 | 0 | 0 | 0 | 0 | 0 | 0 | 0 | 0 | 0 | 0
5210 | 12.6 | 1411.34 | 660 | 131.35 | 2202.69 | 740.21 | 444.13 | 11547.34 | 3387.03 | 14490.24 | 190.84 | 0 | 0 | 2398.5 | 2214 | 2214 | 61.5 | 6857.25 | 285.78 | 14.81 | -55.02 | 13.1 | 20 | 19.16 | 0 | 0.5 | 0.1 | 0.5 | 0.5 | 0 | 0 | 0 | 0 | 0 | 0 | 0 | 0 | 0 | 0 | 0 | 0 | 0 | 0 | 0 | 0 | 0
5211 | 12.4 | 1411.34 | 660 | 131.35 | 2202.69 | 740.21 | 444.13 | 11547.34 | 3387.03 | 14490.24 | 190.84 | 0 | 0 | 2398.5 | 2214 | 2214 | 61.5 | 6857.25 | 285.6 | 14.62 | -55.21 | 12.9 | 20 | 19.84 | 0 | 0.5 | 0.1 | 0.5 | 0.5 | 0 | 0 | 0 | 0 | 0 | 0 | 0 | 0 | 0 | 0 | 0 | 0 | 0 | 0 | 0 | 0 | 0
5212 | 11.5 | 1411.34 | 660 | 131.35 | 2202.69 | 740.21 | 444.13 | 11547.34 | 3387.03 | 14490.24 | 190.84 | 0 | 0 | 2398.5 | 2214 | 2214 | 61.5 | 6857.25 | 284.77 | 13.8 | -56.1 | 12.01 | 20 | 22.89 | 0 | 0.5 | 0.1 | 0.5 | 0.5 | 0 | 0 | 0 | 0 | 0 | 0 | 0 | 0 | 0 | 0 | 0 | 0 | 0 | 0 | 0 | 0 | 0
5213 | 11 | 1411.34 | 660 | 131.35 | 2202.69 | 740.21 | 444.13 | 11547.34 | 3387.03 | 14490.24 | 190.84 | 0 | 0 | 2398.5 | 2214 | 2214 | 61.5 | 6857.25 | 284.32 | 13.34 | -56.6 | 11.52 | 20 | 24.58 | 0 | 0.5 | 0.1 | 0.5 | 0.5 | 0 | 0 | 0 | 0 | 0 | 0 | 0 | 0 | 0 | 0 | 0 | 0 | 0 | 0 | 0 | 0 | 0
5214 | 11.2 | 1411.34 | 660 | 131.35 | 2202.69 | 740.21 | 444.13 | 11547.34 | 3387.03 | 14490.24 | 190.84 | 3477.83 | 280.46 | 2398.5 | 2214 | 2214 | 61.5 | 6857.25 | 285.52 | 14.54 | -56.14 | 11.97 | 20 | 20.14 | 0 | 0.5 | 0.1 | 0.5 | 0.5 | 0 | 1689.73 | 0 | 526.11 | 0 | 883.98 | 0 | 378.02 | 0 | 125.54 | 0 | 29.35 | 0 | 43.18 | 0 | 21.09 | 61.3
5215 | 14.1 | 1411.34 | 660 | 131.35 | 2202.69 | 740.21 | 444.13 | 11547.34 | 3387.03 | 14490.24 | 190.84 | 46573.59 | 3542.04 | 2398.5 | 2214 | 2214 | 61.5 | 6857.25 | 300.74 | 29.76 | -50.12 | 17.99 | 23.9 | 0 | 0 | 0.5 | 0.1 | 0.5 | 0.5 | 0 | 29393.53 | 0 | 9345.41 | 0 | 5487.86 | 0 | 2346.78 | 0 | 2183.81 | 0 | 521.39 | 0 | 268.09 | 0 | 130.93 | 437.82
5216 | 17.3 | 1411.34 | 660 | 131.35 | 2202.69 | 740.21 | 177.65 | 11280.86 | 3120.55 | 14223.76 | 190.84 | 35425.23 | 5578.67 | 959.4 | 4428 | 4428 | 24.6 | 9827.7 | 322.23 | 32.18 | -48.58 | 20.8 | 23.9 | 0 | 0 | 0.2 | 0.2 | 1 | 0.2 | 0 | 18707.31 | 0 | 8708.43 | 0 | 5610.33 | 0 | 2399.16 | 0 | 2779.74 | 0 | 971.71 | 0 | 548.15 | 0 | 267.7 | 1011.37
5217 | 17.9 | 1411.34 | 660 | 131.35 | 2202.69 | 740.21 | 177.65 | 11280.86 | 3120.55 | 14223.76 | 190.84 | 31486.79 | 5089.54 | 959.4 | 4428 | 4428 | 24.6 | 9827.7 | 321.49 | 31.44 | -48.29 | 21.08 | 23.9 | 0 | 0 | 0.2 | 0.2 | 1 | 0.2 | 0 | 12856.27 | 0 | 7970.49 | 0 | 7466.93 | 0 | 3193.1 | 0 | 1910.33 | 0 | 889.36 | 0 | 729.55 | 0 | 356.29 | 1204.01
5218 | 18.7 | 1411.34 | 660 | 131.35 | 2202.69 | 740.21 | 177.65 | 11280.86 | 3120.55 | 14223.76 | 190.84 | 29756.89 | 4870.53 | 959.4 | 4428 | 4428 | 24.6 | 9827.7 | 321.64 | 31.59 | -47.64 | 21.74 | 23.9 | 0 | 0 | 0.2 | 0.2 | 1 | 0.2 | 0 | 9988.42 | 0 | 7445.26 | 0 | 8631.92 | 0 | 3691.28 | 0 | 1484.19 | 0 | 830.76 | 0 | 843.37 | 0 | 411.88 | 1300.33
5219 | 20.1 | 1411.34 | 660 | 131.35 | 2202.69 | 740.21 | 177.65 | 11280.86 | 3120.55 | 14223.76 | 190.84 | 33168.81 | 5541.22 | 959.4 | 4428 | 4428 | 24.6 | 9827.7 | 324.1 | 34.05 | -45.97 | 23.4 | 23.9 | 0 | 0 | 0.2 | 0.2 | 1 | 0.2 | 0 | 9579.44 | 0 | 8874.45 | 0 | 10307.23 | 0 | 4407.7 | 0 | 1423.42 | 0 | 990.23 | 0 | 1007.05 | 0 | 491.82 | 1628.7
5220 | 21.3 | 1411.34 | 660 | 131.35 | 2202.69 | 740.21 | 177.65 | 11280.86 | 3120.55 | 14223.76 | 190.84 | 39292.96 | 6741.17 | 959.4 | 4428 | 4428 | 24.6 | 9827.7 | 327.31 | 37.26 | -44.28 | 25.09 | 24 | 0 | -15.74 | 0.2 | 0.2 | 1 | 0.2 | 0 | 8729.1 | 0 | 12497.41 | 0 | 13089.33 | 0 | 4977.12 | 0 | 1297.07 | 0 | 1394.49 | 0 | 1278.88 | 0 | 555.36 | 2215.38
5221 | 20.1 | 1411.34 | 660 | 131.35 | 2202.69 | 740.21 | 177.65 | 11280.86 | 3120.55 | 14223.76 | 190.84 | 28927.92 | 4731.27 | 959.4 | 4428 | 4428 | 24.6 | 9827.7 | 322.63 | 32.59 | -46.32 | 23.05 | 23.9 | 0 | 0 | 0.2 | 0.2 | 1 | 0.2 | 0 | 7756.55 | 0 | 5335.95 | 0 | 11412.82 | 0 | 4422.59 | 0 | 1152.55 | 0 | 595.4 | 0 | 1115.08 | 0 | 493.48 | 1374.76
5222 | 20.6 | 1411.34 | 660 | 131.35 | 2202.69 | 740.21 | 177.65 | 11280.86 | 3120.55 | 14223.76 | 190.84 | 38973.26 | 6258.96 | 959.4 | 4428 | 4428 | 24.6 | 9827.7 | 326.44 | 36.39 | -45.03 | 24.35 | 24 | 0 | -4.98 | 0.2 | 0.2 | 1 | 0.2 | 0 | 8552.77 | 0 | 7249.11 | 0 | 18294.81 | 0 | 4876.58 | 0 | 1270.87 | 0 | 808.87 | 0 | 1787.47 | 0 | 544.14 | 1847.61
5223 | 20.4 | 1411.34 | 660 | 131.35 | 2202.69 | 740.21 | 177.65 | 11280.86 | 3120.55 | 14223.76 | 190.84 | 35141.64 | 5556.65 | 959.4 | 4428 | 4428 | 24.6 | 9827.7 | 324.95 | 34.9 | -45.54 | 23.83 | 23.9 | 0 | 0 | 0.2 | 0.2 | 1 | 0.2 | 0 | 7758.95 | 0 | 5279.58 | 0 | 17679.15 | 0 | 4423.96 | 0 | 1152.91 | 0 | 589.11 | 0 | 1727.32 | 0 | 493.64 | 1593.67
5224 | 19.3 | 1411.34 | 660 | 131.35 | 2202.69 | 740.21 | 177.65 | 11280.86 | 3120.55 | 14223.76 | 190.84 | 25811.4 | 4142.18 | 959.4 | 4428 | 4428 | 24.6 | 9827.7 | 320.83 | 30.78 | -47.37 | 22 | 23.9 | 0 | 0 | 0.2 | 0.2 | 1 | 0.2 | 0 | 6613.8 | 0 | 3771.03 | 0 | 11559.25 | 0 | 3867.32 | 0 | 982.75 | 0 | 420.78 | 0 | 1129.38 | 0 | 431.52 | 1177.74
5225 | 18.7 | 1411.34 | 660 | 131.35 | 2202.69 | 740.21 | 177.65 | 11280.86 | 3120.55 | 14223.76 | 190.84 | 12341.33 | 2012.01 | 959.4 | 4428 | 4428 | 24.6 | 9827.7 | 315.76 | 25.71 | -49.05 | 20.33 | 23.9 | 0 | 0 | 0.2 | 0.2 | 1 | 0.2 | 0 | 3480.13 | 0 | 1984.29 | 0 | 4857.08 | 0 | 2019.83 | 0 | 517.12 | 0 | 221.41 | 0 | 474.55 | 0 | 225.38 | 573.55
5226 | 18.6 | 1411.34 | 660 | 131.35 | 2202.69 | 740.21 | 444.13 | 11547.34 | 3387.03 | 14490.24 | 190.84 | 5890.46 | 966.92 | 2398.5 | 11070 | 11070 | 61.5 | 24569.25 | 298.07 | 27.09 | -47.42 | 20.69 | 23.9 | 0 | 0 | 0.5 | 0.5 | 1 | 0.5 | 0 | 1661.07 | 0 | 947.1 | 0 | 2307.72 | 0 | 974.56 | 0 | 246.82 | 0 | 105.68 | 0 | 225.47 | 0 | 108.74 | 280.21
5227 | 18.9 | 1411.34 | 660 | 131.35 | 2202.69 | 740.21 | 444.13 | 11547.34 | 3387.03 | 14490.24 | 190.84 | 6107.24 | 989.44 | 2398.5 | 11070 | 11070 | 61.5 | 24569.25 | 298.41 | 27.43 | -47.11 | 21.01 | 23.9 | 0 | 0 | 0.5 | 0.5 | 1 | 0.5 | 0 | 1665.94 | 0 | 949.88 | 0 | 2441.29 | 0 | 1050.13 | 0 | 247.54 | 0 | 105.99 | 0 | 238.52 | 0 | 117.18 | 280.21
5228 | 18.9 | 1411.34 | 660 | 131.35 | 2202.69 | 740.21 | 444.13 | 11547.34 | 3387.03 | 14490.24 | 190.84 | 1863.74 | 298.48 | 2398.5 | 11070 | 11070 | 61.5 | 24569.25 | 297.07 | 26.09 | -47.44 | 20.67 | 23.9 | 0 | 0 | 0.5 | 0.5 | 1 | 0.5 | 0 | 481.21 | 0 | 274.38 | 0 | 755.08 | 0 | 353.06 | 0 | 71.5 | 0 | 30.62 | 0 | 73.77 | 0 | 39.4 | 83.19
5229 | 18.9 | 1411.34 | 660 | 131.35 | 2202.69 | 740.21 | 444.13 | 11547.34 | 3387.03 | 14490.24 | 190.84 | 0 | 0 | 2398.5 | 11070 | 11070 | 61.5 | 24569.25 | 296.48 | 25.51 | -47.59 | 20.52 | 23.9 | 0 | 0 | 0.5 | 0.5 | 1 | 0.5 | 0 | 0 | 0 | 0 | 0 | 0 | 0 | 0 | 0 | 0 | 0 | 0 | 0 | 0 | 0 | 0 | 0
5230 | 18.8 | 1411.34 | 660 | 131.35 | 2202.69 | 740.21 | 444.13 | 11547.34 | 3387.03 | 14490.24 | 190.84 | 0 | 0 | 2398.5 | 11070 | 11070 | 61.5 | 24569.25 | 296.39 | 25.42 | -47.69 | 20.42 | 23.9 | 0 | 0 | 0.5 | 0.5 | 1 | 0.5 | 0 | 0 | 0 | 0 | 0 | 0 | 0 | 0 | 0 | 0 | 0 | 0 | 0 | 0 | 0 | 0 | 0
5231 | 18.7 | 1411.34 | 660 | 131.35 | 2202.69 | 740.21 | 444.13 | 11547.34 | 3387.03 | 14490.24 | 190.84 | 0 | 0 | 2398.5 | 11070 | 11070 | 61.5 | 24569.25 | 296.3 | 25.32 | -47.79 | 20.33 | 23.9 | 0 | 0 | 0.5 | 0.5 | 1 | 0.5 | 0 | 0 | 0 | 0 | 0 | 0 | 0 | 0 | 0 | 0 | 0 | 0 | 0 | 0 | 0 | 0 | 0
5232 | 18.3 | 1411.34 | 660 | 131.35 | 2202.69 | 740.21 | 444.13 | 11547.34 | 3387.03 | 14490.24 | 190.84 | 0 | 0 | 2398.5 | 11070 | 11070 | 61.5 | 24569.25 | 295.93 | 24.96 | -48.18 | 19.93 | 23.9 | 0 | 0 | 0.5 | 0.5 | 1 | 0.5 | 0 | 0 | 0 | 0 | 0 | 0 | 0 | 0 | 0 | 0 | 0 | 0 | 0 | 0 | 0 | 0 | 0
5233 | 17.3 | 1411.34 | 660 | 131.35 | 2202.69 | 740.21 | 444.13 | 11547.34 | 3387.03 | 14490.24 | 190.84 | 0 | 0 | 2398.5 | 2214 | 2214 | 61.5 | 6857.25 | 290.22 | 19.24 | -50.38 | 17.74 | 20 | 2.8 | 0 | 0.5 | 0.1 | 0.5 | 0.5 | 0 | 0 | 0 | 0 | 0 | 0 | 0 | 0 | 0 | 0 | 0 | 0 | 0 | 0 | 0 | 0 | 0
5234 | 17.6 | 1411.34 | 660 | 131.35 | 2202.69 | 740.21 | 444.13 | 11547.34 | 3387.03 | 14490.24 | 190.84 | 0 | 0 | 2398.5 | 2214 | 2214 | 61.5 | 6857.25 | 290.37 | 19.4 | -50.08 | 18.03 | 20 | 2.23 | 0 | 0.5 | 0.1 | 0.5 | 0.5 | 0 | 0 | 0 | 0 | 0 | 0 | 0 | 0 | 0 | 0 | 0 | 0 | 0 | 0 | 0 | 0 | 0
5235 | 17.6 | 1411.34 | 660 | 131.35 | 2202.69 | 740.21 | 444.13 | 11547.34 | 3387.03 | 14490.24 | 190.84 | 0 | 0 | 2398.5 | 2214 | 2214 | 61.5 | 6857.25 | 290.37 | 19.4 | -50.08 | 18.03 | 20 | 2.23 | 0 | 0.5 | 0.1 | 0.5 | 0.5 | 0 | 0 | 0 | 0 | 0 | 0 | 0 | 0 | 0 | 0 | 0 | 0 | 0 | 0 | 0 | 0 | 0
5236 | 17.5 | 1411.34 | 660 | 131.35 | 2202.69 | 740.21 | 444.13 | 11547.34 | 3387.03 | 14490.24 | 190.84 | 0 | 0 | 2398.5 | 2214 | 2214 | 61.5 | 6857.25 | 290.28 | 19.31 | -50.18 | 17.93 | 20 | 2.56 | 0 | 0.5 | 0.1 | 0.5 | 0.5 | 0 | 0 | 0 | 0 | 0 | 0 | 0 | 0 | 0 | 0 | 0 | 0 | 0 | 0 | 0 | 0 | 0
5237 | 17.2 | 1411.34 | 660 | 131.35 | 2202.69 | 740.21 | 444.13 | 11547.34 | 3387.03 | 14490.24 | 190.84 | 0 | 0 | 2398.5 | 2214 | 2214 | 61.5 | 6857.25 | 290.01 | 19.03 | -50.48 | 17.64 | 20 | 3.58 | 0 | 0.5 | 0.1 | 0.5 | 0.5 | 0 | 0 | 0 | 0 | 0 | 0 | 0 | 0 | 0 | 0 | 0 | 0 | 0 | 0 | 0 | 0 | 0
5238 | 16.7 | 1411.34 | 660 | 131.35 | 2202.69 | 740.21 | 444.13 | 11547.34 | 3387.03 | 14490.24 | 190.84 | 0 | 0 | 2398.5 | 2214 | 2214 | 61.5 | 6857.25 | 289.55 | 18.57 | -50.97 | 17.14 | 20 | 5.27 | 0 | 0.5 | 0.1 | 0.5 | 0.5 | 0 | 0 | 0 | 0 | 0 | 0 | 0 | 0 | 0 | 0 | 0 | 0 | 0 | 0 | 0 | 0 | 0
5239 | 16.8 | 1411.34 | 660 | 131.35 | 2202.69 | 740.21 | 444.13 | 11547.34 | 3387.03 | 14490.24 | 190.84 | 7097.48 | 572.81 | 2398.5 | 2214 | 2214 | 61.5 | 6857.25 | 291.72 | 20.74 | -50.35 | 17.77 | 20.74 | 0 | 0 | 0.5 | 0.1 | 0.5 | 0.5 | 0 | 2605.9 | 0 | 1226.64 | 0 | 2286.96 | 0 | 977.98 | 0 | 193.61 | 0 | 68.44 | 0 | 111.72 | 0 | 54.56 | 144.48
5240 | 17.1 | 1411.34 | 660 | 131.35 | 2202.69 | 740.21 | 177.65 | 11280.86 | 3120.55 | 14223.76 | 190.84 | 12023.15 | 985.59 | 959.4 | 4428 | 4428 | 24.6 | 9827.7 | 313.8 | 23.75 | -50.72 | 18.66 | 23.75 | 0 | 0 | 0.2 | 0.2 | 1 | 0.2 | 0 | 3563.87 | 0 | 2008.93 | 0 | 4518.21 | 0 | 1932.13 | 0 | 264.78 | 0 | 112.08 | 0 | 220.72 | 0 | 107.8 | 280.21
5241 | 17.5 | 1411.34 | 660 | 131.35 | 2202.69 | 740.21 | 177.65 | 11280.86 | 3120.55 | 14223.76 | 190.84 | 19366.55 | 1585.56 | 959.4 | 4428 | 4428 | 24.6 | 9827.7 | 316.59 | 26.54 | -49.77 | 19.6 | 23.9 | 0 | 0 | 0.2 | 0.2 | 1 | 0.2 | 0 | 5669.42 | 0 | 3249.42 | 0 | 7318.21 | 0 | 3129.5 | 0 | 421.21 | 0 | 181.29 | 0 | 357.51 | 0 | 174.6 | 450.96
5242 | 18.4 | 1411.34 | 660 | 131.35 | 2202.69 | 740.21 | 177.65 | 11280.86 | 3120.55 | 14223.76 | 190.84 | 22686.81 | 3723.41 | 959.4 | 4428 | 4428 | 24.6 | 9827.7 | 318.99 | 28.94 | -48.51 | 20.87 | 23.9 | 0 | 0 | 0.2 | 0.2 | 1 | 0.2 | 0 | 7117.19 | 0 | 4799.6 | 0 | 7543.97 | 0 | 3226.04 | 0 | 1057.55 | 0 | 535.55 | 0 | 737.07 | 0 | 359.97 | 1033.26
5243 | 18.8 | 1411.34 | 660 | 131.35 | 2202.69 | 740.21 | 177.65 | 11280.86 | 3120.55 | 14223.76 | 190.84 | 27694.98 | 4592.84 | 959.4 | 4428 | 4428 | 24.6 | 9827.7 | 321.06 | 31.01 | -47.7 | 21.67 | 23.9 | 0 | 0 | 0.2 | 0.2 | 1 | 0.2 | 0 | 7976.1 | 0 | 6104.91 | 0 | 9536.05 | 0 | 4077.92 | 0 | 1185.18 | 0 | 681.2 | 0 | 931.71 | 0 | 455.02 | 1339.74
5244 | 18.9 | 1411.34 | 660 | 131.35 | 2202.69 | 740.21 | 177.65 | 11280.86 | 3120.55 | 14223.76 | 190.84 | 26775.44 | 4420.19 | 959.4 | 4428 | 4428 | 24.6 | 9827.7 | 320.83 | 30.78 | -47.68 | 21.69 | 23.9 | 0 | 0 | 0.2 | 0.2 | 1 | 0.2 | 0 | 7315.32 | 0 | 5306.63 | 0 | 9982.47 | 0 | 4171.02 | 0 | 1086.99 | 0 | 592.12 | 0 | 975.32 | 0 | 465.41 | 1300.33
5245 | 21.9 | 1411.34 | 660 | 131.35 | 2202.69 | 740.21 | 177.65 | 11280.86 | 3120.55 | 14223.76 | 190.84 | 52034.4 | 8688.58 | 959.4 | 4428 | 4428 | 24.6 | 9827.7 | 332.11 | 42.06 | -42.67 | 26.7 | 24 | 0 | -38.96 | 0.2 | 0.2 | 1 | 0.2 | 0 | 7915.45 | 0 | 15774.07 | 0 | 23831.69 | 0 | 4513.2 | 0 | 1176.17 | 0 | 1760.1 | 0 | 2328.45 | 0 | 503.59 | 2920.27
5246 | 21.4 | 1411.34 | 660 | 131.35 | 2202.69 | 740.21 | 177.65 | 11280.86 | 3120.55 | 14223.76 | 190.84 | 57151.72 | 9079.53 | 959.4 | 4428 | 4428 | 24.6 | 9827.7 | 333.26 | 43.21 | -42.78 | 26.59 | 24 | 0 | -37.36 | 0.2 | 0.2 | 1 | 0.2 | 0 | 7731.92 | 0 | 12165.49 | 0 | 32845.76 | 0 | 4408.55 | 0 | 1148.89 | 0 | 1357.45 | 0 | 3209.15 | 0 | 491.92 | 2872.11
5247 | 20.4 | 1411.34 | 660 | 131.35 | 2202.69 | 740.21 | 177.65 | 11280.86 | 3120.55 | 14223.76 | 190.84 | 32434.76 | 5127.99 | 959.4 | 4428 | 4428 | 24.6 | 9827.7 | 324.04 | 33.99 | -45.76 | 23.62 | 23.9 | 0 | 0 | 0.2 | 0.2 | 1 | 0.2 | 0 | 7360.09 | 0 | 4918.77 | 0 | 15959.36 | 0 | 4196.54 | 0 | 1093.64 | 0 | 548.85 | 0 | 1559.29 | 0 | 468.26 | 1457.95
5248 | 19.2 | 1411.34 | 660 | 131.35 | 2202.69 | 740.21 | 177.65 | 11280.86 | 3120.55 | 14223.76 | 190.84 | 13804.91 | 2254.13 | 959.4 | 4428 | 4428 | 24.6 | 9827.7 | 316.71 | 26.66 | -48.43 | 20.94 | 23.9 | 0 | 0 | 0.2 | 0.2 | 1 | 0.2 | 0 | 3922.18 | 0 | 2236.33 | 0 | 5404.15 | 0 | 2242.25 | 0 | 582.8 | 0 | 249.53 | 0 | 528.01 | 0 | 250.19 | 643.6
5249 | 18.3 | 1411.34 | 660 | 131.35 | 2202.69 | 740.21 | 177.65 | 11280.86 | 3120.55 | 14223.76 | 190.84 | 5273.18 | 869.55 | 959.4 | 4428 | 4428 | 24.6 | 9827.7 | 313.02 | 22.97 | -50.01 | 19.36 | 22.97 | 0 | 0 | 0.2 | 0.2 | 1 | 0.2 | 0 | 1503.58 | 0 | 857.3 | 0 | 2047.98 | 0 | 864.32 | 0 | 223.42 | 0 | 95.66 | 0 | 200.1 | 0 | 96.44 | 253.94
5250 | 18.3 | 1411.34 | 660 | 131.35 | 2202.69 | 740.21 | 444.13 | 11547.34 | 3387.03 | 14490.24 | 190.84 | 8546.03 | 704.27 | 2398.5 | 11070 | 11070 | 61.5 | 24569.25 | 298.41 | 27.44 | -47.55 | 20.56 | 23.9 | 0 | 0 | 0.5 | 0.5 | 1 | 0.5 | 0 | 2422.08 | 0 | 1381.01 | 0 | 3331.88 | 0 | 1411.07 | 0 | 179.95 | 0 | 77.05 | 0 | 162.77 | 0 | 78.73 | 205.78
5251 | 18.1 | 1411.34 | 660 | 131.35 | 2202.69 | 740.21 | 444.13 | 11547.34 | 3387.03 | 14490.24 | 190.84 | 2828.74 | 465.28 | 2398.5 | 11070 | 11070 | 61.5 | 24569.25 | 296.64 | 25.67 | -48.16 | 19.96 | 23.9 | 0 | 0 | 0.5 | 0.5 | 1 | 0.5 | 0 | 791.99 | 0 | 451.57 | 0 | 1109.42 | 0 | 475.77 | 0 | 117.68 | 0 | 50.39 | 0 | 108.39 | 0 | 53.09 | 135.72
5252 | 17.8 | 1411.34 | 660 | 131.35 | 2202.69 | 740.21 | 444.13 | 11547.34 | 3387.03 | 14490.24 | 190.84 | 542.88 | 89.45 | 2398.5 | 11070 | 11070 | 61.5 | 24569.25 | 295.65 | 24.67 | -48.63 | 19.48 | 23.9 | 0 | 0 | 0.5 | 0.5 | 1 | 0.5 | 0 | 150.25 | 0 | 85.67 | 0 | 212.74 | 0 | 94.22 | 0 | 22.33 | 0 | 9.56 | 0 | 20.79 | 0 | 10.51 | 26.27
5253 | 17.8 | 1411.34 | 660 | 131.35 | 2202.69 | 740.21 | 444.13 | 11547.34 | 3387.03 | 14490.24 | 190.84 | 0 | 0 | 2398.5 | 11070 | 11070 | 61.5 | 24569.25 | 295.48 | 24.5 | -48.68 | 19.44 | 23.9 | 0 | 0 | 0.5 | 0.5 | 1 | 0.5 | 0 | 0 | 0 | 0 | 0 | 0 | 0 | 0 | 0 | 0 | 0 | 0 | 0 | 0 | 0 | 0 | 0
5254 | 18 | 1411.34 | 660 | 131.35 | 2202.69 | 740.21 | 444.13 | 11547.34 | 3387.03 | 14490.24 | 190.84 | 0 | 0 | 2398.5 | 11070 | 11070 | 61.5 | 24569.25 | 295.66 | 24.68 | -48.48 | 19.63 | 23.9 | 0 | 0 | 0.5 | 0.5 | 1 | 0.5 | 0 | 0 | 0 | 0 | 0 | 0 | 0 | 0 | 0 | 0 | 0 | 0 | 0 | 0 | 0 | 0 | 0
5255 | 18.1 | 1411.34 | 660 | 131.35 | 2202.69 | 740.21 | 444.13 | 11547.34 | 3387.03 | 14490.24 | 190.84 | 0 | 0 | 2398.5 | 11070 | 11070 | 61.5 | 24569.25 | 295.75 | 24.77 | -48.38 | 19.73 | 23.9 | 0 | 0 | 0.5 | 0.5 | 1 | 0.5 | 0 | 0 | 0 | 0 | 0 | 0 | 0 | 0 | 0 | 0 | 0 | 0 | 0 | 0 | 0 | 0 | 0
5256 | 18 | 1411.34 | 660 | 131.35 | 2202.69 | 740.21 | 444.13 | 11547.34 | 3387.03 | 14490.24 | 190.84 | 0 | 0 | 2398.5 | 11070 | 11070 | 61.5 | 24569.25 | 295.66 | 24.68 | -48.48 | 19.63 | 23.9 | 0 | 0 | 0.5 | 0.5 | 1 | 0.5 | 0 | 0 | 0 | 0 | 0 | 0 | 0 | 0 | 0 | 0 | 0 | 0 | 0 | 0 | 0 | 0 | 0
5257 | 15.1 | 1411.34 | 660 | 131.35 | 2202.69 | 740.21 | 444.13 | 11547.34 | 3387.03 | 14490.24 | 190.84 | 0 | 0 | 2398.5 | 2214 | 2214 | 61.5 | 6857.25 | 288.2 | 17.22 | -52.55 | 15.57 | 20 | 10.25 | 0 | 0.5 | 0.1 | 0.5 | 0.5 | 0 | 0 | 0 | 0 | 0 | 0 | 0 | 0 | 0 | 0 | 0 | 0 | 0 | 0 | 0 | 0 | 0
5258 | 15.2 | 1411.34 | 660 | 131.35 | 2202.69 | 740.21 | 444.13 | 11547.34 | 3387.03 | 14490.24 | 190.84 | 0 | 0 | 2398.5 | 2214 | 2214 | 61.5 | 6857.25 | 288.17 | 17.19 | -52.45 | 15.66 | 20 | 10.35 | 0 | 0.5 | 0.1 | 0.5 | 0.5 | 0 | 0 | 0 | 0 | 0 | 0 | 0 | 0 | 0 | 0 | 0 | 0 | 0 | 0 | 0 | 0 | 0
5259 | 14.4 | 1411.34 | 660 | 131.35 | 2202.69 | 740.21 | 444.13 | 11547.34 | 3387.03 | 14490.24 | 190.84 | 0 | 0 | 2398.5 | 2214 | 2214 | 61.5 | 6857.25 | 287.44 | 16.46 | -53.24 | 14.87 | 20 | 13.06 | 0 | 0.5 | 0.1 | 0.5 | 0.5 | 0 | 0 | 0 | 0 | 0 | 0 | 0 | 0 | 0 | 0 | 0 | 0 | 0 | 0 | 0 | 0 | 0
5260 | 14.2 | 1411.34 | 660 | 131.35 | 2202.69 | 740.21 | 444.13 | 11547.34 | 3387.03 | 14490.24 | 190.84 | 0 | 0 | 2398.5 | 2214 | 2214 | 61.5 | 6857.25 | 287.25 | 16.28 | -53.44 | 14.68 | 20 | 13.74 | 0 | 0.5 | 0.1 | 0.5 | 0.5 | 0 | 0 | 0 | 0 | 0 | 0 | 0 | 0 | 0 | 0 | 0 | 0 | 0 | 0 | 0 | 0 | 0
5261 | 14.6 | 1411.34 | 660 | 131.35 | 2202.69 | 740.21 | 444.13 | 11547.34 | 3387.03 | 14490.24 | 190.84 | 0 | 0 | 2398.5 | 2214 | 2214 | 61.5 | 6857.25 | 287.62 | 16.64 | -53.04 | 15.07 | 20 | 12.39 | 0 | 0.5 | 0.1 | 0.5 | 0.5 | 0 | 0 | 0 | 0 | 0 | 0 | 0 | 0 | 0 | 0 | 0 | 0 | 0 | 0 | 0 | 0 | 0
5262 | 14.6 | 1411.34 | 660 | 131.35 | 2202.69 | 740.21 | 444.13 | 11547.34 | 3387.03 | 14490.24 | 190.84 | 640.05 | 52.03 | 2398.5 | 2214 | 2214 | 61.5 | 6857.25 | 287.81 | 16.83 | -53 | 15.12 | 20 | 11.69 | 0 | 0.5 | 0.1 | 0.5 | 0.5 | 0 | 248.67 | 0 | 101.16 | 0 | 203.29 | 0 | 86.93 | 0 | 18.47 | 0 | 5.64 | 0 | 9.93 | 0 | 4.85 | 13.13
5263 | 15.1 | 1411.34 | 660 | 131.35 | 2202.69 | 740.21 | 444.13 | 11547.34 | 3387.03 | 14490.24 | 190.84 | 19656.63 | 1511.88 | 2398.5 | 2214 | 2214 | 61.5 | 6857.25 | 293.81 | 22.84 | -51.11 | 17.01 | 22.84 | 0 | 0 | 0.5 | 0.1 | 0.5 | 0.5 | 0 | 11128.86 | 0 | 3843.66 | 0 | 3281.03 | 0 | 1403.07 | 0 | 826.82 | 0 | 214.44 | 0 | 160.28 | 0 | 78.28 | 232.05
5264 | 15.9 | 1411.34 | 660 | 131.35 | 2202.69 | 740.21 | 177.65 | 11280.86 | 3120.55 | 14223.76 | 190.84 | 29859.57 | 2382.21 | 959.4 | 4428 | 4428 | 24.6 | 9827.7 | 318.38 | 28.33 | -50.57 | 18.81 | 23.9 | 0 | 0 | 0.2 | 0.2 | 1 | 0.2 | 0 | 12690.21 | 0 | 6335.67 | 0 | 7588.57 | 0 | 3245.11 | 0 | 942.83 | 0 | 353.47 | 0 | 370.72 | 0 | 181.05 | 534.14
5265 | 16.6 | 1411.34 | 660 | 131.35 | 2202.69 | 740.21 | 177.65 | 11280.86 | 3120.55 | 14223.76 | 190.84 | 25486.18 | 4099.66 | 959.4 | 4428 | 4428 | 24.6 | 9827.7 | 318.28 | 28.23 | -50.06 | 19.31 | 23.9 | 0 | 0 | 0.2 | 0.2 | 1 | 0.2 | 0 | 9831.57 | 0 | 6078.01 | 0 | 6708.03 | 0 | 2868.57 | 0 | 1460.88 | 0 | 678.2 | 0 | 655.4 | 0 | 320.08 | 985.1
5266 | 17.4 | 1411.34 | 660 | 131.35 | 2202.69 | 740.21 | 177.65 | 11280.86 | 3120.55 | 14223.76 | 190.84 | 22205.66 | 3642.96 | 959.4 | 4428 | 4428 | 24.6 | 9827.7 | 317.92 | 27.87 | -49.53 | 19.84 | 23.9 | 0 | 0 | 0.2 | 0.2 | 1 | 0.2 | 0 | 6939.95 | 0 | 4669.38 | 0 | 7422.32 | 0 | 3174.02 | 0 | 1031.21 | 0 | 521.02 | 0 | 725.19 | 0 | 354.16 | 1011.37
5267 | 18.1 | 1411.34 | 660 | 131.35 | 2202.69 | 740.21 | 177.65 | 11280.86 | 3120.55 | 14223.76 | 190.84 | 27844.87 | 4619.21 | 959.4 | 4428 | 4428 | 24.6 | 9827.7 | 320.47 | 30.42 | -48.38 | 20.99 | 23.9 | 0 | 0 | 0.2 | 0.2 | 1 | 0.2 | 0 | 8008.08 | 0 | 6192.62 | 0 | 9557.21 | 0 | 4086.96 | 0 | 1189.93 | 0 | 690.99 | 0 | 933.78 | 0 | 456.03 | 1348.49
5268 | 19.1 | 1411.34 | 660 | 131.35 | 2202.69 | 740.21 | 177.65 | 11280.86 | 3120.55 | 14223.76 | 190.84 | 37384.02 | 6328.74 | 959.4 | 4428 | 4428 | 24.6 | 9827.7 | 324.64 | 34.59 | -46.61 | 22.76 | 23.9 | 0 | 0 | 0.2 | 0.2 | 1 | 0.2 | 0 | 8523.76 | 0 | 11285.35 | 0 | 12714.86 | 0 | 4860.04 | 0 | 1266.56 | 0 | 1259.24 | 0 | 1242.29 | 0 | 542.29 | 2018.36
5269 | 13.7 | 1411.34 | 660 | 131.35 | 2202.69 | 740.21 | 177.65 | 11280.86 | 3120.55 | 14223.76 | 190.84 | 10253.52 | 1684.12 | 959.4 | 4428 | 4428 | 24.6 | 9827.7 | 310.54 | 20.49 | -54.15 | 15.23 | 20.49 | 0 | 0 | 0.2 | 0.2 | 1 | 0.2 | 0 | 2938.51 | 0 | 1696.54 | 0 | 3943.01 | 0 | 1675.47 | 0 | 436.64 | 0 | 189.3 | 0 | 385.25 | 0 | 186.95 | 485.98
5270 | 14.9 | 1411.34 | 660 | 131.35 | 2202.69 | 740.21 | 177.65 | 11280.86 | 3120.55 | 14223.76 | 190.84 | 15783.4 | 1298.59 | 959.4 | 4428 | 4428 | 24.6 | 9827.7 | 312.98 | 22.93 | -52.61 | 16.77 | 22.93 | 0 | 0 | 0.2 | 0.2 | 1 | 0.2 | 0 | 4523.34 | 0 | 2597.21 | 0 | 6083.75 | 0 | 2579.1 | 0 | 336.06 | 0 | 144.9 | 0 | 297.2 | 0 | 143.89 | 376.53
5271 | 16.6 | 1411.34 | 660 | 131.35 | 2202.69 | 740.21 | 177.65 | 11280.86 | 3120.55 | 14223.76 | 190.84 | 43344.69 | 3517.98 | 959.4 | 4428 | 4428 | 24.6 | 9827.7 | 323.25 | 33.2 | -48.86 | 20.51 | 23.9 | 0 | 0 | 0.2 | 0.2 | 1 | 0.2 | 0 | 12025.16 | 0 | 7022.91 | 0 | 17440.17 | 0 | 6856.45 | 0 | 893.42 | 0 | 391.82 | 0 | 851.99 | 0 | 382.53 | 998.23
5272 | 16.9 | 1411.34 | 660 | 131.35 | 2202.69 | 740.21 | 177.65 | 11280.86 | 3120.55 | 14223.76 | 190.84 | 17691 | 2875.14 | 959.4 | 4428 | 4428 | 24.6 | 9827.7 | 315.94 | 25.89 | -50.39 | 18.98 | 23.9 | 0 | 0 | 0.2 | 0.2 | 1 | 0.2 | 0 | 4978.65 | 0 | 2838.7 | 0 | 7022.4 | 0 | 2851.26 | 0 | 739.78 | 0 | 316.75 | 0 | 686.11 | 0 | 318.15 | 814.35
5273 | 18.1 | 1411.34 | 660 | 131.35 | 2202.69 | 740.21 | 177.65 | 11280.86 | 3120.55 | 14223.76 | 190.84 | 52740.55 | 7346.34 | 959.4 | 4428 | 4428 | 24.6 | 9827.7 | 328.49 | 38.44 | -46.46 | 22.91 | 23.9 | 0 | 0 | 0.2 | 0.2 | 1 | 0.2 | 0 | 5894.01 | 0 | 3360.62 | 0 | 35656.52 | 0 | 7829.42 | 0 | 875.8 | 0 | 374.98 | 0 | 3483.78 | 0 | 873.62 | 1738.15
5274 | 19 | 1411.34 | 660 | 131.35 | 2202.69 | 740.21 | 444.13 | 11547.34 | 3387.03 | 14490.24 | 190.84 | 56618.63 | 7355.27 | 2398.5 | 11070 | 11070 | 61.5 | 24569.25 | 313.91 | 42.94 | -43.14 | 24.98 | 24 | 0 | -14.37 | 0.5 | 0.5 | 1 | 0.5 | 0 | 4231.9 | 0 | 2412.93 | 0 | 38099.64 | 0 | 11874.16 | 0 | 628.82 | 0 | 269.24 | 0 | 3722.48 | 0 | 1324.94 | 1409.79
5275 | 18.1 | 1411.34 | 660 | 131.35 | 2202.69 | 740.21 | 444.13 | 11547.34 | 3387.03 | 14490.24 | 190.84 | 49105.29 | 6093.15 | 2398.5 | 11070 | 11070 | 61.5 | 24569.25 | 310.71 | 39.73 | -44.62 | 23.49 | 23.9 | 0 | 0 | 0.5 | 0.5 | 1 | 0.5 | 0 | 2414.95 | 0 | 1376.94 | 0 | 31295.44 | 0 | 14017.96 | 0 | 358.84 | 0 | 153.64 | 0 | 3057.68 | 0 | 1564.15 | 958.83
5276 | 16.9 | 1411.34 | 660 | 131.35 | 2202.69 | 740.21 | 444.13 | 11547.34 | 3387.03 | 14490.24 | 190.84 | 15971.41 | 1957.46 | 2398.5 | 11070 | 11070 | 61.5 | 24569.25 | 299.51 | 28.53 | -48.34 | 19.77 | 23.9 | 0 | 0 | 0.5 | 0.5 | 1 | 0.5 | 0 | 1123.79 | 0 | 640.76 | 0 | 8660.13 | 0 | 5546.74 | 0 | 166.98 | 0 | 71.5 | 0 | 846.13 | 0 | 618.92 | 253.94
5277 | 15.9 | 1411.34 | 660 | 131.35 | 2202.69 | 740.21 | 444.13 | 11547.34 | 3387.03 | 14490.24 | 190.84 | 0 | 0 | 2398.5 | 11070 | 11070 | 61.5 | 24569.25 | 293.73 | 22.76 | -50.55 | 17.56 | 22.76 | 0 | 0 | 0.5 | 0.5 | 1 | 0.5 | 0 | 0 | 0 | 0 | 0 | 0 | 0 | 0 | 0 | 0 | 0 | 0 | 0 | 0 | 0 | 0 | 0
5278 | 15.5 | 1411.34 | 660 | 131.35 | 2202.69 | 740.21 | 444.13 | 11547.34 | 3387.03 | 14490.24 | 190.84 | 0 | 0 | 2398.5 | 11070 | 11070 | 61.5 | 24569.25 | 293.33 | 22.35 | -50.95 | 17.17 | 22.35 | 0 | 0 | 0.5 | 0.5 | 1 | 0.5 | 0 | 0 | 0 | 0 | 0 | 0 | 0 | 0 | 0 | 0 | 0 | 0 | 0 | 0 | 0 | 0 | 0
5279 | 15.2 | 1411.34 | 660 | 131.35 | 2202.69 | 740.21 | 444.13 | 11547.34 | 3387.03 | 14490.24 | 190.84 | 0 | 0 | 2398.5 | 11070 | 11070 | 61.5 | 24569.25 | 293.04 | 22.07 | -51.24 | 16.87 | 22.07 | 0 | 0 | 0.5 | 0.5 | 1 | 0.5 | 0 | 0 | 0 | 0 | 0 | 0 | 0 | 0 | 0 | 0 | 0 | 0 | 0 | 0 | 0 | 0 | 0
5280 | 14.8 | 1411.34 | 660 | 131.35 | 2202.69 | 740.21 | 444.13 | 11547.34 | 3387.03 | 14490.24 | 190.84 | 0 | 0 | 2398.5 | 11070 | 11070 | 61.5 | 24569.25 | 292.67 | 21.69 | -51.64 | 16.48 | 21.69 | 0 | 0 | 0.5 | 0.5 | 1 | 0.5 | 0 | 0 | 0 | 0 | 0 | 0 | 0 | 0 | 0 | 0 | 0 | 0 | 0 | 0 | 0 | 0 | 0
5281 | 14.6 | 1411.34 | 660 | 131.35 | 2202.69 | 740.21 | 444.13 | 11547.34 | 3387.03 | 14490.24 | 190.84 | 0 | 0 | 2398.5 | 2214 | 2214 | 61.5 | 6857.25 | 287.67 | 16.69 | -53.04 | 15.07 | 20 | 12.2 | 0 | 0.5 | 0.1 | 0.5 | 0.5 | 0 | 0 | 0 | 0 | 0 | 0 | 0 | 0 | 0 | 0 | 0 | 0 | 0 | 0 | 0 | 0 | 0
5282 | 14.4 | 1411.34 | 660 | 131.35 | 2202.69 | 740.21 | 444.13 | 11547.34 | 3387.03 | 14490.24 | 190.84 | 0 | 0 | 2398.5 | 2214 | 2214 | 61.5 | 6857.25 | 287.44 | 16.46 | -53.24 | 14.87 | 20 | 13.06 | 0 | 0.5 | 0.1 | 0.5 | 0.5 | 0 | 0 | 0 | 0 | 0 | 0 | 0 | 0 | 0 | 0 | 0 | 0 | 0 | 0 | 0 | 0 | 0
5283 | 14.3 | 1411.34 | 660 | 131.35 | 2202.69 | 740.21 | 444.13 | 11547.34 | 3387.03 | 14490.24 | 190.84 | 0 | 0 | 2398.5 | 2214 | 2214 | 61.5 | 6857.25 | 287.34 | 16.37 | -53.34 | 14.78 | 20 | 13.4 | 0 | 0.5 | 0.1 | 0.5 | 0.5 | 0 | 0 | 0 | 0 | 0 | 0 | 0 | 0 | 0 | 0 | 0 | 0 | 0 | 0 | 0 | 0 | 0
5284 | 14 | 1411.34 | 660 | 131.35 | 2202.69 | 740.21 | 444.13 | 11547.34 | 3387.03 | 14490.24 | 190.84 | 0 | 0 | 2398.5 | 2214 | 2214 | 61.5 | 6857.25 | 287.07 | 16.09 | -53.63 | 14.48 | 20 | 14.42 | 0 | 0.5 | 0.1 | 0.5 | 0.5 | 0 | 0 | 0 | 0 | 0 | 0 | 0 | 0 | 0 | 0 | 0 | 0 | 0 | 0 | 0 | 0 | 0
5285 | 13.8 | 1411.34 | 660 | 131.35 | 2202.69 | 740.21 | 444.13 | 11547.34 | 3387.03 | 14490.24 | 190.84 | 0 | 0 | 2398.5 | 2214 | 2214 | 61.5 | 6857.25 | 286.89 | 15.91 | -53.83 | 14.28 | 20 | 15.1 | 0 | 0.5 | 0.1 | 0.5 | 0.5 | 0 | 0 | 0 | 0 | 0 | 0 | 0 | 0 | 0 | 0 | 0 | 0 | 0 | 0 | 0 | 0 | 0
5286 | 14 | 1411.34 | 660 | 131.35 | 2202.69 | 740.21 | 444.13 | 11547.34 | 3387.03 | 14490.24 | 190.84 | 0 | 0 | 2398.5 | 2214 | 2214 | 61.5 | 6857.25 | 287.07 | 16.09 | -53.63 | 14.48 | 20 | 14.42 | 0 | 0.5 | 0.1 | 0.5 | 0.5 | 0 | 0 | 0 | 0 | 0 | 0 | 0 | 0 | 0 | 0 | 0 | 0 | 0 | 0 | 0 | 0 | 0
5287 | 14.2 | 1411.34 | 660 | 131.35 | 2202.69 | 740.21 | 444.13 | 11547.34 | 3387.03 | 14490.24 | 190.84 | 3110.94 | 256.98 | 2398.5 | 2214 | 2214 | 61.5 | 6857.25 | 288.17 | 17.19 | -53.21 | 14.91 | 20 | 10.37 | 0 | 0.5 | 0.1 | 0.5 | 0.5 | 0 | 924.71 | 0 | 514.02 | 0 | 1171.31 | 0 | 500.89 | 0 | 68.7 | 0 | 28.68 | 0 | 57.22 | 0 | 27.95 | 74.43
5288 | 14 | 1411.34 | 660 | 131.35 | 2202.69 | 740.21 | 177.65 | 11280.86 | 3120.55 | 14223.76 | 190.84 | 5602.6 | 463.85 | 959.4 | 4428 | 4428 | 24.6 | 9827.7 | 308.95 | 18.9 | -54.26 | 15.12 | 20 | 3.78 | 0 | 0.2 | 0.2 | 1 | 0.2 | 0 | 1637.74 | 0 | 928.47 | 0 | 2126.88 | 0 | 909.52 | 0 | 121.68 | 0 | 51.8 | 0 | 103.9 | 0 | 50.74 | 135.72
5289 | 13.8 | 1411.34 | 660 | 131.35 | 2202.69 | 740.21 | 177.65 | 11280.86 | 3120.55 | 14223.76 | 190.84 | 14429.05 | 1186.43 | 959.4 | 4428 | 4428 | 24.6 | 9827.7 | 311.54 | 21.49 | -53.79 | 15.58 | 21.49 | 0 | 0 | 0.2 | 0.2 | 1 | 0.2 | 0 | 4208.61 | 0 | 2410.62 | 0 | 5470.47 | 0 | 2339.35 | 0 | 312.68 | 0 | 134.49 | 0 | 267.24 | 0 | 130.51 | 341.5
5290 | 17.1 | 1411.34 | 660 | 131.35 | 2202.69 | 740.21 | 177.65 | 11280.86 | 3120.55 | 14223.76 | 190.84 | 89716.45 | 7428.71 | 959.4 | 4428 | 4428 | 24.6 | 9827.7 | 338.23 | 48.18 | -44.88 | 24.49 | 24 | 0 | -7.11 | 0.2 | 0.2 | 1 | 0.2 | 0 | 33460.56 | 0 | 29302.78 | 0 | 18879.6 | 0 | 8073.51 | 0 | 2485.97 | 0 | 1634.83 | 0 | 922.3 | 0 | 450.43 | 1935.17
5291 | 15.5 | 1411.34 | 660 | 131.35 | 2202.69 | 740.21 | 177.65 | 11280.86 | 3120.55 | 14223.76 | 190.84 | 18701.25 | 3064.72 | 959.4 | 4428 | 4428 | 24.6 | 9827.7 | 315.02 | 24.97 | -51.69 | 17.69 | 23.9 | 0 | 0 | 0.2 | 0.2 | 1 | 0.2 | 0 | 5380.15 | 0 | 3367.09 | 0 | 6972.39 | 0 | 2981.61 | 0 | 799.44 | 0 | 375.71 | 0 | 681.23 | 0 | 332.69 | 875.64
5292 | 17.7 | 1411.34 | 660 | 131.35 | 2202.69 | 740.21 | 177.65 | 11280.86 | 3120.55 | 14223.76 | 190.84 | 41697.57 | 7244.29 | 959.4 | 4428 | 4428 | 24.6 | 9827.7 | 324.89 | 34.84 | -47.63 | 21.74 | 23.9 | 0 | 0 | 0.2 | 0.2 | 1 | 0.2 | 0 | 8327.55 | 0 | 15224.71 | 0 | 13397.14 | 0 | 4748.17 | 0 | 1237.4 | 0 | 1698.81 | 0 | 1308.95 | 0 | 529.81 | 2469.32
5293 | 18.3 | 1411.34 | 660 | 131.35 | 2202.69 | 740.21 | 177.65 | 11280.86 | 3120.55 | 14223.76 | 190.84 | 46938.13 | 7704.64 | 959.4 | 4428 | 4428 | 24.6 | 9827.7 | 327.09 | 37.04 | -46.65 | 22.73 | 23.9 | 0 | 0 | 0.2 | 0.2 | 1 | 0.2 | 0 | 8462.34 | 0 | 12823.36 | 0 | 20827.41 | 0 | 4825.02 | 0 | 1257.43 | 0 | 1430.86 | 0 | 2034.92 | 0 | 538.39 | 2443.05
5294 | 18.3 | 1411.34 | 660 | 131.35 | 2202.69 | 740.21 | 177.65 | 11280.86 | 3120.55 | 14223.76 | 190.84 | 32073.64 | 5126.5 | 959.4 | 4428 | 4428 | 24.6 | 9827.7 | 322.03 | 31.98 | -47.86 | 21.52 | 23.9 | 0 | 0 | 0.2 | 0.2 | 1 | 0.2 | 0 | 7499.42 | 0 | 5817.18 | 0 | 14481.06 | 0 | 4275.98 | 0 | 1114.35 | 0 | 649.09 | 0 | 1414.85 | 0 | 477.12 | 1471.08
5295 | 19.6 | 1411.34 | 660 | 131.35 | 2202.69 | 740.21 | 177.65 | 11280.86 | 3120.55 | 14223.76 | 190.84 | 56541.26 | 8618.11 | 959.4 | 4428 | 4428 | 24.6 | 9827.7 | 331.31 | 41.27 | -44.63 | 24.74 | 24 | 0 | -10.68 | 0.2 | 0.2 | 1 | 0.2 | 0 | 7433.7 | 0 | 7508.82 | 0 | 37360.23 | 0 | 4238.51 | 0 | 1104.58 | 0 | 837.85 | 0 | 3650.24 | 0 | 472.94 | 2552.5
5296 | 17.9 | 1411.34 | 660 | 131.35 | 2202.69 | 740.21 | 177.65 | 11280.86 | 3120.55 | 14223.76 | 190.84 | 18474.63 | 2998.43 | 959.4 | 4428 | 4428 | 24.6 | 9827.7 | 317.11 | 27.06 | -49.34 | 20.03 | 23.9 | 0 | 0 | 0.2 | 0.2 | 1 | 0.2 | 0 | 5152.87 | 0 | 2938.04 | 0 | 7428.13 | 0 | 2955.59 | 0 | 765.67 | 0 | 327.83 | 0 | 725.76 | 0 | 329.79 | 849.38
5297 | 15 | 1411.34 | 660 | 131.35 | 2202.69 | 740.21 | 177.65 | 11280.86 | 3120.55 | 14223.76 | 190.84 | 5086.9 | 839.05 | 959.4 | 4428 | 4428 | 24.6 | 9827.7 | 309.97 | 19.92 | -53.28 | 16.09 | 20 | 0.27 | 0 | 0.2 | 0.2 | 1 | 0.2 | 0 | 1450.51 | 0 | 827.05 | 0 | 1975.66 | 0 | 833.68 | 0 | 215.53 | 0 | 92.28 | 0 | 193.03 | 0 | 93.02 | 245.18
5298 | 15.7 | 1411.34 | 660 | 131.35 | 2202.69 | 740.21 | 444.13 | 11547.34 | 3387.03 | 14490.24 | 190.84 | 17314.7 | 1410.66 | 2398.5 | 11070 | 11070 | 61.5 | 24569.25 | 298.5 | 27.53 | -49.47 | 18.64 | 23.9 | 0 | 0 | 0.5 | 0.5 | 1 | 0.5 | 0 | 4832.2 | 0 | 2755.2 | 0 | 6853.28 | 0 | 2874.01 | 0 | 359.01 | 0 | 153.72 | 0 | 334.8 | 0 | 160.34 | 402.8
5299 | 15.7 | 1411.34 | 660 | 131.35 | 2202.69 | 740.21 | 444.13 | 11547.34 | 3387.03 | 14490.24 | 190.84 | 14714.61 | 2108.69 | 2398.5 | 11070 | 11070 | 61.5 | 24569.25 | 298.11 | 27.13 | -49.6 | 18.51 | 23.9 | 0 | 0 | 0.5 | 0.5 | 1 | 0.5 | 0 | 2606.39 | 0 | 1486.1 | 0 | 7385.74 | 0 | 3236.37 | 0 | 387.29 | 0 | 165.82 | 0 | 721.61 | 0 | 361.12 | 472.85
5300 | 14.8 | 1411.34 | 660 | 131.35 | 2202.69 | 740.21 | 444.13 | 11547.34 | 3387.03 | 14490.24 | 190.84 | 742.33 | 121.19 | 2398.5 | 11070 | 11070 | 61.5 | 24569.25 | 292.96 | 21.98 | -51.58 | 16.53 | 21.98 | 0 | 0 | 0.5 | 0.5 | 1 | 0.5 | 0 | 200.62 | 0 | 114.39 | 0 | 294.53 | 0 | 132.79 | 0 | 29.81 | 0 | 12.76 | 0 | 28.78 | 0 | 14.82 | 35.03
5301 | 14.1 | 1411.34 | 660 | 131.35 | 2202.69 | 740.21 | 444.13 | 11547.34 | 3387.03 | 14490.24 | 190.84 | 0 | 0 | 2398.5 | 11070 | 11070 | 61.5 | 24569.25 | 292.02 | 21.04 | -52.33 | 15.79 | 21.04 | 0 | 0 | 0.5 | 0.5 | 1 | 0.5 | 0 | 0 | 0 | 0 | 0 | 0 | 0 | 0 | 0 | 0 | 0 | 0 | 0 | 0 | 0 | 0 | 0
5302 | 13.3 | 1411.34 | 660 | 131.35 | 2202.69 | 740.21 | 444.13 | 11547.34 | 3387.03 | 14490.24 | 190.84 | 0 | 0 | 2398.5 | 11070 | 11070 | 61.5 | 24569.25 | 291.26 | 20.28 | -53.12 | 15 | 20.28 | 0 | 0 | 0.5 | 0.5 | 1 | 0.5 | 0 | 0 | 0 | 0 | 0 | 0 | 0 | 0 | 0 | 0 | 0 | 0 | 0 | 0 | 0 | 0 | 0
5303 | 12 | 1411.34 | 660 | 131.35 | 2202.69 | 740.21 | 444.13 | 11547.34 | 3387.03 | 14490.24 | 190.84 | 0 | 0 | 2398.5 | 11070 | 11070 | 61.5 | 24569.25 | 290.04 | 19.07 | -54.4 | 13.71 | 20 | 3.45 | 0 | 0.5 | 0.5 | 1 | 0.5 | 0 | 0 | 0 | 0 | 0 | 0 | 0 | 0 | 0 | 0 | 0 | 0 | 0 | 0 | 0 | 0 | 0
5304 | 11.6 | 1411.34 | 660 | 131.35 | 2202.69 | 740.21 | 444.13 | 11547.34 | 3387.03 | 14490.24 | 190.84 | 0 | 0 | 2398.5 | 11070 | 11070 | 61.5 | 24569.25 | 289.67 | 18.69 | -54.8 | 13.32 | 20 | 4.84 | 0 | 0.5 | 0.5 | 1 | 0.5 | 0 | 0 | 0 | 0 | 0 | 0 | 0 | 0 | 0 | 0 | 0 | 0 | 0 | 0 | 0 | 0 | 0
5305 | 11.8 | 1411.34 | 660 | 131.35 | 2202.69 | 740.21 | 444.13 | 11547.34 | 3387.03 | 14490.24 | 190.84 | 0 | 0 | 2398.5 | 2214 | 2214 | 61.5 | 6857.25 | 285.05 | 14.07 | -55.81 | 12.31 | 20 | 21.87 | 0 | 0.5 | 0.1 | 0.5 | 0.5 | 0 | 0 | 0 | 0 | 0 | 0 | 0 | 0 | 0 | 0 | 0 | 0 | 0 | 0 | 0 | 0 | 0
5306 | 12.3 | 1411.34 | 660 | 131.35 | 2202.69 | 740.21 | 444.13 | 11547.34 | 3387.03 | 14490.24 | 190.84 | 0 | 0 | 2398.5 | 2214 | 2214 | 61.5 | 6857.25 | 285.51 | 14.53 | -55.31 | 12.8 | 20 | 20.18 | 0 | 0.5 | 0.1 | 0.5 | 0.5 | 0 | 0 | 0 | 0 | 0 | 0 | 0 | 0 | 0 | 0 | 0 | 0 | 0 | 0 | 0 | 0 | 0
5307 | 12.7 | 1411.34 | 660 | 131.35 | 2202.69 | 740.21 | 444.13 | 11547.34 | 3387.03 | 14490.24 | 190.84 | 0 | 0 | 2398.5 | 2214 | 2214 | 61.5 | 6857.25 | 285.88 | 14.9 | -54.92 | 13.2 | 20 | 18.82 | 0 | 0.5 | 0.1 | 0.5 | 0.5 | 0 | 0 | 0 | 0 | 0 | 0 | 0 | 0 | 0 | 0 | 0 | 0 | 0 | 0 | 0 | 0 | 0
5308 | 12.8 | 1411.34 | 660 | 131.35 | 2202.69 | 740.21 | 444.13 | 11547.34 | 3387.03 | 14490.24 | 190.84 | 0 | 0 | 2398.5 | 2214 | 2214 | 61.5 | 6857.25 | 285.97 | 14.99 | -54.82 | 13.3 | 20 | 18.48 | 0 | 0.5 | 0.1 | 0.5 | 0.5 | 0 | 0 | 0 | 0 | 0 | 0 | 0 | 0 | 0 | 0 | 0 | 0 | 0 | 0 | 0 | 0 | 0
5309 | 13 | 1411.34 | 660 | 131.35 | 2202.69 | 740.21 | 444.13 | 11547.34 | 3387.03 | 14490.24 | 190.84 | 0 | 0 | 2398.5 | 2214 | 2214 | 61.5 | 6857.25 | 286.15 | 15.17 | -54.62 | 13.49 | 20 | 17.81 | 0 | 0.5 | 0.1 | 0.5 | 0.5 | 0 | 0 | 0 | 0 | 0 | 0 | 0 | 0 | 0 | 0 | 0 | 0 | 0 | 0 | 0 | 0 | 0
5310 | 12.6 | 1411.34 | 660 | 131.35 | 2202.69 | 740.21 | 444.13 | 11547.34 | 3387.03 | 14490.24 | 190.84 | 0 | 0 | 2398.5 | 2214 | 2214 | 61.5 | 6857.25 | 285.78 | 14.81 | -55.02 | 13.1 | 20 | 19.16 | 0 | 0.5 | 0.1 | 0.5 | 0.5 | 0 | 0 | 0 | 0 | 0 | 0 | 0 | 0 | 0 | 0 | 0 | 0 | 0 | 0 | 0 | 0 | 0
5311 | 13 | 1411.34 | 660 | 131.35 | 2202.69 | 740.21 | 444.13 | 11547.34 | 3387.03 | 14490.24 | 190.84 | 14855.57 | 1149.08 | 2398.5 | 2214 | 2214 | 61.5 | 6857.25 | 290.49 | 19.51 | -53.53 | 14.58 | 20 | 1.8 | 0 | 0.5 | 0.1 | 0.5 | 0.5 | 0 | 7953.96 | 0 | 2878.41 | 0 | 2818.09 | 0 | 1205.11 | 0 | 590.94 | 0 | 160.59 | 0 | 137.67 | 0 | 67.23 | 192.64
5312 | 13.4 | 1411.34 | 660 | 131.35 | 2202.69 | 740.21 | 177.65 | 11280.86 | 3120.55 | 14223.76 | 190.84 | 30519.73 | 2428.54 | 959.4 | 4428 | 4428 | 24.6 | 9827.7 | 316.21 | 26.16 | -52.99 | 16.39 | 23.9 | 0 | 0 | 0.2 | 0.2 | 1 | 0.2 | 0 | 13179.65 | 0 | 6596.98 | 0 | 7525.12 | 0 | 3217.98 | 0 | 979.19 | 0 | 368.05 | 0 | 367.62 | 0 | 179.53 | 534.14
5313 | 13.4 | 1411.34 | 660 | 131.35 | 2202.69 | 740.21 | 177.65 | 11280.86 | 3120.55 | 14223.76 | 190.84 | 12493.25 | 2038.68 | 959.4 | 4428 | 4428 | 24.6 | 9827.7 | 311.02 | 20.97 | -54.26 | 15.11 | 20.97 | 0 | 0 | 0.2 | 0.2 | 1 | 0.2 | 0 | 3922.24 | 0 | 2305.19 | 0 | 4388.97 | 0 | 1876.86 | 0 | 582.81 | 0 | 257.22 | 0 | 428.82 | 0 | 209.42 | 560.41
5314 | 14.5 | 1411.34 | 660 | 131.35 | 2202.69 | 740.21 | 177.65 | 11280.86 | 3120.55 | 14223.76 | 190.84 | 39870.89 | 3266.27 | 959.4 | 4428 | 4428 | 24.6 | 9827.7 | 320.2 | 30.15 | -51.19 | 18.18 | 23.9 | 0 | 0 | 0.2 | 0.2 | 1 | 0.2 | 0 | 12238.1 | 0 | 8026.48 | 0 | 13733.45 | 0 | 5872.86 | 0 | 909.24 | 0 | 447.81 | 0 | 670.9 | 0 | 327.65 | 910.67
5315 | 17.3 | 1411.34 | 660 | 131.35 | 2202.69 | 740.21 | 177.65 | 11280.86 | 3120.55 | 14223.76 | 190.84 | 40785.75 | 6945.61 | 959.4 | 4428 | 4428 | 24.6 | 9827.7 | 324.18 | 34.13 | -48.11 | 21.26 | 23.9 | 0 | 0 | 0.2 | 0.2 | 1 | 0.2 | 0 | 11606.01 | 0 | 13794.49 | 0 | 10776.76 | 0 | 4608.48 | 0 | 1724.55 | 0 | 1539.22 | 0 | 1052.93 | 0 | 514.22 | 2114.68
5316 | 16.9 | 1411.34 | 660 | 131.35 | 2202.69 | 740.21 | 177.65 | 11280.86 | 3120.55 | 14223.76 | 190.84 | 29084.59 | 4819.89 | 959.4 | 4428 | 4428 | 24.6 | 9827.7 | 319.81 | 29.76 | -49.47 | 19.91 | 23.9 | 0 | 0 | 0.2 | 0.2 | 1 | 0.2 | 0 | 7774.61 | 0 | 6125.17 | 0 | 10751.92 | 0 | 4432.89 | 0 | 1155.24 | 0 | 683.46 | 0 | 1050.5 | 0 | 494.63 | 1436.06
5317 | 17.2 | 1411.34 | 660 | 131.35 | 2202.69 | 740.21 | 177.65 | 11280.86 | 3120.55 | 14223.76 | 190.84 | 38225.89 | 6250.6 | 959.4 | 4428 | 4428 | 24.6 | 9827.7 | 323.14 | 33.09 | -48.44 | 20.94 | 23.9 | 0 | 0 | 0.2 | 0.2 | 1 | 0.2 | 0 | 8652.79 | 0 | 8645.57 | 0 | 15993.93 | 0 | 4933.61 | 0 | 1285.73 | 0 | 964.69 | 0 | 1562.67 | 0 | 550.5 | 1887.01
5318 | 16.9 | 1411.34 | 660 | 131.35 | 2202.69 | 740.21 | 177.65 | 11280.86 | 3120.55 | 14223.76 | 190.84 | 29450.19 | 4776.83 | 959.4 | 4428 | 4428 | 24.6 | 9827.7 | 319.9 | 29.85 | -49.44 | 19.93 | 23.9 | 0 | 0 | 0.2 | 0.2 | 1 | 0.2 | 0 | 7725.5 | 0 | 5073.51 | 0 | 12246.29 | 0 | 4404.89 | 0 | 1147.94 | 0 | 566.11 | 0 | 1196.51 | 0 | 491.51 | 1374.76
5319 | 16.7 | 1411.34 | 660 | 131.35 | 2202.69 | 740.21 | 177.65 | 11280.86 | 3120.55 | 14223.76 | 190.84 | 37401.08 | 5888.87 | 959.4 | 4428 | 4428 | 24.6 | 9827.7 | 322.35 | 32.3 | -49.01 | 20.36 | 23.9 | 0 | 0 | 0.2 | 0.2 | 1 | 0.2 | 0 | 7945.63 | 0 | 5579.87 | 0 | 19345.18 | 0 | 4530.4 | 0 | 1180.65 | 0 | 622.61 | 0 | 1890.1 | 0 | 505.51 | 1689.99
5320 | 17.2 | 1411.34 | 660 | 131.35 | 2202.69 | 740.21 | 177.65 | 11280.86 | 3120.55 | 14223.76 | 190.84 | 42824.05 | 6458.82 | 959.4 | 4428 | 4428 | 24.6 | 9827.7 | 324.54 | 34.49 | -48.1 | 21.27 | 23.9 | 0 | 0 | 0.2 | 0.2 | 1 | 0.2 | 0 | 7346.87 | 0 | 4189 | 0 | 26590.8 | 0 | 4697.38 | 0 | 1091.68 | 0 | 467.42 | 0 | 2598.02 | 0 | 524.14 | 1777.56
5321 | 16.6 | 1411.34 | 660 | 131.35 | 2202.69 | 740.21 | 177.65 | 11280.86 | 3120.55 | 14223.76 | 190.84 | 36732.25 | 5349.04 | 959.4 | 4428 | 4428 | 24.6 | 9827.7 | 321.91 | 31.86 | -49.19 | 20.18 | 23.9 | 0 | 0 | 0.2 | 0.2 | 1 | 0.2 | 0 | 6053.81 | 0 | 3451.73 | 0 | 21635.87 | 0 | 5590.84 | 0 | 899.54 | 0 | 385.15 | 0 | 2113.91 | 0 | 623.84 | 1326.6
5322 | 17.8 | 1411.34 | 660 | 131.35 | 2202.69 | 740.21 | 444.13 | 11547.34 | 3387.03 | 14490.24 | 190.84 | 53435.17 | 6955.49 | 2398.5 | 11070 | 11070 | 61.5 | 24569.25 | 311.84 | 40.86 | -44.56 | 23.55 | 23.9 | 0 | 0 | 0.5 | 0.5 | 1 | 0.5 | 0 | 4333.3 | 0 | 2470.74 | 0 | 35587.26 | 0 | 11043.86 | 0 | 643.89 | 0 | 275.69 | 0 | 3477.01 | 0 | 1232.3 | 1326.6
5323 | 16.1 | 1411.34 | 660 | 131.35 | 2202.69 | 740.21 | 444.13 | 11547.34 | 3387.03 | 14490.24 | 190.84 | 44595.73 | 5470.61 | 2398.5 | 11070 | 11070 | 61.5 | 24569.25 | 307.48 | 36.51 | -46.95 | 21.17 | 23.9 | 0 | 0 | 0.5 | 0.5 | 1 | 0.5 | 0 | 2767.33 | 0 | 1577.87 | 0 | 27900.89 | 0 | 12349.64 | 0 | 411.2 | 0 | 176.06 | 0 | 2726.02 | 0 | 1378 | 779.32
5324 | 15.3 | 1411.34 | 660 | 131.35 | 2202.69 | 740.21 | 444.13 | 11547.34 | 3387.03 | 14490.24 | 190.84 | 3329.52 | 485.88 | 2398.5 | 11070 | 11070 | 61.5 | 24569.25 | 294.21 | 23.24 | -50.89 | 17.23 | 23.24 | 0 | 0 | 0.5 | 0.5 | 1 | 0.5 | 0 | 687.06 | 0 | 391.74 | 0 | 1478.44 | 0 | 772.27 | 0 | 102.09 | 0 | 43.71 | 0 | 144.45 | 0 | 86.17 | 109.46
5325 | 14.8 | 1411.34 | 660 | 131.35 | 2202.69 | 740.21 | 444.13 | 11547.34 | 3387.03 | 14490.24 | 190.84 | 527.02 | 43.94 | 2398.5 | 11070 | 11070 | 61.5 | 24569.25 | 292.86 | 21.88 | -51.6 | 16.52 | 21.88 | 0 | 0 | 0.5 | 0.5 | 1 | 0.5 | 0 | 151.72 | 0 | 86.51 | 0 | 202.29 | 0 | 86.51 | 0 | 11.27 | 0 | 4.83 | 0 | 9.88 | 0 | 4.83 | 13.13
5326 | 13.9 | 1411.34 | 660 | 131.35 | 2202.69 | 740.21 | 444.13 | 11547.34 | 3387.03 | 14490.24 | 190.84 | 0 | 0 | 2398.5 | 11070 | 11070 | 61.5 | 24569.25 | 291.83 | 20.86 | -52.53 | 15.59 | 20.86 | 0 | 0 | 0.5 | 0.5 | 1 | 0.5 | 0 | 0 | 0 | 0 | 0 | 0 | 0 | 0 | 0 | 0 | 0 | 0 | 0 | 0 | 0 | 0 | 0
5327 | 12.6 | 1411.34 | 660 | 131.35 | 2202.69 | 740.21 | 444.13 | 11547.34 | 3387.03 | 14490.24 | 190.84 | 0 | 0 | 2398.5 | 11070 | 11070 | 61.5 | 24569.25 | 290.61 | 19.63 | -53.81 | 14.3 | 20 | 1.35 | 0 | 0.5 | 0.5 | 1 | 0.5 | 0 | 0 | 0 | 0 | 0 | 0 | 0 | 0 | 0 | 0 | 0 | 0 | 0 | 0 | 0 | 0 | 0
5328 | 11.6 | 1411.34 | 660 | 131.35 | 2202.69 | 740.21 | 444.13 | 11547.34 | 3387.03 | 14490.24 | 190.84 | 0 | 0 | 2398.5 | 11070 | 11070 | 61.5 | 24569.25 | 289.67 | 18.69 | -54.8 | 13.32 | 20 | 4.84 | 0 | 0.5 | 0.5 | 1 | 0.5 | 0 | 0 | 0 | 0 | 0 | 0 | 0 | 0 | 0 | 0 | 0 | 0 | 0 | 0 | 0 | 0 | 0
5329 | 10.4 | 1411.34 | 660 | 131.35 | 2202.69 | 740.21 | 444.13 | 11547.34 | 3387.03 | 14490.24 | 190.84 | 0 | 0 | 2398.5 | 2214 | 2214 | 61.5 | 6857.25 | 283.77 | 12.79 | -57.19 | 10.93 | 20 | 26.61 | 0 | 0.5 | 0.1 | 0.5 | 0.5 | 0 | 0 | 0 | 0 | 0 | 0 | 0 | 0 | 0 | 0 | 0 | 0 | 0 | 0 | 0 | 0 | 0
5330 | 9.9 | 1411.34 | 660 | 131.35 | 2202.69 | 740.21 | 444.13 | 11547.34 | 3387.03 | 14490.24 | 190.84 | 0 | 0 | 2398.5 | 2214 | 2214 | 61.5 | 6857.25 | 283.31 | 12.33 | -57.68 | 10.43 | 20 | 28.31 | 0 | 0.5 | 0.1 | 0.5 | 0.5 | 0 | 0 | 0 | 0 | 0 | 0 | 0 | 0 | 0 | 0 | 0 | 0 | 0 | 0 | 0 | 0 | 0
5331 | 10.6 | 1411.34 | 660 | 131.35 | 2202.69 | 740.21 | 444.13 | 11547.34 | 3387.03 | 14490.24 | 190.84 | 0 | 0 | 2398.5 | 2214 | 2214 | 61.5 | 6857.25 | 283.95 | 12.97 | -56.99 | 11.12 | 20 | 25.94 | 0 | 0.5 | 0.1 | 0.5 | 0.5 | 0 | 0 | 0 | 0 | 0 | 0 | 0 | 0 | 0 | 0 | 0 | 0 | 0 | 0 | 0 | 0 | 0
5332 | 10 | 1411.34 | 660 | 131.35 | 2202.69 | 740.21 | 444.13 | 11547.34 | 3387.03 | 14490.24 | 190.84 | 0 | 0 | 2398.5 | 2214 | 2214 | 61.5 | 6857.25 | 283.4 | 12.42 | -57.58 | 10.53 | 20 | 27.97 | 0 | 0.5 | 0.1 | 0.5 | 0.5 | 0 | 0 | 0 | 0 | 0 | 0 | 0 | 0 | 0 | 0 | 0 | 0 | 0 | 0 | 0 | 0 | 0
5333 | 9.5 | 1411.34 | 660 | 131.35 | 2202.69 | 740.21 | 444.13 | 11547.34 | 3387.03 | 14490.24 | 190.84 | 0 | 0 | 2398.5 | 2214 | 2214 | 61.5 | 6857.25 | 282.94 | 11.96 | -58.08 | 10.04 | 20 | 29.66 | 0 | 0.5 | 0.1 | 0.5 | 0.5 | 0 | 0 | 0 | 0 | 0 | 0 | 0 | 0 | 0 | 0 | 0 | 0 | 0 | 0 | 0 | 0 | 0
5334 | 8.9 | 1411.34 | 660 | 131.35 | 2202.69 | 740.21 | 444.13 | 11547.34 | 3387.03 | 14490.24 | 190.84 | 656.64 | 53.22 | 2398.5 | 2214 | 2214 | 61.5 | 6857.25 | 282.58 | 11.6 | -58.62 | 9.49 | 20 | 30.98 | 0 | 0.5 | 0.1 | 0.5 | 0.5 | 0 | 262.81 | 0 | 103.86 | 0 | 203.11 | 0 | 86.86 | 0 | 19.53 | 0 | 5.79 | 0 | 9.92 | 0 | 4.85 | 13.13
5335 | 12.3 | 1411.34 | 660 | 131.35 | 2202.69 | 740.21 | 444.13 | 11547.34 | 3387.03 | 14490.24 | 190.84 | 41201.85 | 3104.22 | 2398.5 | 2214 | 2214 | 61.5 | 6857.25 | 297.51 | 26.54 | -52.29 | 15.82 | 23.9 | 0 | 0 | 0.5 | 0.1 | 0.5 | 0.5 | 0 | 26097 | 0 | 8516.83 | 0 | 4614.65 | 0 | 1973.37 | 0 | 1938.89 | 0 | 475.16 | 0 | 225.43 | 0 | 110.1 | 354.64
5336 | 16.2 | 1411.34 | 660 | 131.35 | 2202.69 | 740.21 | 444.13 | 11547.34 | 3387.03 | 14490.24 | 190.84 | 37912.26 | 5962.54 | 2398.5 | 11070 | 11070 | 61.5 | 24569.25 | 305.9 | 34.92 | -47.27 | 20.85 | 23.9 | 0 | 0 | 0.5 | 0.5 | 1 | 0.5 | 0 | 20272.69 | 0 | 9657.7 | 0 | 5590.98 | 0 | 2390.88 | 0 | 3012.34 | 0 | 1077.63 | 0 | 546.26 | 0 | 266.78 | 1059.53
5337 | 18.2 | 1411.34 | 660 | 131.35 | 2202.69 | 740.21 | 444.13 | 11547.34 | 3387.03 | 14490.24 | 190.84 | 49660.32 | 8013.77 | 2398.5 | 11070 | 11070 | 61.5 | 24569.25 | 311.47 | 40.49 | -44.35 | 23.76 | 23.9 | 0 | 0 | 0.5 | 0.5 | 1 | 0.5 | 0 | 23570.56 | 0 | 15506.45 | 0 | 7413.2 | 0 | 3170.12 | 0 | 3502.38 | 0 | 1730.24 | 0 | 724.3 | 0 | 353.73 | 1703.13
5338 | 19.3 | 1411.34 | 660 | 131.35 | 2202.69 | 740.21 | 444.13 | 11547.34 | 3387.03 | 14490.24 | 190.84 | 53047.15 | 8902.87 | 2398.5 | 11070 | 11070 | 61.5 | 24569.25 | 313.64 | 42.66 | -42.98 | 25.14 | 24 | 0 | -16.7 | 0.5 | 0.5 | 1 | 0.5 | 0 | 20965.16 | 0 | 20048.97 | 0 | 8428.66 | 0 | 3604.36 | 0 | 3115.24 | 0 | 2237.11 | 0 | 823.51 | 0 | 402.18 | 2324.84
5339 | 19.3 | 1411.34 | 660 | 131.35 | 2202.69 | 740.21 | 444.13 | 11547.34 | 3387.03 | 14490.24 | 190.84 | 42472.21 | 7262.04 | 2398.5 | 11070 | 11070 | 61.5 | 24569.25 | 310.33 | 39.36 | -43.81 | 24.31 | 24 | 0 | -4.48 | 0.5 | 0.5 | 1 | 0.5 | 0 | 12002.34 | 0 | 15509.93 | 0 | 10478.85 | 0 | 4481.09 | 0 | 1783.44 | 0 | 1730.63 | 0 | 1023.82 | 0 | 500.01 | 2224.14
5340 | 19 | 1411.34 | 660 | 131.35 | 2202.69 | 740.21 | 444.13 | 11547.34 | 3387.03 | 14490.24 | 190.84 | 28293.07 | 4680.46 | 2398.5 | 11070 | 11070 | 61.5 | 24569.25 | 305.51 | 34.54 | -45.25 | 22.87 | 23.9 | 0 | 0 | 0.5 | 0.5 | 1 | 0.5 | 0 | 7598.8 | 0 | 5866.2 | 0 | 10495.42 | 0 | 4332.65 | 0 | 1129.11 | 0 | 654.56 | 0 | 1025.44 | 0 | 483.45 | 1387.9
5341 | 20.7 | 1411.34 | 660 | 131.35 | 2202.69 | 740.21 | 444.13 | 11547.34 | 3387.03 | 14490.24 | 190.84 | 28731.14 | 4693.13 | 2398.5 | 11070 | 11070 | 61.5 | 24569.25 | 307.19 | 36.22 | -43.54 | 24.58 | 24 | 0 | -8.46 | 0.5 | 0.5 | 1 | 0.5 | 0 | 7659.82 | 0 | 5328.98 | 0 | 11374.9 | 0 | 4367.44 | 0 | 1138.18 | 0 | 594.62 | 0 | 1111.37 | 0 | 487.33 | 1361.63
5342 | 19.3 | 1411.34 | 660 | 131.35 | 2202.69 | 740.21 | 444.13 | 11547.34 | 3387.03 | 14490.24 | 190.84 | 44101.62 | 6974.39 | 2398.5 | 11070 | 11070 | 61.5 | 24569.25 | 310.7 | 39.72 | -43.72 | 24.4 | 24 | 0 | -5.82 | 0.5 | 0.5 | 1 | 0.5 | 0 | 8538.54 | 0 | 8559.88 | 0 | 22134.72 | 0 | 4868.47 | 0 | 1268.75 | 0 | 955.13 | 0 | 2162.65 | 0 | 543.23 | 2044.63
5343 | 21.1 | 1411.34 | 660 | 131.35 | 2202.69 | 740.21 | 444.13 | 11547.34 | 3387.03 | 14490.24 | 190.84 | 68785.27 | 10492.5 | 2398.5 | 11070 | 11070 | 61.5 | 24569.25 | 319.99 | 49.01 | -40.02 | 28.09 | 24 | 0 | -60.11 | 0.5 | 0.5 | 1 | 0.5 | 0 | 6478.8 | 0 | 8677.91 | 0 | 49934.51 | 0 | 3694.05 | 0 | 962.69 | 0 | 968.3 | 0 | 4878.79 | 0 | 412.19 | 3270.53
5344 | 19.3 | 1411.34 | 660 | 131.35 | 2202.69 | 740.21 | 444.13 | 11547.34 | 3387.03 | 14490.24 | 190.84 | 67844.49 | 9844.51 | 2398.5 | 11070 | 11070 | 61.5 | 24569.25 | 317.91 | 46.93 | -41.91 | 26.21 | 24 | 0 | -32.44 | 0.5 | 0.5 | 1 | 0.5 | 0 | 5790.49 | 0 | 3301.6 | 0 | 54101.76 | 0 | 4650.64 | 0 | 860.42 | 0 | 368.4 | 0 | 5285.95 | 0 | 518.93 | 2810.82
5345 | 20.2 | 1411.34 | 660 | 131.35 | 2202.69 | 740.21 | 444.13 | 11547.34 | 3387.03 | 14490.24 | 190.84 | 52537.31 | 7284.72 | 2398.5 | 11070 | 11070 | 61.5 | 24569.25 | 313.89 | 42.91 | -42.23 | 25.88 | 24 | 0 | -27.61 | 0.5 | 0.5 | 1 | 0.5 | 0 | 5813.92 | 0 | 3314.95 | 0 | 35724.51 | 0 | 7683.94 | 0 | 863.9 | 0 | 369.89 | 0 | 3490.42 | 0 | 857.39 | 1703.13
5346 | 19.6 | 1411.34 | 660 | 131.35 | 2202.69 | 740.21 | 444.13 | 11547.34 | 3387.03 | 14490.24 | 190.84 | 72771.04 | 9198.75 | 2398.5 | 11070 | 11070 | 61.5 | 24569.25 | 319.34 | 48.37 | -41.32 | 26.8 | 24 | 0 | -41.06 | 0.5 | 0.5 | 1 | 0.5 | 0 | 3738.72 | 0 | 2131.73 | 0 | 51485.61 | 0 | 15414.98 | 0 | 555.54 | 0 | 237.86 | 0 | 5030.34 | 0 | 1720.04 | 1654.97
5347 | 18.2 | 1411.34 | 660 | 131.35 | 2202.69 | 740.21 | 444.13 | 11547.34 | 3387.03 | 14490.24 | 190.84 | 31492.44 | 4005.22 | 2398.5 | 11070 | 11070 | 61.5 | 24569.25 | 305.46 | 34.49 | -45.86 | 22.25 | 23.9 | 0 | 0 | 0.5 | 0.5 | 1 | 0.5 | 0 | 2901.43 | 0 | 1654.32 | 0 | 18715.98 | 0 | 8220.7 | 0 | 431.13 | 0 | 184.59 | 0 | 1828.62 | 0 | 917.28 | 643.6
5348 | 17 | 1411.34 | 660 | 131.35 | 2202.69 | 740.21 | 444.13 | 11547.34 | 3387.03 | 14490.24 | 190.84 | 16881.58 | 1973.89 | 2398.5 | 11070 | 11070 | 61.5 | 24569.25 | 299.85 | 28.87 | -48.18 | 19.93 | 23.9 | 0 | 0 | 0.5 | 0.5 | 1 | 0.5 | 0 | 980.42 | 0 | 559.01 | 0 | 9364.53 | 0 | 5977.62 | 0 | 145.68 | 0 | 62.38 | 0 | 914.95 | 0 | 667 | 183.89
5349 | 16.8 | 1411.34 | 660 | 131.35 | 2202.69 | 740.21 | 444.13 | 11547.34 | 3387.03 | 14490.24 | 190.84 | 0 | 0 | 2398.5 | 11070 | 11070 | 61.5 | 24569.25 | 294.56 | 23.58 | -49.66 | 18.45 | 23.58 | 0 | 0 | 0.5 | 0.5 | 1 | 0.5 | 0 | 0 | 0 | 0 | 0 | 0 | 0 | 0 | 0 | 0 | 0 | 0 | 0 | 0 | 0 | 0 | 0
5350 | 16.9 | 1411.34 | 660 | 131.35 | 2202.69 | 740.21 | 444.13 | 11547.34 | 3387.03 | 14490.24 | 190.84 | 0 | 0 | 2398.5 | 11070 | 11070 | 61.5 | 24569.25 | 294.64 | 23.66 | -49.57 | 18.55 | 23.66 | 0 | 0 | 0.5 | 0.5 | 1 | 0.5 | 0 | 0 | 0 | 0 | 0 | 0 | 0 | 0 | 0 | 0 | 0 | 0 | 0 | 0 | 0 | 0 | 0
5351 | 16.4 | 1411.34 | 660 | 131.35 | 2202.69 | 740.21 | 444.13 | 11547.34 | 3387.03 | 14490.24 | 190.84 | 0 | 0 | 2398.5 | 11070 | 11070 | 61.5 | 24569.25 | 294.18 | 23.21 | -50.06 | 18.06 | 23.21 | 0 | 0 | 0.5 | 0.5 | 1 | 0.5 | 0 | 0 | 0 | 0 | 0 | 0 | 0 | 0 | 0 | 0 | 0 | 0 | 0 | 0 | 0 | 0 | 0
5352 | 16.3 | 1411.34 | 660 | 131.35 | 2202.69 | 740.21 | 444.13 | 11547.34 | 3387.03 | 14490.24 | 190.84 | 0 | 0 | 2398.5 | 11070 | 11070 | 61.5 | 24569.25 | 294.08 | 23.1 | -50.16 | 17.96 | 23.1 | 0 | 0 | 0.5 | 0.5 | 1 | 0.5 | 0 | 0 | 0 | 0 | 0 | 0 | 0 | 0 | 0 | 0 | 0 | 0 | 0 | 0 | 0 | 0 | 0
5353 | 15.7 | 1411.34 | 660 | 131.35 | 2202.69 | 740.21 | 444.13 | 11547.34 | 3387.03 | 14490.24 | 190.84 | 0 | 0 | 2398.5 | 2214 | 2214 | 61.5 | 6857.25 | 288.72 | 17.75 | -51.96 | 16.16 | 20 | 8.31 | 0 | 0.5 | 0.1 | 0.5 | 0.5 | 0 | 0 | 0 | 0 | 0 | 0 | 0 | 0 | 0 | 0 | 0 | 0 | 0 | 0 | 0 | 0 | 0
5354 | 15.3 | 1411.34 | 660 | 131.35 | 2202.69 | 740.21 | 444.13 | 11547.34 | 3387.03 | 14490.24 | 190.84 | 0 | 0 | 2398.5 | 2214 | 2214 | 61.5 | 6857.25 | 288.26 | 17.29 | -52.35 | 15.76 | 20 | 10.02 | 0 | 0.5 | 0.1 | 0.5 | 0.5 | 0 | 0 | 0 | 0 | 0 | 0 | 0 | 0 | 0 | 0 | 0 | 0 | 0 | 0 | 0 | 0 | 0
5355 | 15.6 | 1411.34 | 660 | 131.35 | 2202.69 | 740.21 | 444.13 | 11547.34 | 3387.03 | 14490.24 | 190.84 | 0 | 0 | 2398.5 | 2214 | 2214 | 61.5 | 6857.25 | 288.54 | 17.56 | -52.06 | 16.06 | 20 | 9 | 0 | 0.5 | 0.1 | 0.5 | 0.5 | 0 | 0 | 0 | 0 | 0 | 0 | 0 | 0 | 0 | 0 | 0 | 0 | 0 | 0 | 0 | 0 | 0
5356 | 15.1 | 1411.34 | 660 | 131.35 | 2202.69 | 740.21 | 444.13 | 11547.34 | 3387.03 | 14490.24 | 190.84 | 0 | 0 | 2398.5 | 2214 | 2214 | 61.5 | 6857.25 | 288.08 | 17.1 | -52.55 | 15.57 | 20 | 10.69 | 0 | 0.5 | 0.1 | 0.5 | 0.5 | 0 | 0 | 0 | 0 | 0 | 0 | 0 | 0 | 0 | 0 | 0 | 0 | 0 | 0 | 0 | 0 | 0
5357 | 14.7 | 1411.34 | 660 | 131.35 | 2202.69 | 740.21 | 444.13 | 11547.34 | 3387.03 | 14490.24 | 190.84 | 0 | 0 | 2398.5 | 2214 | 2214 | 61.5 | 6857.25 | 287.71 | 16.74 | -52.94 | 15.17 | 20 | 12.05 | 0 | 0.5 | 0.1 | 0.5 | 0.5 | 0 | 0 | 0 | 0 | 0 | 0 | 0 | 0 | 0 | 0 | 0 | 0 | 0 | 0 | 0 | 0 | 0
5358 | 15 | 1411.34 | 660 | 131.35 | 2202.69 | 740.21 | 444.13 | 11547.34 | 3387.03 | 14490.24 | 190.84 | 0 | 0 | 2398.5 | 2214 | 2214 | 61.5 | 6857.25 | 287.99 | 17.01 | -52.65 | 15.47 | 20 | 11.03 | 0 | 0.5 | 0.1 | 0.5 | 0.5 | 0 | 0 | 0 | 0 | 0 | 0 | 0 | 0 | 0 | 0 | 0 | 0 | 0 | 0 | 0 | 0 | 0
5359 | 15.4 | 1411.34 | 660 | 131.35 | 2202.69 | 740.21 | 444.13 | 11547.34 | 3387.03 | 14490.24 | 190.84 | 4743.78 | 388.48 | 2398.5 | 2214 | 2214 | 61.5 | 6857.25 | 289.74 | 18.77 | -51.9 | 16.21 | 20 | 4.55 | 0 | 0.5 | 0.1 | 0.5 | 0.5 | 0 | 1437.84 | 0 | 787.81 | 0 | 1763.85 | 0 | 754.28 | 0 | 106.83 | 0 | 43.95 | 0 | 86.17 | 0 | 42.08 | 109.46
5360 | 16 | 1411.34 | 660 | 131.35 | 2202.69 | 740.21 | 444.13 | 11547.34 | 3387.03 | 14490.24 | 190.84 | 10470.58 | 859.38 | 2398.5 | 11070 | 11070 | 61.5 | 24569.25 | 296.77 | 25.8 | -49.68 | 18.43 | 23.9 | 0 | 0 | 0.5 | 0.5 | 1 | 0.5 | 0 | 3099.65 | 0 | 1750.5 | 0 | 3936.89 | 0 | 1683.54 | 0 | 230.29 | 0 | 97.66 | 0 | 192.32 | 0 | 93.93 | 245.18
5361 | 15.6 | 1411.34 | 660 | 131.35 | 2202.69 | 740.21 | 444.13 | 11547.34 | 3387.03 | 14490.24 | 190.84 | 7713.29 | 1266.88 | 2398.5 | 11070 | 11070 | 61.5 | 24569.25 | 295.89 | 24.91 | -50.24 | 17.88 | 23.9 | 0 | 0 | 0.5 | 0.5 | 1 | 0.5 | 0 | 2252.21 | 0 | 1291.61 | 0 | 2920.55 | 0 | 1248.92 | 0 | 334.66 | 0 | 144.12 | 0 | 285.35 | 0 | 139.36 | 363.39
5362 | 15.8 | 1411.34 | 660 | 131.35 | 2202.69 | 740.21 | 444.13 | 11547.34 | 3387.03 | 14490.24 | 190.84 | 13880.05 | 2270.7 | 2398.5 | 11070 | 11070 | 61.5 | 24569.25 | 298.02 | 27.04 | -49.55 | 18.56 | 23.9 | 0 | 0 | 0.5 | 0.5 | 1 | 0.5 | 0 | 4061.88 | 0 | 2412.9 | 0 | 5187.1 | 0 | 2218.17 | 0 | 603.56 | 0 | 269.24 | 0 | 506.8 | 0 | 247.51 | 643.6
5363 | 15.3 | 1411.34 | 660 | 131.35 | 2202.69 | 740.21 | 444.13 | 11547.34 | 3387.03 | 14490.24 | 190.84 | 11894.2 | 1951.27 | 2398.5 | 11070 | 11070 | 61.5 | 24569.25 | 296.93 | 25.96 | -50.2 | 17.91 | 23.9 | 0 | 0 | 0.5 | 0.5 | 1 | 0.5 | 0 | 3422.78 | 0 | 1991.31 | 0 | 4539.07 | 0 | 1941.05 | 0 | 508.59 | 0 | 222.19 | 0 | 443.48 | 0 | 216.59 | 560.41
5364 | 14.6 | 1411.34 | 660 | 131.35 | 2202.69 | 740.21 | 444.13 | 11547.34 | 3387.03 | 14490.24 | 190.84 | 11865.31 | 1947.19 | 2398.5 | 11070 | 11070 | 61.5 | 24569.25 | 296.28 | 25.3 | -50.9 | 17.22 | 23.9 | 0 | 0 | 0.5 | 0.5 | 1 | 0.5 | 0 | 3402 | 0 | 1978.12 | 0 | 4545.46 | 0 | 1939.74 | 0 | 505.51 | 0 | 220.72 | 0 | 444.11 | 0 | 216.44 | 560.41
5365 | 15.6 | 1411.34 | 660 | 131.35 | 2202.69 | 740.21 | 444.13 | 11547.34 | 3387.03 | 14490.24 | 190.84 | 12660.44 | 2074.61 | 2398.5 | 11070 | 11070 | 61.5 | 24569.25 | 297.45 | 26.47 | -49.85 | 18.27 | 23.9 | 0 | 0 | 0.5 | 0.5 | 1 | 0.5 | 0 | 3623.48 | 0 | 2099.24 | 0 | 4871.7 | 0 | 2066.02 | 0 | 538.42 | 0 | 234.24 | 0 | 475.98 | 0 | 230.53 | 595.44
5366 | 16.4 | 1411.34 | 660 | 131.35 | 2202.69 | 740.21 | 444.13 | 11547.34 | 3387.03 | 14490.24 | 190.84 | 7137.4 | 1175.45 | 2398.5 | 11070 | 11070 | 61.5 | 24569.25 | 296.44 | 25.47 | -49.49 | 18.62 | 23.9 | 0 | 0 | 0.5 | 0.5 | 1 | 0.5 | 0 | 2045.83 | 0 | 1174.36 | 0 | 2750.73 | 0 | 1166.48 | 0 | 303.99 | 0 | 131.04 | 0 | 268.76 | 0 | 130.16 | 341.5
5367 | 17.1 | 1411.34 | 660 | 131.35 | 2202.69 | 740.21 | 444.13 | 11547.34 | 3387.03 | 14490.24 | 190.84 | 7607.46 | 1251.99 | 2398.5 | 11070 | 11070 | 61.5 | 24569.25 | 297.23 | 26.26 | -48.77 | 19.35 | 23.9 | 0 | 0 | 0.5 | 0.5 | 1 | 0.5 | 0 | 2177.26 | 0 | 1246.22 | 0 | 2942.55 | 0 | 1241.42 | 0 | 323.52 | 0 | 139.06 | 0 | 287.5 | 0 | 138.52 | 363.39
5368 | 17.5 | 1411.34 | 660 | 131.35 | 2202.69 | 740.21 | 444.13 | 11547.34 | 3387.03 | 14490.24 | 190.84 | 20959.16 | 3384.76 | 2398.5 | 11070 | 11070 | 61.5 | 24569.25 | 301.8 | 30.82 | -47.32 | 20.8 | 23.9 | 0 | 0 | 0.5 | 0.5 | 1 | 0.5 | 0 | 5660.78 | 0 | 3227.64 | 0 | 8807.92 | 0 | 3262.82 | 0 | 841.14 | 0 | 360.15 | 0 | 860.57 | 0 | 364.07 | 958.83
5369 | 18.3 | 1411.34 | 660 | 131.35 | 2202.69 | 740.21 | 444.13 | 11547.34 | 3387.03 | 14490.24 | 190.84 | 27896.74 | 4208.99 | 2398.5 | 11070 | 11070 | 61.5 | 24569.25 | 304.63 | 33.66 | -46 | 22.12 | 23.9 | 0 | 0 | 0.5 | 0.5 | 1 | 0.5 | 0 | 5592.09 | 0 | 3188.47 | 0 | 14792.85 | 0 | 4323.34 | 0 | 830.93 | 0 | 355.78 | 0 | 1445.32 | 0 | 482.41 | 1094.56
5370 | 18.4 | 1411.34 | 660 | 131.35 | 2202.69 | 740.21 | 444.13 | 11547.34 | 3387.03 | 14490.24 | 190.84 | 11262.64 | 1821.05 | 2398.5 | 11070 | 11070 | 61.5 | 24569.25 | 299.57 | 28.59 | -47.19 | 20.92 | 23.9 | 0 | 0 | 0.5 | 0.5 | 1 | 0.5 | 0 | 3101.25 | 0 | 1768.26 | 0 | 4516.6 | 0 | 1876.53 | 0 | 460.82 | 0 | 197.31 | 0 | 441.29 | 0 | 209.39 | 512.25
5371 | 18.2 | 1411.34 | 660 | 131.35 | 2202.69 | 740.21 | 444.13 | 11547.34 | 3387.03 | 14490.24 | 190.84 | 3625.31 | 592.38 | 2398.5 | 11070 | 11070 | 61.5 | 24569.25 | 296.99 | 26.01 | -48 | 20.12 | 23.9 | 0 | 0 | 0.5 | 0.5 | 1 | 0.5 | 0 | 1001.35 | 0 | 570.94 | 0 | 1437.2 | 0 | 615.82 | 0 | 148.79 | 0 | 63.71 | 0 | 140.42 | 0 | 68.71 | 170.75
5372 | 18.4 | 1411.34 | 660 | 131.35 | 2202.69 | 740.21 | 444.13 | 11547.34 | 3387.03 | 14490.24 | 190.84 | 760.97 | 123.11 | 2398.5 | 11070 | 11070 | 61.5 | 24569.25 | 296.27 | 25.29 | -48.03 | 20.09 | 23.9 | 0 | 0 | 0.5 | 0.5 | 1 | 0.5 | 0 | 200.49 | 0 | 114.32 | 0 | 306 | 0 | 140.16 | 0 | 29.79 | 0 | 12.76 | 0 | 29.9 | 0 | 15.64 | 35.03
5373 | 17.1 | 1411.34 | 660 | 131.35 | 2202.69 | 740.21 | 444.13 | 11547.34 | 3387.03 | 14490.24 | 190.84 | 0 | 0 | 2398.5 | 11070 | 11070 | 61.5 | 24569.25 | 294.83 | 23.86 | -49.37 | 18.75 | 23.86 | 0 | 0 | 0.5 | 0.5 | 1 | 0.5 | 0 | 0 | 0 | 0 | 0 | 0 | 0 | 0 | 0 | 0 | 0 | 0 | 0 | 0 | 0 | 0 | 0
5374 | 16.1 | 1411.34 | 660 | 131.35 | 2202.69 | 740.21 | 444.13 | 11547.34 | 3387.03 | 14490.24 | 190.84 | 0 | 0 | 2398.5 | 11070 | 11070 | 61.5 | 24569.25 | 293.91 | 22.94 | -50.36 | 17.76 | 22.94 | 0 | 0 | 0.5 | 0.5 | 1 | 0.5 | 0 | 0 | 0 | 0 | 0 | 0 | 0 | 0 | 0 | 0 | 0 | 0 | 0 | 0 | 0 | 0 | 0
5375 | 16.5 | 1411.34 | 660 | 131.35 | 2202.69 | 740.21 | 444.13 | 11547.34 | 3387.03 | 14490.24 | 190.84 | 0 | 0 | 2398.5 | 11070 | 11070 | 61.5 | 24569.25 | 294.25 | 23.28 | -49.96 | 18.15 | 23.28 | 0 | 0 | 0.5 | 0.5 | 1 | 0.5 | 0 | 0 | 0 | 0 | 0 | 0 | 0 | 0 | 0 | 0 | 0 | 0 | 0 | 0 | 0 | 0 | 0
5376 | 17.2 | 1411.34 | 660 | 131.35 | 2202.69 | 740.21 | 444.13 | 11547.34 | 3387.03 | 14490.24 | 190.84 | 0 | 0 | 2398.5 | 11070 | 11070 | 61.5 | 24569.25 | 294.91 | 23.93 | -49.27 | 18.84 | 23.9 | 0 | 0 | 0.5 | 0.5 | 1 | 0.5 | 0 | 0 | 0 | 0 | 0 | 0 | 0 | 0 | 0 | 0 | 0 | 0 | 0 | 0 | 0 | 0 | 0
5377 | 17.2 | 1411.34 | 660 | 131.35 | 2202.69 | 740.21 | 444.13 | 11547.34 | 3387.03 | 14490.24 | 190.84 | 0 | 0 | 2398.5 | 2214 | 2214 | 61.5 | 6857.25 | 290.13 | 19.15 | -50.48 | 17.64 | 20 | 3.14 | 0 | 0.5 | 0.1 | 0.5 | 0.5 | 0 | 0 | 0 | 0 | 0 | 0 | 0 | 0 | 0 | 0 | 0 | 0 | 0 | 0 | 0 | 0 | 0
5378 | 17 | 1411.34 | 660 | 131.35 | 2202.69 | 740.21 | 444.13 | 11547.34 | 3387.03 | 14490.24 | 190.84 | 0 | 0 | 2398.5 | 2214 | 2214 | 61.5 | 6857.25 | 289.82 | 18.85 | -50.67 | 17.44 | 20 | 4.26 | 0 | 0.5 | 0.1 | 0.5 | 0.5 | 0 | 0 | 0 | 0 | 0 | 0 | 0 | 0 | 0 | 0 | 0 | 0 | 0 | 0 | 0 | 0 | 0
5379 | 17.1 | 1411.34 | 660 | 131.35 | 2202.69 | 740.21 | 444.13 | 11547.34 | 3387.03 | 14490.24 | 190.84 | 0 | 0 | 2398.5 | 2214 | 2214 | 61.5 | 6857.25 | 289.91 | 18.94 | -50.58 | 17.54 | 20 | 3.92 | 0 | 0.5 | 0.1 | 0.5 | 0.5 | 0 | 0 | 0 | 0 | 0 | 0 | 0 | 0 | 0 | 0 | 0 | 0 | 0 | 0 | 0 | 0 | 0
5380 | 17.3 | 1411.34 | 660 | 131.35 | 2202.69 | 740.21 | 444.13 | 11547.34 | 3387.03 | 14490.24 | 190.84 | 0 | 0 | 2398.5 | 2214 | 2214 | 61.5 | 6857.25 | 290.1 | 19.12 | -50.38 | 17.74 | 20 | 3.24 | 0 | 0.5 | 0.1 | 0.5 | 0.5 | 0 | 0 | 0 | 0 | 0 | 0 | 0 | 0 | 0 | 0 | 0 | 0 | 0 | 0 | 0 | 0 | 0
5381 | 17.5 | 1411.34 | 660 | 131.35 | 2202.69 | 740.21 | 444.13 | 11547.34 | 3387.03 | 14490.24 | 190.84 | 0 | 0 | 2398.5 | 2214 | 2214 | 61.5 | 6857.25 | 290.28 | 19.31 | -50.18 | 17.93 | 20 | 2.56 | 0 | 0.5 | 0.1 | 0.5 | 0.5 | 0 | 0 | 0 | 0 | 0 | 0 | 0 | 0 | 0 | 0 | 0 | 0 | 0 | 0 | 0 | 0 | 0
5382 | 17.7 | 1411.34 | 660 | 131.35 | 2202.69 | 740.21 | 444.13 | 11547.34 | 3387.03 | 14490.24 | 190.84 | 0 | 0 | 2398.5 | 2214 | 2214 | 61.5 | 6857.25 | 290.47 | 19.49 | -49.98 | 18.13 | 20 | 1.89 | 0 | 0.5 | 0.1 | 0.5 | 0.5 | 0 | 0 | 0 | 0 | 0 | 0 | 0 | 0 | 0 | 0 | 0 | 0 | 0 | 0 | 0 | 0 | 0
5383 | 17.6 | 1411.34 | 660 | 131.35 | 2202.69 | 740.21 | 444.13 | 11547.34 | 3387.03 | 14490.24 | 190.84 | 0 | 0 | 2398.5 | 2214 | 2214 | 61.5 | 6857.25 | 290.37 | 19.4 | -50.08 | 18.03 | 20 | 2.23 | 0 | 0.5 | 0.1 | 0.5 | 0.5 | 0 | 0 | 0 | 0 | 0 | 0 | 0 | 0 | 0 | 0 | 0 | 0 | 0 | 0 | 0 | 0 | 0
5384 | 17.7 | 1411.34 | 660 | 131.35 | 2202.69 | 740.21 | 177.65 | 11280.86 | 3120.55 | 14223.76 | 190.84 | 4490.64 | 372.39 | 959.4 | 4428 | 4428 | 24.6 | 9827.7 | 311.95 | 21.9 | -50.69 | 18.68 | 21.9 | 0 | 0 | 0.2 | 0.2 | 1 | 0.2 | 0 | 1310.08 | 0 | 743.67 | 0 | 1706.94 | 0 | 729.94 | 0 | 97.33 | 0 | 41.49 | 0 | 83.39 | 0 | 40.72 | 109.46
5385 | 18 | 1411.34 | 660 | 131.35 | 2202.69 | 740.21 | 177.65 | 11280.86 | 3120.55 | 14223.76 | 190.84 | 5912.03 | 490.34 | 959.4 | 4428 | 4428 | 24.6 | 9827.7 | 312.75 | 22.7 | -50.29 | 19.09 | 22.7 | 0 | 0 | 0.2 | 0.2 | 1 | 0.2 | 0 | 1712.05 | 0 | 978.67 | 0 | 2256.4 | 0 | 964.91 | 0 | 127.2 | 0 | 54.6 | 0 | 110.23 | 0 | 53.83 | 144.48
5386 | 17.9 | 1411.34 | 660 | 131.35 | 2202.69 | 740.21 | 177.65 | 11280.86 | 3120.55 | 14223.76 | 190.84 | 7913.99 | 655.43 | 959.4 | 4428 | 4428 | 24.6 | 9827.7 | 313.31 | 23.27 | -50.24 | 19.14 | 23.27 | 0 | 0 | 0.2 | 0.2 | 1 | 0.2 | 0 | 2283.75 | 0 | 1310.42 | 0 | 3025.87 | 0 | 1293.96 | 0 | 169.67 | 0 | 73.11 | 0 | 147.82 | 0 | 72.19 | 192.64
5387 | 18.2 | 1411.34 | 660 | 131.35 | 2202.69 | 740.21 | 177.65 | 11280.86 | 3120.55 | 14223.76 | 190.84 | 13660.33 | 1126.98 | 959.4 | 4428 | 4428 | 24.6 | 9827.7 | 315.41 | 25.36 | -49.51 | 19.87 | 23.9 | 0 | 0 | 0.2 | 0.2 | 1 | 0.2 | 0 | 3931.41 | 0 | 2269.4 | 0 | 5225.11 | 0 | 2234.42 | 0 | 292.09 | 0 | 126.61 | 0 | 255.26 | 0 | 124.66 | 328.37
5388 | 18.6 | 1411.34 | 660 | 131.35 | 2202.69 | 740.21 | 177.65 | 11280.86 | 3120.55 | 14223.76 | 190.84 | 7863.84 | 1295.7 | 959.4 | 4428 | 4428 | 24.6 | 9827.7 | 314.17 | 24.12 | -49.5 | 19.87 | 23.9 | 0 | 0 | 0.2 | 0.2 | 1 | 0.2 | 0 | 2257.49 | 0 | 1304.71 | 0 | 3014.47 | 0 | 1287.16 | 0 | 335.44 | 0 | 145.58 | 0 | 294.53 | 0 | 143.62 | 376.53
5389 | 19.5 | 1411.34 | 660 | 131.35 | 2202.69 | 740.21 | 177.65 | 11280.86 | 3120.55 | 14223.76 | 190.84 | 17582.05 | 2868.04 | 959.4 | 4428 | 4428 | 24.6 | 9827.7 | 318.26 | 28.21 | -47.83 | 21.54 | 23.9 | 0 | 0 | 0.2 | 0.2 | 1 | 0.2 | 0 | 5021.2 | 0 | 2925.9 | 0 | 6771.97 | 0 | 2862.97 | 0 | 746.11 | 0 | 326.48 | 0 | 661.65 | 0 | 319.46 | 814.35
5390 | 19.1 | 1411.34 | 660 | 131.35 | 2202.69 | 740.21 | 177.65 | 11280.86 | 3120.55 | 14223.76 | 190.84 | 7418.76 | 1221.43 | 959.4 | 4428 | 4428 | 24.6 | 9827.7 | 314.47 | 24.42 | -49.05 | 20.33 | 23.9 | 0 | 0 | 0.2 | 0.2 | 1 | 0.2 | 0 | 2125.99 | 0 | 1220.8 | 0 | 2859.78 | 0 | 1212.19 | 0 | 315.9 | 0 | 136.22 | 0 | 279.41 | 0 | 135.26 | 354.64
5391 | 19.7 | 1411.34 | 660 | 131.35 | 2202.69 | 740.21 | 177.65 | 11280.86 | 3120.55 | 14223.76 | 190.84 | 12401.91 | 2030.16 | 959.4 | 4428 | 4428 | 24.6 | 9827.7 | 316.69 | 26.64 | -48.05 | 21.32 | 23.9 | 0 | 0 | 0.2 | 0.2 | 1 | 0.2 | 0 | 3536.98 | 0 | 2029.28 | 0 | 4818.96 | 0 | 2016.7 | 0 | 525.56 | 0 | 226.43 | 0 | 470.83 | 0 | 225.03 | 582.3
5392 | 19.7 | 1411.34 | 660 | 131.35 | 2202.69 | 740.21 | 177.65 | 11280.86 | 3120.55 | 14223.76 | 190.84 | 7894.82 | 1298.24 | 959.4 | 4428 | 4428 | 24.6 | 9827.7 | 315.17 | 25.12 | -48.42 | 20.96 | 23.9 | 0 | 0 | 0.2 | 0.2 | 1 | 0.2 | 0 | 2253.46 | 0 | 1284.87 | 0 | 3069.88 | 0 | 1286.61 | 0 | 334.84 | 0 | 143.37 | 0 | 299.94 | 0 | 143.56 | 376.53
5393 | 20.7 | 1411.34 | 660 | 131.35 | 2202.69 | 740.21 | 177.65 | 11280.86 | 3120.55 | 14223.76 | 190.84 | 17669.89 | 2833.04 | 959.4 | 4428 | 4428 | 24.6 | 9827.7 | 319.36 | 29.31 | -46.65 | 22.73 | 23.9 | 0 | 0 | 0.2 | 0.2 | 1 | 0.2 | 0 | 4669.12 | 0 | 2662.22 | 0 | 7483.6 | 0 | 2854.95 | 0 | 693.79 | 0 | 297.06 | 0 | 731.18 | 0 | 318.56 | 792.46
5394 | 20.5 | 1411.34 | 660 | 131.35 | 2202.69 | 740.21 | 444.13 | 11547.34 | 3387.03 | 14490.24 | 190.84 | 12607.3 | 2018.21 | 2398.5 | 11070 | 11070 | 61.5 | 24569.25 | 301.92 | 30.94 | -45.02 | 23.1 | 23.9 | 0 | 0 | 0.5 | 0.5 | 1 | 0.5 | 0 | 3342.31 | 0 | 1905.7 | 0 | 5234.35 | 0 | 2124.93 | 0 | 496.64 | 0 | 212.64 | 0 | 511.42 | 0 | 237.1 | 560.41
5395 | 20.4 | 1411.34 | 660 | 131.35 | 2202.69 | 740.21 | 444.13 | 11547.34 | 3387.03 | 14490.24 | 190.84 | 10457.12 | 1540.12 | 2398.5 | 11070 | 11070 | 61.5 | 24569.25 | 301.11 | 30.14 | -45.29 | 22.82 | 23.9 | 0 | 0 | 0.5 | 0.5 | 1 | 0.5 | 0 | 2130.45 | 0 | 1214.73 | 0 | 4967.7 | 0 | 2144.25 | 0 | 316.57 | 0 | 135.54 | 0 | 485.36 | 0 | 239.26 | 363.39
5396 | 19.9 | 1411.34 | 660 | 131.35 | 2202.69 | 740.21 | 444.13 | 11547.34 | 3387.03 | 14490.24 | 190.84 | 3154.43 | 450.67 | 2398.5 | 11070 | 11070 | 61.5 | 24569.25 | 298.38 | 27.4 | -46.36 | 21.76 | 23.9 | 0 | 0 | 0.5 | 0.5 | 1 | 0.5 | 0 | 604.14 | 0 | 344.46 | 0 | 1439.93 | 0 | 765.9 | 0 | 89.77 | 0 | 38.44 | 0 | 140.69 | 0 | 85.46 | 96.32
5397 | 19.7 | 1411.34 | 660 | 131.35 | 2202.69 | 740.21 | 444.13 | 11547.34 | 3387.03 | 14490.24 | 190.84 | 0 | 0 | 2398.5 | 11070 | 11070 | 61.5 | 24569.25 | 297.22 | 26.24 | -46.8 | 21.31 | 23.9 | 0 | 0 | 0.5 | 0.5 | 1 | 0.5 | 0 | 0 | 0 | 0 | 0 | 0 | 0 | 0 | 0 | 0 | 0 | 0 | 0 | 0 | 0 | 0 | 0
5398 | 18.8 | 1411.34 | 660 | 131.35 | 2202.69 | 740.21 | 444.13 | 11547.34 | 3387.03 | 14490.24 | 190.84 | 0 | 0 | 2398.5 | 11070 | 11070 | 61.5 | 24569.25 | 296.39 | 25.42 | -47.69 | 20.42 | 23.9 | 0 | 0 | 0.5 | 0.5 | 1 | 0.5 | 0 | 0 | 0 | 0 | 0 | 0 | 0 | 0 | 0 | 0 | 0 | 0 | 0 | 0 | 0 | 0 | 0
5399 | 19.2 | 1411.34 | 660 | 131.35 | 2202.69 | 740.21 | 444.13 | 11547.34 | 3387.03 | 14490.24 | 190.84 | 0 | 0 | 2398.5 | 11070 | 11070 | 61.5 | 24569.25 | 296.76 | 25.78 | -47.3 | 20.82 | 23.9 | 0 | 0 | 0.5 | 0.5 | 1 | 0.5 | 0 | 0 | 0 | 0 | 0 | 0 | 0 | 0 | 0 | 0 | 0 | 0 | 0 | 0 | 0 | 0 | 0
5400 | 19 | 1411.34 | 660 | 131.35 | 2202.69 | 740.21 | 444.13 | 11547.34 | 3387.03 | 14490.24 | 190.84 | 0 | 0 | 2398.5 | 11070 | 11070 | 61.5 | 24569.25 | 296.58 | 25.6 | -47.49 | 20.62 | 23.9 | 0 | 0 | 0.5 | 0.5 | 1 | 0.5 | 0 | 0 | 0 | 0 | 0 | 0 | 0 | 0 | 0 | 0 | 0 | 0 | 0 | 0 | 0 | 0 | 0
5401 | 18.8 | 1411.34 | 660 | 131.35 | 2202.69 | 740.21 | 444.13 | 11547.34 | 3387.03 | 14490.24 | 190.84 | 0 | 0 | 2398.5 | 2214 | 2214 | 61.5 | 6857.25 | 291.59 | 20.62 | -48.9 | 19.22 | 20.62 | 0 | 0 | 0.5 | 0.1 | 0.5 | 0.5 | 0 | 0 | 0 | 0 | 0 | 0 | 0 | 0 | 0 | 0 | 0 | 0 | 0 | 0 | 0 | 0 | 0
5402 | 17.1 | 1411.34 | 660 | 131.35 | 2202.69 | 740.21 | 444.13 | 11547.34 | 3387.03 | 14490.24 | 190.84 | 0 | 0 | 2398.5 | 2214 | 2214 | 61.5 | 6857.25 | 289.93 | 18.96 | -50.58 | 17.54 | 20 | 3.85 | 0 | 0.5 | 0.1 | 0.5 | 0.5 | 0 | 0 | 0 | 0 | 0 | 0 | 0 | 0 | 0 | 0 | 0 | 0 | 0 | 0 | 0 | 0 | 0
5403 | 16.1 | 1411.34 | 660 | 131.35 | 2202.69 | 740.21 | 444.13 | 11547.34 | 3387.03 | 14490.24 | 190.84 | 0 | 0 | 2398.5 | 2214 | 2214 | 61.5 | 6857.25 | 289 | 18.02 | -51.56 | 16.55 | 20 | 7.31 | 0 | 0.5 | 0.1 | 0.5 | 0.5 | 0 | 0 | 0 | 0 | 0 | 0 | 0 | 0 | 0 | 0 | 0 | 0 | 0 | 0 | 0 | 0 | 0
5404 | 15.7 | 1411.34 | 660 | 131.35 | 2202.69 | 740.21 | 444.13 | 11547.34 | 3387.03 | 14490.24 | 190.84 | 0 | 0 | 2398.5 | 2214 | 2214 | 61.5 | 6857.25 | 288.63 | 17.65 | -51.96 | 16.16 | 20 | 8.66 | 0 | 0.5 | 0.1 | 0.5 | 0.5 | 0 | 0 | 0 | 0 | 0 | 0 | 0 | 0 | 0 | 0 | 0 | 0 | 0 | 0 | 0 | 0 | 0
5405 | 14.5 | 1411.34 | 660 | 131.35 | 2202.69 | 740.21 | 444.13 | 11547.34 | 3387.03 | 14490.24 | 190.84 | 0 | 0 | 2398.5 | 2214 | 2214 | 61.5 | 6857.25 | 287.53 | 16.55 | -53.14 | 14.97 | 20 | 12.73 | 0 | 0.5 | 0.1 | 0.5 | 0.5 | 0 | 0 | 0 | 0 | 0 | 0 | 0 | 0 | 0 | 0 | 0 | 0 | 0 | 0 | 0 | 0 | 0
5406 | 14.7 | 1411.34 | 660 | 131.35 | 2202.69 | 740.21 | 444.13 | 11547.34 | 3387.03 | 14490.24 | 190.84 | 750.21 | 60.32 | 2398.5 | 2214 | 2214 | 61.5 | 6857.25 | 287.93 | 16.95 | -52.89 | 15.23 | 20 | 11.24 | 0 | 0.5 | 0.1 | 0.5 | 0.5 | 0 | 360.12 | 0 | 116.61 | 0 | 191.56 | 0 | 81.92 | 0 | 26.76 | 0 | 6.51 | 0 | 9.36 | 0 | 4.57 | 13.13
5407 | 16 | 1411.34 | 660 | 131.35 | 2202.69 | 740.21 | 444.13 | 11547.34 | 3387.03 | 14490.24 | 190.84 | 37183.74 | 2771.87 | 2398.5 | 2214 | 2214 | 61.5 | 6857.25 | 299.73 | 28.76 | -48.94 | 19.18 | 23.9 | 0 | 0 | 0.5 | 0.1 | 0.5 | 0.5 | 0 | 24495.26 | 0 | 7957.54 | 0 | 3313.84 | 0 | 1417.1 | 0 | 1819.89 | 0 | 443.96 | 0 | 161.89 | 0 | 79.06 | 267.07
5408 | 18.2 | 1411.34 | 660 | 131.35 | 2202.69 | 740.21 | 177.65 | 11280.86 | 3120.55 | 14223.76 | 190.84 | 28103.28 | 4404.16 | 959.4 | 4428 | 4428 | 24.6 | 9827.7 | 320.58 | 30.53 | -48.28 | 21.09 | 23.9 | 0 | 0 | 0.2 | 0.2 | 1 | 0.2 | 0 | 14118.61 | 0 | 6934.85 | 0 | 4938.12 | 0 | 2111.7 | 0 | 2097.9 | 0 | 773.81 | 0 | 482.47 | 0 | 235.63 | 814.35
5409 | 20 | 1411.34 | 660 | 131.35 | 2202.69 | 740.21 | 177.65 | 11280.86 | 3120.55 | 14223.76 | 190.84 | 45629.7 | 7330.88 | 959.4 | 4428 | 4428 | 24.6 | 9827.7 | 328.14 | 38.09 | -45.08 | 24.29 | 24 | 0 | -4.18 | 0.2 | 0.2 | 1 | 0.2 | 0 | 20963.07 | 0 | 13988.13 | 0 | 7479.87 | 0 | 3198.63 | 0 | 3114.93 | 0 | 1560.83 | 0 | 730.81 | 0 | 356.91 | 1567.4
5410 | 21.6 | 1411.34 | 660 | 131.35 | 2202.69 | 740.21 | 177.65 | 11280.86 | 3120.55 | 14223.76 | 190.84 | 51890.63 | 8670.16 | 959.4 | 4428 | 4428 | 24.6 | 9827.7 | 331.8 | 41.75 | -42.98 | 26.4 | 24 | 0 | -34.53 | 0.2 | 0.2 | 1 | 0.2 | 0 | 20174.91 | 0 | 19683.12 | 0 | 8428.37 | 0 | 3604.24 | 0 | 2997.81 | 0 | 2196.28 | 0 | 823.48 | 0 | 402.17 | 2250.41
5411 | 23.3 | 1411.34 | 660 | 131.35 | 2202.69 | 740.21 | 177.65 | 11280.86 | 3120.55 | 14223.76 | 190.84 | 48031.42 | 8542.04 | 959.4 | 4428 | 4428 | 24.6 | 9827.7 | 332.18 | 42.13 | -41.58 | 27.8 | 24 | 0 | -54.73 | 0.2 | 0.2 | 1 | 0.2 | 0 | 13131.5 | 0 | 22250.13 | 0 | 8860.68 | 0 | 3789.11 | 0 | 1951.22 | 0 | 2482.72 | 0 | 865.72 | 0 | 422.8 | 2819.58
5412 | 25.5 | 1411.34 | 660 | 131.35 | 2202.69 | 740.21 | 177.65 | 11280.86 | 3120.55 | 14223.76 | 190.84 | 46966.04 | 8510.55 | 959.4 | 4428 | 4428 | 24.6 | 9827.7 | 333.85 | 43.8 | -39.48 | 29.89 | 24 | 0 | -68.27 | 0.2 | 0.2 | 1 | 0.2 | 0 | 6901.51 | 0 | 22101.86 | 0 | 14027.6 | 0 | 3935.07 | 0 | 1025.5 | 0 | 2466.17 | 0 | 1370.55 | 0 | 439.08 | 3209.24
5413 | 25.9 | 1411.34 | 660 | 131.35 | 2202.69 | 740.21 | 177.65 | 11280.86 | 3120.55 | 14223.76 | 190.84 | 57219.85 | 9621.25 | 959.4 | 4428 | 4428 | 24.6 | 9827.7 | 337.51 | 47.46 | -38.3 | 31.07 | 24 | 0 | -80.88 | 0.2 | 0.2 | 1 | 0.2 | 0 | 7021.98 | 0 | 18710.15 | 0 | 27483.96 | 0 | 4003.76 | 0 | 1043.4 | 0 | 2087.72 | 0 | 2685.29 | 0 | 446.75 | 3358.1
5414 | 26.9 | 1411.34 | 660 | 131.35 | 2202.69 | 740.21 | 177.65 | 11280.86 | 3120.55 | 14223.76 | 190.84 | 64519.78 | 10236.52 | 959.4 | 4428 | 4428 | 24.6 | 9827.7 | 340.71 | 50.66 | -36.76 | 32.61 | 24 | 0 | -91.92 | 0.2 | 0.2 | 1 | 0.2 | 0 | 6845.13 | 0 | 14293.78 | 0 | 39477.94 | 0 | 3902.92 | 0 | 1017.12 | 0 | 1594.93 | 0 | 3857.14 | 0 | 435.5 | 3331.83
5415 | 27.8 | 1411.34 | 660 | 131.35 | 2202.69 | 740.21 | 177.65 | 11280.86 | 3120.55 | 14223.76 | 190.84 | 68112.84 | 10313.02 | 959.4 | 4428 | 4428 | 24.6 | 9827.7 | 342.59 | 52.54 | -35.62 | 33.75 | 24 | 0 | -98.39 | 0.2 | 0.2 | 1 | 0.2 | 0 | 6407.1 | 0 | 8669.77 | 0 | 49382.79 | 0 | 3653.17 | 0 | 952.04 | 0 | 967.39 | 0 | 4824.88 | 0 | 407.63 | 3161.08
5416 | 27.9 | 1411.34 | 660 | 131.35 | 2202.69 | 740.21 | 177.65 | 11280.86 | 3120.55 | 14223.76 | 190.84 | 66543.55 | 9603.15 | 959.4 | 4428 | 4428 | 24.6 | 9827.7 | 342.02 | 51.97 | -35.68 | 33.69 | 24 | 0 | -96.43 | 0.2 | 0.2 | 1 | 0.2 | 0 | 5757.42 | 0 | 3282.74 | 0 | 53058.04 | 0 | 4445.36 | 0 | 855.5 | 0 | 366.29 | 0 | 5183.97 | 0 | 496.02 | 2701.36
5417 | 28.1 | 1411.34 | 660 | 131.35 | 2202.69 | 740.21 | 177.65 | 11280.86 | 3120.55 | 14223.76 | 190.84 | 71158.99 | 9548.54 | 959.4 | 4428 | 4428 | 24.6 | 9827.7 | 343.52 | 53.47 | -35.17 | 34.21 | 24 | 0 | -101.61 | 0.2 | 0.2 | 1 | 0.2 | 0 | 4803.81 | 0 | 2739.01 | 0 | 53702 | 0 | 9914.17 | 0 | 713.8 | 0 | 305.62 | 0 | 5246.89 | 0 | 1106.24 | 2175.98
5418 | 27.4 | 1411.34 | 660 | 131.35 | 2202.69 | 740.21 | 444.13 | 11547.34 | 3387.03 | 14490.24 | 190.84 | 64437.82 | 8150.75 | 2398.5 | 11070 | 11070 | 61.5 | 24569.25 | 323.96 | 52.98 | -34.26 | 33.86 | 24 | 0 | -106.96 | 0.5 | 0.5 | 1 | 0.5 | 0 | 3741.56 | 0 | 2133.34 | 0 | 45180.05 | 0 | 13382.86 | 0 | 555.96 | 0 | 238.04 | 0 | 4414.26 | 0 | 1493.29 | 1449.19
5419 | 26.9 | 1411.34 | 660 | 131.35 | 2202.69 | 740.21 | 444.13 | 11547.34 | 3387.03 | 14490.24 | 190.84 | 47490.87 | 5723.9 | 2398.5 | 11070 | 11070 | 61.5 | 24569.25 | 318.25 | 47.27 | -36.07 | 32.04 | 24 | 0 | -85.89 | 0.5 | 0.5 | 1 | 0.5 | 0 | 2517.86 | 0 | 1435.62 | 0 | 30368.59 | 0 | 13168.8 | 0 | 374.13 | 0 | 160.19 | 0 | 2967.13 | 0 | 1469.4 | 753.05
5420 | 23.4 | 1411.34 | 660 | 131.35 | 2202.69 | 740.21 | 444.13 | 11547.34 | 3387.03 | 14490.24 | 190.84 | 8423.71 | 1109.15 | 2398.5 | 11070 | 11070 | 61.5 | 24569.25 | 303.2 | 32.22 | -42.5 | 25.61 | 24 | 0 | -23.69 | 0.5 | 0.5 | 1 | 0.5 | 0 | 712.11 | 0 | 406.03 | 0 | 4533.37 | 0 | 2772.2 | 0 | 105.81 | 0 | 45.31 | 0 | 442.93 | 0 | 309.33 | 205.78
5421 | 20.7 | 1411.34 | 660 | 131.35 | 2202.69 | 740.21 | 444.13 | 11547.34 | 3387.03 | 14490.24 | 190.84 | 0 | 0 | 2398.5 | 11070 | 11070 | 61.5 | 24569.25 | 298.14 | 27.16 | -45.82 | 22.3 | 23.9 | 0 | 0 | 0.5 | 0.5 | 1 | 0.5 | 0 | 0 | 0 | 0 | 0 | 0 | 0 | 0 | 0 | 0 | 0 | 0 | 0 | 0 | 0 | 0 | 0
5422 | 21 | 1411.34 | 660 | 131.35 | 2202.69 | 740.21 | 444.13 | 11547.34 | 3387.03 | 14490.24 | 190.84 | 0 | 0 | 2398.5 | 11070 | 11070 | 61.5 | 24569.25 | 298.41 | 27.44 | -45.52 | 22.6 | 23.9 | 0 | 0 | 0.5 | 0.5 | 1 | 0.5 | 0 | 0 | 0 | 0 | 0 | 0 | 0 | 0 | 0 | 0 | 0 | 0 | 0 | 0 | 0 | 0 | 0
5423 | 20.1 | 1411.34 | 660 | 131.35 | 2202.69 | 740.21 | 444.13 | 11547.34 | 3387.03 | 14490.24 | 190.84 | 0 | 0 | 2398.5 | 11070 | 11070 | 61.5 | 24569.25 | 297.59 | 26.61 | -46.41 | 21.71 | 23.9 | 0 | 0 | 0.5 | 0.5 | 1 | 0.5 | 0 | 0 | 0 | 0 | 0 | 0 | 0 | 0 | 0 | 0 | 0 | 0 | 0 | 0 | 0 | 0 | 0
5424 | 19.9 | 1411.34 | 660 | 131.35 | 2202.69 | 740.21 | 444.13 | 11547.34 | 3387.03 | 14490.24 | 190.84 | 0 | 0 | 2398.5 | 11070 | 11070 | 61.5 | 24569.25 | 297.4 | 26.43 | -46.61 | 21.51 | 23.9 | 0 | 0 | 0.5 | 0.5 | 1 | 0.5 | 0 | 0 | 0 | 0 | 0 | 0 | 0 | 0 | 0 | 0 | 0 | 0 | 0 | 0 | 0 | 0 | 0
5425 | 19 | 1411.34 | 660 | 131.35 | 2202.69 | 740.21 | 444.13 | 11547.34 | 3387.03 | 14490.24 | 190.84 | 0 | 0 | 2398.5 | 2214 | 2214 | 61.5 | 6857.25 | 291.78 | 20.8 | -48.7 | 19.42 | 20.8 | 0 | 0 | 0.5 | 0.1 | 0.5 | 0.5 | 0 | 0 | 0 | 0 | 0 | 0 | 0 | 0 | 0 | 0 | 0 | 0 | 0 | 0 | 0 | 0 | 0
5426 | 19.1 | 1411.34 | 660 | 131.35 | 2202.69 | 740.21 | 444.13 | 11547.34 | 3387.03 | 14490.24 | 190.84 | 0 | 0 | 2398.5 | 2214 | 2214 | 61.5 | 6857.25 | 291.77 | 20.8 | -48.6 | 19.51 | 20.8 | 0 | 0 | 0.5 | 0.1 | 0.5 | 0.5 | 0 | 0 | 0 | 0 | 0 | 0 | 0 | 0 | 0 | 0 | 0 | 0 | 0 | 0 | 0 | 0 | 0
5427 | 18.6 | 1411.34 | 660 | 131.35 | 2202.69 | 740.21 | 444.13 | 11547.34 | 3387.03 | 14490.24 | 190.84 | 0 | 0 | 2398.5 | 2214 | 2214 | 61.5 | 6857.25 | 291.32 | 20.34 | -49.09 | 19.02 | 20.34 | 0 | 0 | 0.5 | 0.1 | 0.5 | 0.5 | 0 | 0 | 0 | 0 | 0 | 0 | 0 | 0 | 0 | 0 | 0 | 0 | 0 | 0 | 0 | 0 | 0
5428 | 18.7 | 1411.34 | 660 | 131.35 | 2202.69 | 740.21 | 444.13 | 11547.34 | 3387.03 | 14490.24 | 190.84 | 0 | 0 | 2398.5 | 2214 | 2214 | 61.5 | 6857.25 | 291.39 | 20.42 | -49 | 19.12 | 20.42 | 0 | 0 | 0.5 | 0.1 | 0.5 | 0.5 | 0 | 0 | 0 | 0 | 0 | 0 | 0 | 0 | 0 | 0 | 0 | 0 | 0 | 0 | 0 | 0 | 0
5429 | 17.7 | 1411.34 | 660 | 131.35 | 2202.69 | 740.21 | 444.13 | 11547.34 | 3387.03 | 14490.24 | 190.84 | 0 | 0 | 2398.5 | 2214 | 2214 | 61.5 | 6857.25 | 290.48 | 19.5 | -49.98 | 18.13 | 20 | 1.84 | 0 | 0.5 | 0.1 | 0.5 | 0.5 | 0 | 0 | 0 | 0 | 0 | 0 | 0 | 0 | 0 | 0 | 0 | 0 | 0 | 0 | 0 | 0 | 0
5430 | 17.8 | 1411.34 | 660 | 131.35 | 2202.69 | 740.21 | 444.13 | 11547.34 | 3387.03 | 14490.24 | 190.84 | 0 | 0 | 2398.5 | 2214 | 2214 | 61.5 | 6857.25 | 290.56 | 19.58 | -49.88 | 18.23 | 20 | 1.55 | 0 | 0.5 | 0.1 | 0.5 | 0.5 | 0 | 0 | 0 | 0 | 0 | 0 | 0 | 0 | 0 | 0 | 0 | 0 | 0 | 0 | 0 | 0 | 0
5431 | 20.3 | 1411.34 | 660 | 131.35 | 2202.69 | 740.21 | 444.13 | 11547.34 | 3387.03 | 14490.24 | 190.84 | 39584.79 | 2964.09 | 2398.5 | 2214 | 2214 | 61.5 | 6857.25 | 304.38 | 33.4 | -44.52 | 23.6 | 23.9 | 0 | 0 | 0.5 | 0.1 | 0.5 | 0.5 | 0 | 25329.61 | 0 | 8425.86 | 0 | 4083.21 | 0 | 1746.11 | 0 | 1881.88 | 0 | 470.09 | 0 | 199.47 | 0 | 97.42 | 315.23
5432 | 22.6 | 1411.34 | 660 | 131.35 | 2202.69 | 740.21 | 177.65 | 11280.86 | 3120.55 | 14223.76 | 190.84 | 34470.45 | 5374.73 | 959.4 | 4428 | 4428 | 24.6 | 9827.7 | 326.69 | 36.64 | -43.43 | 25.95 | 24 | 0 | -28.04 | 0.2 | 0.2 | 1 | 0.2 | 0 | 18254.09 | 0 | 8920.15 | 0 | 5110.7 | 0 | 2185.5 | 0 | 2712.4 | 0 | 995.33 | 0 | 499.34 | 0 | 243.86 | 923.8
5433 | 24.8 | 1411.34 | 660 | 131.35 | 2202.69 | 740.21 | 177.65 | 11280.86 | 3120.55 | 14223.76 | 190.84 | 47337.37 | 7601.82 | 959.4 | 4428 | 4428 | 24.6 | 9827.7 | 333.06 | 43.01 | -40.21 | 29.16 | 24 | 0 | -65.55 | 0.2 | 0.2 | 1 | 0.2 | 0 | 22016.9 | 0 | 14846.34 | 0 | 7336.72 | 0 | 3137.41 | 0 | 3271.52 | 0 | 1656.59 | 0 | 716.83 | 0 | 350.08 | 1606.81
5434 | 26.3 | 1411.34 | 660 | 131.35 | 2202.69 | 740.21 | 177.65 | 11280.86 | 3120.55 | 14223.76 | 190.84 | 52017.9 | 8685.62 | 959.4 | 4428 | 4428 | 24.6 | 9827.7 | 336.09 | 46.04 | -38.33 | 31.04 | 24 | 0 | -75.99 | 0.2 | 0.2 | 1 | 0.2 | 0 | 20181.25 | 0 | 19909.75 | 0 | 8354.32 | 0 | 3572.57 | 0 | 2998.76 | 0 | 2221.57 | 0 | 816.25 | 0 | 398.64 | 2250.41
5435 | 28.1 | 1411.34 | 660 | 131.35 | 2202.69 | 740.21 | 177.65 | 11280.86 | 3120.55 | 14223.76 | 190.84 | 47654.06 | 8456.94 | 959.4 | 4428 | 4428 | 24.6 | 9827.7 | 336.39 | 46.34 | -36.87 | 32.5 | 24 | 0 | -77.02 | 0.2 | 0.2 | 1 | 0.2 | 0 | 12922.17 | 0 | 22059.67 | 0 | 8876.39 | 0 | 3795.83 | 0 | 1920.12 | 0 | 2461.46 | 0 | 867.26 | 0 | 423.55 | 2784.55
5436 | 29.2 | 1411.34 | 660 | 131.35 | 2202.69 | 740.21 | 177.65 | 11280.86 | 3120.55 | 14223.76 | 190.84 | 46301.76 | 8309.22 | 959.4 | 4428 | 4428 | 24.6 | 9827.7 | 336.95 | 46.9 | -35.89 | 33.48 | 24 | 0 | -78.95 | 0.2 | 0.2 | 1 | 0.2 | 0 | 7042.65 | 0 | 21137.81 | 0 | 14105.76 | 0 | 4015.55 | 0 | 1046.48 | 0 | 2358.6 | 0 | 1378.19 | 0 | 448.06 | 3077.89
5437 | 30.2 | 1411.34 | 660 | 131.35 | 2202.69 | 740.21 | 177.65 | 11280.86 | 3120.55 | 14223.76 | 190.84 | 56033.76 | 9295.81 | 959.4 | 4428 | 4428 | 24.6 | 9827.7 | 340.96 | 50.91 | -34.16 | 35.21 | 24 | 0 | -92.79 | 0.2 | 0.2 | 1 | 0.2 | 0 | 7214.48 | 0 | 17937.35 | 0 | 26768.42 | 0 | 4113.52 | 0 | 1072.01 | 0 | 2001.49 | 0 | 2615.37 | 0 | 459 | 3147.94
5438 | 30.5 | 1411.34 | 660 | 131.35 | 2202.69 | 740.21 | 177.65 | 11280.86 | 3120.55 | 14223.76 | 190.84 | 57960.71 | 9054.55 | 959.4 | 4428 | 4428 | 24.6 | 9827.7 | 341.72 | 51.67 | -33.75 | 35.63 | 24 | 0 | -95.41 | 0.2 | 0.2 | 1 | 0.2 | 0 | 7628.01 | 0 | 12366.42 | 0 | 33616.97 | 0 | 4349.31 | 0 | 1133.46 | 0 | 1379.87 | 0 | 3284.5 | 0 | 485.3 | 2771.41
5439 | 31.2 | 1411.34 | 660 | 131.35 | 2202.69 | 740.21 | 177.65 | 11280.86 | 3120.55 | 14223.76 | 190.84 | 65429.56 | 9835.07 | 959.4 | 4428 | 4428 | 24.6 | 9827.7 | 344.75 | 54.7 | -32.49 | 36.89 | 24 | 0 | -105.84 | 0.2 | 0.2 | 1 | 0.2 | 0 | 6519.17 | 0 | 8420.34 | 0 | 46772.98 | 0 | 3717.07 | 0 | 968.69 | 0 | 939.56 | 0 | 4569.9 | 0 | 414.76 | 2942.17
5440 | 30.1 | 1411.34 | 660 | 131.35 | 2202.69 | 740.21 | 177.65 | 11280.86 | 3120.55 | 14223.76 | 190.84 | 53262.69 | 7754.16 | 959.4 | 4428 | 4428 | 24.6 | 9827.7 | 339.62 | 49.57 | -34.56 | 34.81 | 24 | 0 | -88.16 | 0.2 | 0.2 | 1 | 0.2 | 0 | 6707.22 | 0 | 3824.29 | 0 | 38190.57 | 0 | 4540.62 | 0 | 996.63 | 0 | 426.72 | 0 | 3731.36 | 0 | 506.65 | 2092.79
5441 | 31.4 | 1411.34 | 660 | 131.35 | 2202.69 | 740.21 | 177.65 | 11280.86 | 3120.55 | 14223.76 | 190.84 | 63268.89 | 8540.27 | 959.4 | 4428 | 4428 | 24.6 | 9827.7 | 343.93 | 53.88 | -32.53 | 36.85 | 24 | 0 | -103.01 | 0.2 | 0.2 | 1 | 0.2 | 0 | 5111.18 | 0 | 2914.27 | 0 | 46384.53 | 0 | 8858.91 | 0 | 759.48 | 0 | 325.18 | 0 | 4531.94 | 0 | 988.5 | 1935.17
5442 | 29.9 | 1411.34 | 660 | 131.35 | 2202.69 | 740.21 | 444.13 | 11547.34 | 3387.03 | 14490.24 | 190.84 | 53384.64 | 6875.48 | 2398.5 | 11070 | 11070 | 61.5 | 24569.25 | 322.91 | 51.94 | -32.63 | 35.48 | 24 | 0 | -103.1 | 0.5 | 0.5 | 1 | 0.5 | 0 | 4146.15 | 0 | 2364.04 | 0 | 36030.68 | 0 | 10843.77 | 0 | 616.08 | 0 | 263.78 | 0 | 3520.33 | 0 | 1209.97 | 1265.31
5443 | 27.2 | 1411.34 | 660 | 131.35 | 2202.69 | 740.21 | 444.13 | 11547.34 | 3387.03 | 14490.24 | 190.84 | 5925.78 | 953.66 | 2398.5 | 11070 | 11070 | 61.5 | 24569.25 | 305.97 | 34.99 | -38.93 | 29.18 | 24 | 0 | -40.57 | 0.5 | 0.5 | 1 | 0.5 | 0 | 1587.35 | 0 | 905.07 | 0 | 2404.09 | 0 | 1029.26 | 0 | 235.87 | 0 | 100.99 | 0 | 234.89 | 0 | 114.85 | 267.07
5444 | 24.9 | 1411.34 | 660 | 131.35 | 2202.69 | 740.21 | 444.13 | 11547.34 | 3387.03 | 14490.24 | 190.84 | 5997.93 | 789.4 | 2398.5 | 11070 | 11070 | 61.5 | 24569.25 | 303.83 | 32.86 | -41.21 | 26.91 | 24 | 0 | -32.69 | 0.5 | 0.5 | 1 | 0.5 | 0 | 728.25 | 0 | 415.23 | 0 | 3065.1 | 0 | 1789.35 | 0 | 108.21 | 0 | 46.33 | 0 | 299.47 | 0 | 199.66 | 135.72
5445 | 25.1 | 1411.34 | 660 | 131.35 | 2202.69 | 740.21 | 444.13 | 11547.34 | 3387.03 | 14490.24 | 190.84 | 0 | 0 | 2398.5 | 11070 | 11070 | 61.5 | 24569.25 | 302.18 | 31.2 | -41.47 | 26.64 | 24 | 0 | -26.58 | 0.5 | 0.5 | 1 | 0.5 | 0 | 0 | 0 | 0 | 0 | 0 | 0 | 0 | 0 | 0 | 0 | 0 | 0 | 0 | 0 | 0 | 0
5446 | 21.5 | 1411.34 | 660 | 131.35 | 2202.69 | 740.21 | 444.13 | 11547.34 | 3387.03 | 14490.24 | 190.84 | 0 | 0 | 2398.5 | 11070 | 11070 | 61.5 | 24569.25 | 298.87 | 27.9 | -45.03 | 23.09 | 23.9 | 0 | 0 | 0.5 | 0.5 | 1 | 0.5 | 0 | 0 | 0 | 0 | 0 | 0 | 0 | 0 | 0 | 0 | 0 | 0 | 0 | 0 | 0 | 0 | 0
5447 | 20.1 | 1411.34 | 660 | 131.35 | 2202.69 | 740.21 | 444.13 | 11547.34 | 3387.03 | 14490.24 | 190.84 | 0 | 0 | 2398.5 | 11070 | 11070 | 61.5 | 24569.25 | 297.59 | 26.61 | -46.41 | 21.71 | 23.9 | 0 | 0 | 0.5 | 0.5 | 1 | 0.5 | 0 | 0 | 0 | 0 | 0 | 0 | 0 | 0 | 0 | 0 | 0 | 0 | 0 | 0 | 0 | 0 | 0
5448 | 20.4 | 1411.34 | 660 | 131.35 | 2202.69 | 740.21 | 444.13 | 11547.34 | 3387.03 | 14490.24 | 190.84 | 0 | 0 | 2398.5 | 11070 | 11070 | 61.5 | 24569.25 | 297.86 | 26.89 | -46.11 | 22 | 23.9 | 0 | 0 | 0.5 | 0.5 | 1 | 0.5 | 0 | 0 | 0 | 0 | 0 | 0 | 0 | 0 | 0 | 0 | 0 | 0 | 0 | 0 | 0 | 0 | 0
5449 | 20.5 | 1411.34 | 660 | 131.35 | 2202.69 | 740.21 | 444.13 | 11547.34 | 3387.03 | 14490.24 | 190.84 | 0 | 0 | 2398.5 | 2214 | 2214 | 61.5 | 6857.25 | 293.15 | 22.18 | -47.22 | 20.9 | 22.18 | 0 | 0 | 0.5 | 0.1 | 0.5 | 0.5 | 0 | 0 | 0 | 0 | 0 | 0 | 0 | 0 | 0 | 0 | 0 | 0 | 0 | 0 | 0 | 0 | 0
5450 | 20.1 | 1411.34 | 660 | 131.35 | 2202.69 | 740.21 | 444.13 | 11547.34 | 3387.03 | 14490.24 | 190.84 | 0 | 0 | 2398.5 | 2214 | 2214 | 61.5 | 6857.25 | 292.73 | 21.76 | -47.61 | 20.5 | 21.76 | 0 | 0 | 0.5 | 0.1 | 0.5 | 0.5 | 0 | 0 | 0 | 0 | 0 | 0 | 0 | 0 | 0 | 0 | 0 | 0 | 0 | 0 | 0 | 0 | 0
5451 | 21.7 | 1411.34 | 660 | 131.35 | 2202.69 | 740.21 | 444.13 | 11547.34 | 3387.03 | 14490.24 | 190.84 | 0 | 0 | 2398.5 | 2214 | 2214 | 61.5 | 6857.25 | 294.19 | 23.21 | -46.03 | 22.08 | 23.21 | 0 | 0 | 0.5 | 0.1 | 0.5 | 0.5 | 0 | 0 | 0 | 0 | 0 | 0 | 0 | 0 | 0 | 0 | 0 | 0 | 0 | 0 | 0 | 0 | 0
5452 | 22.3 | 1411.34 | 660 | 131.35 | 2202.69 | 740.21 | 444.13 | 11547.34 | 3387.03 | 14490.24 | 190.84 | 0 | 0 | 2398.5 | 2214 | 2214 | 61.5 | 6857.25 | 294.78 | 23.81 | -45.44 | 22.67 | 23.81 | 0 | 0 | 0.5 | 0.1 | 0.5 | 0.5 | 0 | 0 | 0 | 0 | 0 | 0 | 0 | 0 | 0 | 0 | 0 | 0 | 0 | 0 | 0 | 0 | 0
5453 | 21.5 | 1411.34 | 660 | 131.35 | 2202.69 | 740.21 | 444.13 | 11547.34 | 3387.03 | 14490.24 | 190.84 | 0 | 0 | 2398.5 | 2214 | 2214 | 61.5 | 6857.25 | 294.07 | 23.09 | -46.23 | 21.88 | 23.09 | 0 | 0 | 0.5 | 0.1 | 0.5 | 0.5 | 0 | 0 | 0 | 0 | 0 | 0 | 0 | 0 | 0 | 0 | 0 | 0 | 0 | 0 | 0 | 0 | 0
5454 | 20.8 | 1411.34 | 660 | 131.35 | 2202.69 | 740.21 | 444.13 | 11547.34 | 3387.03 | 14490.24 | 190.84 | 0 | 0 | 2398.5 | 2214 | 2214 | 61.5 | 6857.25 | 293.4 | 22.43 | -46.92 | 21.19 | 22.43 | 0 | 0 | 0.5 | 0.1 | 0.5 | 0.5 | 0 | 0 | 0 | 0 | 0 | 0 | 0 | 0 | 0 | 0 | 0 | 0 | 0 | 0 | 0 | 0 | 0
5455 | 19 | 1411.34 | 660 | 131.35 | 2202.69 | 740.21 | 444.13 | 11547.34 | 3387.03 | 14490.24 | 190.84 | 1430.54 | 118.85 | 2398.5 | 2214 | 2214 | 61.5 | 6857.25 | 292.15 | 21.18 | -48.59 | 19.52 | 21.18 | 0 | 0 | 0.5 | 0.1 | 0.5 | 0.5 | 0 | 420.35 | 0 | 236.03 | 0 | 542.27 | 0 | 231.89 | 0 | 31.23 | 0 | 13.17 | 0 | 26.49 | 0 | 12.94 | 35.03
5456 | 20.6 | 1411.34 | 660 | 131.35 | 2202.69 | 740.21 | 177.65 | 11280.86 | 3120.55 | 14223.76 | 190.84 | 45739.84 | 3577.78 | 959.4 | 4428 | 4428 | 24.6 | 9827.7 | 327.52 | 37.47 | -44.75 | 24.63 | 24 | 0 | -9.07 | 0.2 | 0.2 | 1 | 0.2 | 0 | 21905.34 | 0 | 10986.77 | 0 | 8999.34 | 0 | 3848.4 | 0 | 1627.47 | 0 | 612.96 | 0 | 439.63 | 0 | 214.71 | 683
5457 | 21.2 | 1411.34 | 660 | 131.35 | 2202.69 | 740.21 | 177.65 | 11280.86 | 3120.55 | 14223.76 | 190.84 | 25721.06 | 4121.2 | 959.4 | 4428 | 4428 | 24.6 | 9827.7 | 322.52 | 32.47 | -45.5 | 23.87 | 23.9 | 0 | 0 | 0.2 | 0.2 | 1 | 0.2 | 0 | 9987.14 | 0 | 6435.61 | 0 | 6513.11 | 0 | 2785.21 | 0 | 1484 | 0 | 718.1 | 0 | 636.36 | 0 | 310.78 | 971.97
5458 | 20.4 | 1411.34 | 660 | 131.35 | 2202.69 | 740.21 | 177.65 | 11280.86 | 3120.55 | 14223.76 | 190.84 | 8966.46 | 1473.84 | 959.4 | 4428 | 4428 | 24.6 | 9827.7 | 316.17 | 26.12 | -47.64 | 21.73 | 23.9 | 0 | 0 | 0.2 | 0.2 | 1 | 0.2 | 0 | 2594.33 | 0 | 1501.05 | 0 | 3411.99 | 0 | 1459.08 | 0 | 385.5 | 0 | 167.49 | 0 | 333.36 | 0 | 162.81 | 424.69
5459 | 21.7 | 1411.34 | 660 | 131.35 | 2202.69 | 740.21 | 177.65 | 11280.86 | 3120.55 | 14223.76 | 190.84 | 26262.1 | 4346.09 | 959.4 | 4428 | 4428 | 24.6 | 9827.7 | 323.19 | 33.14 | -44.96 | 24.42 | 24 | 0 | -6 | 0.2 | 0.2 | 1 | 0.2 | 0 | 7461.55 | 0 | 5865.74 | 0 | 9060.33 | 0 | 3874.48 | 0 | 1108.72 | 0 | 654.51 | 0 | 885.23 | 0 | 432.32 | 1265.31
5460 | 20.7 | 1411.34 | 660 | 131.35 | 2202.69 | 740.21 | 177.65 | 11280.86 | 3120.55 | 14223.76 | 190.84 | 19026.67 | 3110.69 | 959.4 | 4428 | 4428 | 24.6 | 9827.7 | 319.84 | 29.79 | -46.53 | 22.84 | 23.9 | 0 | 0 | 0.2 | 0.2 | 1 | 0.2 | 0 | 5392.34 | 0 | 3304.4 | 0 | 7255.36 | 0 | 3074.58 | 0 | 801.25 | 0 | 368.71 | 0 | 708.88 | 0 | 343.07 | 888.78
5461 | 20.9 | 1411.34 | 660 | 131.35 | 2202.69 | 740.21 | 177.65 | 11280.86 | 3120.55 | 14223.76 | 190.84 | 32523.96 | 5259.14 | 959.4 | 4428 | 4428 | 24.6 | 9827.7 | 324.55 | 34.5 | -45.25 | 24.12 | 24 | 0 | -1.8 | 0.2 | 0.2 | 1 | 0.2 | 0 | 7693.65 | 0 | 6964.98 | 0 | 13478.59 | 0 | 4386.73 | 0 | 1143.21 | 0 | 777.17 | 0 | 1316.91 | 0 | 489.48 | 1532.38
5462 | 22.3 | 1411.34 | 660 | 131.35 | 2202.69 | 740.21 | 177.65 | 11280.86 | 3120.55 | 14223.76 | 190.84 | 53278.86 | 8316.86 | 959.4 | 4428 | 4428 | 24.6 | 9827.7 | 332.73 | 42.68 | -42.22 | 27.16 | 24 | 0 | -45.53 | 0.2 | 0.2 | 1 | 0.2 | 0 | 8093.84 | 0 | 11020.36 | 0 | 29549.75 | 0 | 4614.91 | 0 | 1202.67 | 0 | 1229.68 | 0 | 2887.12 | 0 | 514.94 | 2482.45
5463 | 22.5 | 1411.34 | 660 | 131.35 | 2202.69 | 740.21 | 177.65 | 11280.86 | 3120.55 | 14223.76 | 190.84 | 55480.42 | 8354.97 | 959.4 | 4428 | 4428 | 24.6 | 9827.7 | 333.56 | 43.51 | -41.86 | 27.51 | 24 | 0 | -50.61 | 0.2 | 0.2 | 1 | 0.2 | 0 | 7401.95 | 0 | 7508.19 | 0 | 36349.88 | 0 | 4220.41 | 0 | 1099.86 | 0 | 837.78 | 0 | 3551.52 | 0 | 470.92 | 2394.89
5464 | 21.5 | 1411.34 | 660 | 131.35 | 2202.69 | 740.21 | 177.65 | 11280.86 | 3120.55 | 14223.76 | 190.84 | 58928.11 | 8488.67 | 959.4 | 4428 | 4428 | 24.6 | 9827.7 | 333.69 | 43.64 | -42.6 | 26.77 | 24 | 0 | -39.97 | 0.2 | 0.2 | 1 | 0.2 | 0 | 6308.59 | 0 | 3597 | 0 | 44579.9 | 0 | 4442.62 | 0 | 937.4 | 0 | 401.36 | 0 | 4355.62 | 0 | 495.72 | 2298.57
5465 | 20.9 | 1411.34 | 660 | 131.35 | 2202.69 | 740.21 | 177.65 | 11280.86 | 3120.55 | 14223.76 | 190.84 | 69273.84 | 9277.16 | 959.4 | 4428 | 4428 | 24.6 | 9827.7 | 336.38 | 46.33 | -42.42 | 26.95 | 24 | 0 | -42.57 | 0.2 | 0.2 | 1 | 0.2 | 0 | 4821.32 | 0 | 2749 | 0 | 52152.11 | 0 | 9551.41 | 0 | 716.41 | 0 | 306.74 | 0 | 5095.46 | 0 | 1065.77 | 2092.79
5466 | 21 | 1411.34 | 660 | 131.35 | 2202.69 | 740.21 | 444.13 | 11547.34 | 3387.03 | 14490.24 | 190.84 | 68724.9 | 8620.01 | 2398.5 | 11070 | 11070 | 61.5 | 24569.25 | 319.37 | 48.4 | -40.25 | 27.86 | 24 | 0 | -56.73 | 0.5 | 0.5 | 1 | 0.5 | 0 | 3582.08 | 0 | 2042.41 | 0 | 48880.17 | 0 | 14220.23 | 0 | 532.27 | 0 | 227.9 | 0 | 4775.78 | 0 | 1586.72 | 1497.35
5467 | 20.4 | 1411.34 | 660 | 131.35 | 2202.69 | 740.21 | 444.13 | 11547.34 | 3387.03 | 14490.24 | 190.84 | 43230.68 | 5227.2 | 2398.5 | 11070 | 11070 | 61.5 | 24569.25 | 311 | 40.02 | -42.81 | 25.3 | 24 | 0 | -19.14 | 0.5 | 0.5 | 1 | 0.5 | 0 | 2516.72 | 0 | 1434.97 | 0 | 27486.92 | 0 | 11792.08 | 0 | 373.96 | 0 | 160.12 | 0 | 2685.58 | 0 | 1315.79 | 691.76
5468 | 18.4 | 1411.34 | 660 | 131.35 | 2202.69 | 740.21 | 444.13 | 11547.34 | 3387.03 | 14490.24 | 190.84 | 6684 | 970.08 | 2398.5 | 11070 | 11070 | 61.5 | 24569.25 | 298.1 | 27.13 | -47.56 | 20.55 | 23.9 | 0 | 0 | 0.5 | 0.5 | 1 | 0.5 | 0 | 555.15 | 0 | 316.53 | 0 | 3618.57 | 0 | 2193.74 | 0 | 82.49 | 0 | 35.32 | 0 | 353.55 | 0 | 244.78 | 253.94
5469 | 16.7 | 1411.34 | 660 | 131.35 | 2202.69 | 740.21 | 444.13 | 11547.34 | 3387.03 | 14490.24 | 190.84 | 0 | 0 | 2398.5 | 11070 | 11070 | 61.5 | 24569.25 | 294.47 | 23.49 | -49.76 | 18.35 | 23.49 | 0 | 0 | 0.5 | 0.5 | 1 | 0.5 | 0 | 0 | 0 | 0 | 0 | 0 | 0 | 0 | 0 | 0 | 0 | 0 | 0 | 0 | 0 | 0 | 0
5470 | 14.5 | 1411.34 | 660 | 131.35 | 2202.69 | 740.21 | 444.13 | 11547.34 | 3387.03 | 14490.24 | 190.84 | 0 | 0 | 2398.5 | 11070 | 11070 | 61.5 | 24569.25 | 292.43 | 21.46 | -51.93 | 16.18 | 21.46 | 0 | 0 | 0.5 | 0.5 | 1 | 0.5 | 0 | 0 | 0 | 0 | 0 | 0 | 0 | 0 | 0 | 0 | 0 | 0 | 0 | 0 | 0 | 0 | 0
5471 | 12.6 | 1411.34 | 660 | 131.35 | 2202.69 | 740.21 | 444.13 | 11547.34 | 3387.03 | 14490.24 | 190.84 | 0 | 0 | 2398.5 | 11070 | 11070 | 61.5 | 24569.25 | 290.63 | 19.65 | -53.81 | 14.3 | 20 | 1.28 | 0 | 0.5 | 0.5 | 1 | 0.5 | 0 | 0 | 0 | 0 | 0 | 0 | 0 | 0 | 0 | 0 | 0 | 0 | 0 | 0 | 0 | 0 | 0
5472 | 12.4 | 1411.34 | 660 | 131.35 | 2202.69 | 740.21 | 444.13 | 11547.34 | 3387.03 | 14490.24 | 190.84 | 0 | 0 | 2398.5 | 11070 | 11070 | 61.5 | 24569.25 | 290.4 | 19.42 | -54.01 | 14.11 | 20 | 2.13 | 0 | 0.5 | 0.5 | 1 | 0.5 | 0 | 0 | 0 | 0 | 0 | 0 | 0 | 0 | 0 | 0 | 0 | 0 | 0 | 0 | 0 | 0 | 0
5473 | 13.5 | 1411.34 | 660 | 131.35 | 2202.69 | 740.21 | 444.13 | 11547.34 | 3387.03 | 14490.24 | 190.84 | 0 | 0 | 2398.5 | 2214 | 2214 | 61.5 | 6857.25 | 286.61 | 15.63 | -54.13 | 13.99 | 20 | 16.11 | 0 | 0.5 | 0.1 | 0.5 | 0.5 | 0 | 0 | 0 | 0 | 0 | 0 | 0 | 0 | 0 | 0 | 0 | 0 | 0 | 0 | 0 | 0 | 0
5474 | 13.4 | 1411.34 | 660 | 131.35 | 2202.69 | 740.21 | 444.13 | 11547.34 | 3387.03 | 14490.24 | 190.84 | 0 | 0 | 2398.5 | 2214 | 2214 | 61.5 | 6857.25 | 286.52 | 15.54 | -54.23 | 13.89 | 20 | 16.45 | 0 | 0.5 | 0.1 | 0.5 | 0.5 | 0 | 0 | 0 | 0 | 0 | 0 | 0 | 0 | 0 | 0 | 0 | 0 | 0 | 0 | 0 | 0 | 0
5475 | 11.7 | 1411.34 | 660 | 131.35 | 2202.69 | 740.21 | 444.13 | 11547.34 | 3387.03 | 14490.24 | 190.84 | 0 | 0 | 2398.5 | 2214 | 2214 | 61.5 | 6857.25 | 284.96 | 13.98 | -55.9 | 12.21 | 20 | 22.21 | 0 | 0.5 | 0.1 | 0.5 | 0.5 | 0 | 0 | 0 | 0 | 0 | 0 | 0 | 0 | 0 | 0 | 0 | 0 | 0 | 0 | 0 | 0 | 0
5476 | 11.5 | 1411.34 | 660 | 131.35 | 2202.69 | 740.21 | 444.13 | 11547.34 | 3387.03 | 14490.24 | 190.84 | 0 | 0 | 2398.5 | 2214 | 2214 | 61.5 | 6857.25 | 284.77 | 13.8 | -56.1 | 12.01 | 20 | 22.89 | 0 | 0.5 | 0.1 | 0.5 | 0.5 | 0 | 0 | 0 | 0 | 0 | 0 | 0 | 0 | 0 | 0 | 0 | 0 | 0 | 0 | 0 | 0 | 0
5477 | 11.3 | 1411.34 | 660 | 131.35 | 2202.69 | 740.21 | 444.13 | 11547.34 | 3387.03 | 14490.24 | 190.84 | 0 | 0 | 2398.5 | 2214 | 2214 | 61.5 | 6857.25 | 284.59 | 13.61 | -56.3 | 11.82 | 20 | 23.56 | 0 | 0.5 | 0.1 | 0.5 | 0.5 | 0 | 0 | 0 | 0 | 0 | 0 | 0 | 0 | 0 | 0 | 0 | 0 | 0 | 0 | 0 | 0 | 0
5478 | 11.8 | 1411.34 | 660 | 131.35 | 2202.69 | 740.21 | 444.13 | 11547.34 | 3387.03 | 14490.24 | 190.84 | 0 | 0 | 2398.5 | 2214 | 2214 | 61.5 | 6857.25 | 285.05 | 14.07 | -55.81 | 12.31 | 20 | 21.87 | 0 | 0.5 | 0.1 | 0.5 | 0.5 | 0 | 0 | 0 | 0 | 0 | 0 | 0 | 0 | 0 | 0 | 0 | 0 | 0 | 0 | 0 | 0 | 0
5479 | 14.6 | 1411.34 | 660 | 131.35 | 2202.69 | 740.21 | 444.13 | 11547.34 | 3387.03 | 14490.24 | 190.84 | 38982.16 | 2913.63 | 2398.5 | 2214 | 2214 | 61.5 | 6857.25 | 298.97 | 28 | -50.19 | 17.93 | 23.9 | 0 | 0 | 0.5 | 0.1 | 0.5 | 0.5 | 0 | 25046.09 | 0 | 8424.9 | 0 | 3860.36 | 0 | 1650.81 | 0 | 1860.81 | 0 | 470.03 | 0 | 188.59 | 0 | 92.1 | 302.1
5480 | 16 | 1411.34 | 660 | 131.35 | 2202.69 | 740.21 | 177.65 | 11280.86 | 3120.55 | 14223.76 | 190.84 | 35696.88 | 5580.54 | 959.4 | 4428 | 4428 | 24.6 | 9827.7 | 321.13 | 31.08 | -49.84 | 19.53 | 23.9 | 0 | 0 | 0.2 | 0.2 | 1 | 0.2 | 0 | 18867.42 | 0 | 9337.91 | 0 | 5247.54 | 0 | 2244.01 | 0 | 2803.53 | 0 | 1041.94 | 0 | 512.7 | 0 | 250.39 | 971.97
5481 | 18.1 | 1411.34 | 660 | 131.35 | 2202.69 | 740.21 | 177.65 | 11280.86 | 3120.55 | 14223.76 | 190.84 | 50326.22 | 8081.44 | 959.4 | 4428 | 4428 | 24.6 | 9827.7 | 328 | 37.95 | -46.58 | 22.79 | 23.9 | 0 | 0 | 0.2 | 0.2 | 1 | 0.2 | 0 | 23925.86 | 0 | 16484.19 | 0 | 6945.89 | 0 | 2970.28 | 0 | 3555.17 | 0 | 1839.34 | 0 | 678.64 | 0 | 331.43 | 1676.86
5482 | 19.6 | 1411.34 | 660 | 131.35 | 2202.69 | 740.21 | 177.65 | 11280.86 | 3120.55 | 14223.76 | 190.84 | 54157.06 | 9094.54 | 959.4 | 4428 | 4428 | 24.6 | 9827.7 | 330.76 | 40.71 | -44.77 | 24.61 | 24 | 0 | -8.78 | 0.2 | 0.2 | 1 | 0.2 | 0 | 21239.26 | 0 | 21863.01 | 0 | 7743.45 | 0 | 3311.34 | 0 | 3155.97 | 0 | 2439.52 | 0 | 756.56 | 0 | 369.49 | 2373
5483 | 20.4 | 1411.34 | 660 | 131.35 | 2202.69 | 740.21 | 177.65 | 11280.86 | 3120.55 | 14223.76 | 190.84 | 43141.7 | 7392.19 | 959.4 | 4428 | 4428 | 24.6 | 9827.7 | 327.8 | 37.75 | -44.86 | 24.52 | 24 | 0 | -7.44 | 0.2 | 0.2 | 1 | 0.2 | 0 | 11718.11 | 0 | 16944.12 | 0 | 10142.3 | 0 | 4337.17 | 0 | 1741.21 | 0 | 1890.66 | 0 | 990.94 | 0 | 483.95 | 2285.43
5484 | 21.4 | 1411.34 | 660 | 131.35 | 2202.69 | 740.21 | 177.65 | 11280.86 | 3120.55 | 14223.76 | 190.84 | 47426.77 | 8492.32 | 959.4 | 4428 | 4428 | 24.6 | 9827.7 | 330.27 | 40.22 | -43.5 | 25.88 | 24 | 0 | -27.05 | 0.2 | 0.2 | 1 | 0.2 | 0 | 6864.25 | 0 | 22119.21 | 0 | 14529.48 | 0 | 3913.83 | 0 | 1019.97 | 0 | 2468.11 | 0 | 1419.58 | 0 | 436.71 | 3147.94
5485 | 21.8 | 1411.34 | 660 | 131.35 | 2202.69 | 740.21 | 177.65 | 11280.86 | 3120.55 | 14223.76 | 190.84 | 54138.17 | 8841.68 | 959.4 | 4428 | 4428 | 24.6 | 9827.7 | 332.68 | 42.63 | -42.61 | 26.76 | 24 | 0 | -39.8 | 0.2 | 0.2 | 1 | 0.2 | 0 | 7655.89 | 0 | 16565.03 | 0 | 25552.04 | 0 | 4365.2 | 0 | 1137.6 | 0 | 1848.36 | 0 | 2496.53 | 0 | 487.08 | 2872.11
5486 | 22.7 | 1411.34 | 660 | 131.35 | 2202.69 | 740.21 | 177.65 | 11280.86 | 3120.55 | 14223.76 | 190.84 | 57796.69 | 8989.56 | 959.4 | 4428 | 4428 | 24.6 | 9827.7 | 334.6 | 44.55 | -41.46 | 27.91 | 24 | 0 | -56.41 | 0.2 | 0.2 | 1 | 0.2 | 0 | 7627.99 | 0 | 12308.16 | 0 | 33511.26 | 0 | 4349.29 | 0 | 1133.45 | 0 | 1373.37 | 0 | 3274.18 | 0 | 485.3 | 2723.25
5487 | 22.9 | 1411.34 | 660 | 131.35 | 2202.69 | 740.21 | 177.65 | 11280.86 | 3120.55 | 14223.76 | 190.84 | 66111.4 | 9945.99 | 959.4 | 4428 | 4428 | 24.6 | 9827.7 | 337.47 | 47.42 | -40.62 | 28.75 | 24 | 0 | -68.52 | 0.2 | 0.2 | 1 | 0.2 | 0 | 6429.3 | 0 | 8522.67 | 0 | 47493.6 | 0 | 3665.83 | 0 | 955.34 | 0 | 950.98 | 0 | 4640.3 | 0 | 409.04 | 2990.33
5488 | 22.3 | 1411.34 | 660 | 131.35 | 2202.69 | 740.21 | 177.65 | 11280.86 | 3120.55 | 14223.76 | 190.84 | 32077.64 | 4946.13 | 959.4 | 4428 | 4428 | 24.6 | 9827.7 | 325.6 | 35.55 | -43.92 | 25.45 | 24 | 0 | -20.95 | 0.2 | 0.2 | 1 | 0.2 | 0 | 6711.43 | 0 | 3826.69 | 0 | 17521.78 | 0 | 4017.73 | 0 | 997.26 | 0 | 426.99 | 0 | 1711.94 | 0 | 448.31 | 1361.63
5489 | 23.7 | 1411.34 | 660 | 131.35 | 2202.69 | 740.21 | 177.65 | 11280.86 | 3120.55 | 14223.76 | 190.84 | 70833.64 | 9448.27 | 959.4 | 4428 | 4428 | 24.6 | 9827.7 | 339.42 | 49.37 | -39.54 | 29.84 | 24 | 0 | -84.12 | 0.2 | 0.2 | 1 | 0.2 | 0 | 4736.15 | 0 | 2700.44 | 0 | 53713.64 | 0 | 9683.42 | 0 | 703.75 | 0 | 301.32 | 0 | 5248.02 | 0 | 1080.5 | 2114.68
5490 | 22.3 | 1411.34 | 660 | 131.35 | 2202.69 | 740.21 | 444.13 | 11547.34 | 3387.03 | 14490.24 | 190.84 | 64029.32 | 8049.65 | 2398.5 | 11070 | 11070 | 61.5 | 24569.25 | 319.14 | 48.16 | -39.33 | 28.79 | 24 | 0 | -70.3 | 0.5 | 0.5 | 1 | 0.5 | 0 | 3653.65 | 0 | 2083.22 | 0 | 45160.35 | 0 | 13132.09 | 0 | 542.9 | 0 | 232.45 | 0 | 4412.34 | 0 | 1465.31 | 1396.65
5491 | 21.4 | 1411.34 | 660 | 131.35 | 2202.69 | 740.21 | 444.13 | 11547.34 | 3387.03 | 14490.24 | 190.84 | 46667.04 | 5583.39 | 2398.5 | 11070 | 11070 | 61.5 | 24569.25 | 312.94 | 41.96 | -41.57 | 26.55 | 24 | 0 | -37.43 | 0.5 | 0.5 | 1 | 0.5 | 0 | 2395.35 | 0 | 1365.77 | 0 | 30072.73 | 0 | 12833.18 | 0 | 355.93 | 0 | 152.4 | 0 | 2938.22 | 0 | 1431.95 | 704.89
5492 | 19.5 | 1411.34 | 660 | 131.35 | 2202.69 | 740.21 | 444.13 | 11547.34 | 3387.03 | 14490.24 | 190.84 | 6863.76 | 892.26 | 2398.5 | 11070 | 11070 | 61.5 | 24569.25 | 299.14 | 28.16 | -46.47 | 21.64 | 23.9 | 0 | 0 | 0.5 | 0.5 | 1 | 0.5 | 0 | 556.26 | 0 | 317.16 | 0 | 3733.73 | 0 | 2256.61 | 0 | 82.65 | 0 | 35.39 | 0 | 364.8 | 0 | 251.8 | 157.62
5493 | 18.2 | 1411.34 | 660 | 131.35 | 2202.69 | 740.21 | 444.13 | 11547.34 | 3387.03 | 14490.24 | 190.84 | 0 | 0 | 2398.5 | 11070 | 11070 | 61.5 | 24569.25 | 295.84 | 24.87 | -48.28 | 19.83 | 23.9 | 0 | 0 | 0.5 | 0.5 | 1 | 0.5 | 0 | 0 | 0 | 0 | 0 | 0 | 0 | 0 | 0 | 0 | 0 | 0 | 0 | 0 | 0 | 0 | 0
5494 | 17.2 | 1411.34 | 660 | 131.35 | 2202.69 | 740.21 | 444.13 | 11547.34 | 3387.03 | 14490.24 | 190.84 | 0 | 0 | 2398.5 | 11070 | 11070 | 61.5 | 24569.25 | 294.92 | 23.95 | -49.27 | 18.84 | 23.9 | 0 | 0 | 0.5 | 0.5 | 1 | 0.5 | 0 | 0 | 0 | 0 | 0 | 0 | 0 | 0 | 0 | 0 | 0 | 0 | 0 | 0 | 0 | 0 | 0
5495 | 16.4 | 1411.34 | 660 | 131.35 | 2202.69 | 740.21 | 444.13 | 11547.34 | 3387.03 | 14490.24 | 190.84 | 0 | 0 | 2398.5 | 11070 | 11070 | 61.5 | 24569.25 | 294.19 | 23.21 | -50.06 | 18.06 | 23.21 | 0 | 0 | 0.5 | 0.5 | 1 | 0.5 | 0 | 0 | 0 | 0 | 0 | 0 | 0 | 0 | 0 | 0 | 0 | 0 | 0 | 0 | 0 | 0 | 0
5496 | 15.8 | 1411.34 | 660 | 131.35 | 2202.69 | 740.21 | 444.13 | 11547.34 | 3387.03 | 14490.24 | 190.84 | 0 | 0 | 2398.5 | 11070 | 11070 | 61.5 | 24569.25 | 293.62 | 22.64 | -50.65 | 17.46 | 22.64 | 0 | 0 | 0.5 | 0.5 | 1 | 0.5 | 0 | 0 | 0 | 0 | 0 | 0 | 0 | 0 | 0 | 0 | 0 | 0 | 0 | 0 | 0 | 0 | 0
5497 | 15.3 | 1411.34 | 660 | 131.35 | 2202.69 | 740.21 | 444.13 | 11547.34 | 3387.03 | 14490.24 | 190.84 | 0 | 0 | 2398.5 | 2214 | 2214 | 61.5 | 6857.25 | 288.34 | 17.37 | -52.35 | 15.76 | 20 | 9.72 | 0 | 0.5 | 0.1 | 0.5 | 0.5 | 0 | 0 | 0 | 0 | 0 | 0 | 0 | 0 | 0 | 0 | 0 | 0 | 0 | 0 | 0 | 0 | 0
5498 | 15.9 | 1411.34 | 660 | 131.35 | 2202.69 | 740.21 | 444.13 | 11547.34 | 3387.03 | 14490.24 | 190.84 | 0 | 0 | 2398.5 | 2214 | 2214 | 61.5 | 6857.25 | 288.81 | 17.84 | -51.76 | 16.36 | 20 | 7.98 | 0 | 0.5 | 0.1 | 0.5 | 0.5 | 0 | 0 | 0 | 0 | 0 | 0 | 0 | 0 | 0 | 0 | 0 | 0 | 0 | 0 | 0 | 0 | 0
5499 | 16 | 1411.34 | 660 | 131.35 | 2202.69 | 740.21 | 444.13 | 11547.34 | 3387.03 | 14490.24 | 190.84 | 0 | 0 | 2398.5 | 2214 | 2214 | 61.5 | 6857.25 | 288.9 | 17.93 | -51.66 | 16.45 | 20 | 7.65 | 0 | 0.5 | 0.1 | 0.5 | 0.5 | 0 | 0 | 0 | 0 | 0 | 0 | 0 | 0 | 0 | 0 | 0 | 0 | 0 | 0 | 0 | 0 | 0
5500 | 15.7 | 1411.34 | 660 | 131.35 | 2202.69 | 740.21 | 444.13 | 11547.34 | 3387.03 | 14490.24 | 190.84 | 0 | 0 | 2398.5 | 2214 | 2214 | 61.5 | 6857.25 | 288.63 | 17.65 | -51.96 | 16.16 | 20 | 8.66 | 0 | 0.5 | 0.1 | 0.5 | 0.5 | 0 | 0 | 0 | 0 | 0 | 0 | 0 | 0 | 0 | 0 | 0 | 0 | 0 | 0 | 0 | 0 | 0
5501 | 15.7 | 1411.34 | 660 | 131.35 | 2202.69 | 740.21 | 444.13 | 11547.34 | 3387.03 | 14490.24 | 190.84 | 0 | 0 | 2398.5 | 2214 | 2214 | 61.5 | 6857.25 | 288.63 | 17.65 | -51.96 | 16.16 | 20 | 8.66 | 0 | 0.5 | 0.1 | 0.5 | 0.5 | 0 | 0 | 0 | 0 | 0 | 0 | 0 | 0 | 0 | 0 | 0 | 0 | 0 | 0 | 0 | 0 | 0
5502 | 16.5 | 1411.34 | 660 | 131.35 | 2202.69 | 740.21 | 444.13 | 11547.34 | 3387.03 | 14490.24 | 190.84 | 0 | 0 | 2398.5 | 2214 | 2214 | 61.5 | 6857.25 | 289.36 | 18.39 | -51.17 | 16.95 | 20 | 5.95 | 0 | 0.5 | 0.1 | 0.5 | 0.5 | 0 | 0 | 0 | 0 | 0 | 0 | 0 | 0 | 0 | 0 | 0 | 0 | 0 | 0 | 0 | 0 | 0
5503 | 16.5 | 1411.34 | 660 | 131.35 | 2202.69 | 740.21 | 444.13 | 11547.34 | 3387.03 | 14490.24 | 190.84 | 1065.63 | 88.69 | 2398.5 | 2214 | 2214 | 61.5 | 6857.25 | 289.68 | 18.7 | -51.09 | 17.03 | 20 | 4.8 | 0 | 0.5 | 0.1 | 0.5 | 0.5 | 0 | 312.04 | 0 | 175.71 | 0 | 404.78 | 0 | 173.1 | 0 | 23.18 | 0 | 9.8 | 0 | 19.77 | 0 | 9.66 | 26.27
5504 | 16.4 | 1411.34 | 660 | 131.35 | 2202.69 | 740.21 | 444.13 | 11547.34 | 3387.03 | 14490.24 | 190.84 | 6588.41 | 543.74 | 2398.5 | 11070 | 11070 | 61.5 | 24569.25 | 296 | 25.03 | -49.57 | 18.54 | 23.9 | 0 | 0 | 0.5 | 0.5 | 1 | 0.5 | 0 | 1936.23 | 0 | 1097.73 | 0 | 2489.76 | 0 | 1064.7 | 0 | 143.85 | 0 | 61.24 | 0 | 121.63 | 0 | 59.4 | 157.62
5505 | 16.6 | 1411.34 | 660 | 131.35 | 2202.69 | 740.21 | 444.13 | 11547.34 | 3387.03 | 14490.24 | 190.84 | 10722.91 | 1750.54 | 2398.5 | 11070 | 11070 | 61.5 | 24569.25 | 297.75 | 26.78 | -49.01 | 19.1 | 23.9 | 0 | 0 | 0.5 | 0.5 | 1 | 0.5 | 0 | 3284.78 | 0 | 1935.39 | 0 | 3854.45 | 0 | 1648.28 | 0 | 488.09 | 0 | 215.96 | 0 | 376.59 | 0 | 183.92 | 485.98
5506 | 17.7 | 1411.34 | 660 | 131.35 | 2202.69 | 740.21 | 444.13 | 11547.34 | 3387.03 | 14490.24 | 190.84 | 12323.29 | 2015.89 | 2398.5 | 11070 | 11070 | 61.5 | 24569.25 | 299.27 | 28.29 | -47.8 | 20.32 | 23.9 | 0 | 0 | 0.5 | 0.5 | 1 | 0.5 | 0 | 3571.15 | 0 | 2078.26 | 0 | 4674.79 | 0 | 1999.09 | 0 | 530.64 | 0 | 231.9 | 0 | 456.74 | 0 | 223.06 | 573.55
5507 | 20.7 | 1411.34 | 660 | 131.35 | 2202.69 | 740.21 | 444.13 | 11547.34 | 3387.03 | 14490.24 | 190.84 | 33485.34 | 5595.1 | 2398.5 | 11070 | 11070 | 61.5 | 24569.25 | 308.73 | 37.75 | -43.15 | 24.96 | 24 | 0 | -14.11 | 0.5 | 0.5 | 1 | 0.5 | 0 | 9308.54 | 0 | 9699.72 | 0 | 10140.63 | 0 | 4336.45 | 0 | 1383.17 | 0 | 1082.32 | 0 | 990.78 | 0 | 483.87 | 1654.97
5508 | 22 | 1411.34 | 660 | 131.35 | 2202.69 | 740.21 | 444.13 | 11547.34 | 3387.03 | 14490.24 | 190.84 | 40003.3 | 6748.09 | 2398.5 | 11070 | 11070 | 61.5 | 24569.25 | 312 | 41.03 | -41.35 | 26.77 | 24 | 0 | -40.62 | 0.5 | 0.5 | 1 | 0.5 | 0 | 8444.07 | 0 | 12988.52 | 0 | 13756.1 | 0 | 4814.6 | 0 | 1254.71 | 0 | 1449.29 | 0 | 1344.02 | 0 | 537.22 | 2162.84
5509 | 22.2 | 1411.34 | 660 | 131.35 | 2202.69 | 740.21 | 444.13 | 11547.34 | 3387.03 | 14490.24 | 190.84 | 54642.65 | 8975.87 | 2398.5 | 11070 | 11070 | 61.5 | 24569.25 | 316.76 | 45.78 | -40 | 28.11 | 24 | 0 | -60.39 | 0.5 | 0.5 | 1 | 0.5 | 0 | 7351.06 | 0 | 17033.4 | 0 | 26066.81 | 0 | 4191.39 | 0 | 1092.3 | 0 | 1900.62 | 0 | 2546.83 | 0 | 467.68 | 2968.43
5510 | 23.5 | 1411.34 | 660 | 131.35 | 2202.69 | 740.21 | 444.13 | 11547.34 | 3387.03 | 14490.24 | 190.84 | 61574.97 | 9601.27 | 2398.5 | 11070 | 11070 | 61.5 | 24569.25 | 320 | 49.02 | -38.2 | 29.91 | 24 | 0 | -86.78 | 0.5 | 0.5 | 1 | 0.5 | 0 | 7096.62 | 0 | 13424.51 | 0 | 37007.53 | 0 | 4046.32 | 0 | 1054.49 | 0 | 1497.94 | 0 | 3615.77 | 0 | 451.5 | 2981.57
5511 | 24.2 | 1411.34 | 660 | 131.35 | 2202.69 | 740.21 | 444.13 | 11547.34 | 3387.03 | 14490.24 | 190.84 | 65857.94 | 9826.91 | 2398.5 | 11070 | 11070 | 61.5 | 24569.25 | 321.86 | 50.88 | -37.21 | 30.91 | 24 | 0 | -99.21 | 0.5 | 0.5 | 1 | 0.5 | 0 | 6463.7 | 0 | 8521.72 | 0 | 47187.07 | 0 | 3685.44 | 0 | 960.45 | 0 | 950.87 | 0 | 4610.35 | 0 | 411.23 | 2894.01
5512 | 24.2 | 1411.34 | 660 | 131.35 | 2202.69 | 740.21 | 444.13 | 11547.34 | 3387.03 | 14490.24 | 190.84 | 65446.21 | 9331.96 | 2398.5 | 11070 | 11070 | 61.5 | 24569.25 | 321.62 | 50.64 | -37.27 | 30.85 | 24 | 0 | -98.31 | 0.5 | 0.5 | 1 | 0.5 | 0 | 5706.85 | 0 | 3253.91 | 0 | 52284.36 | 0 | 4201.09 | 0 | 847.99 | 0 | 363.08 | 0 | 5108.38 | 0 | 468.77 | 2543.75
5513 | 24.4 | 1411.34 | 660 | 131.35 | 2202.69 | 740.21 | 444.13 | 11547.34 | 3387.03 | 14490.24 | 190.84 | 57815.39 | 7827.3 | 2398.5 | 11070 | 11070 | 61.5 | 24569.25 | 319.32 | 48.35 | -37.69 | 30.42 | 24 | 0 | -89.85 | 0.5 | 0.5 | 1 | 0.5 | 0 | 5366.46 | 0 | 3059.82 | 0 | 41341.86 | 0 | 8047.25 | 0 | 797.41 | 0 | 341.42 | 0 | 4039.26 | 0 | 897.93 | 1751.29
5514 | 24.6 | 1411.34 | 660 | 131.35 | 2202.69 | 740.21 | 444.13 | 11547.34 | 3387.03 | 14490.24 | 190.84 | 49985.28 | 6442.86 | 2398.5 | 11070 | 11070 | 61.5 | 24569.25 | 317.01 | 46.03 | -38.12 | 29.99 | 24 | 0 | -81.31 | 0.5 | 0.5 | 1 | 0.5 | 0 | 4129.24 | 0 | 2354.39 | 0 | 33517.4 | 0 | 9984.24 | 0 | 613.57 | 0 | 262.71 | 0 | 3274.78 | 0 | 1114.06 | 1177.74
5515 | 23.4 | 1411.34 | 660 | 131.35 | 2202.69 | 740.21 | 444.13 | 11547.34 | 3387.03 | 14490.24 | 190.84 | 17324.67 | 2326.36 | 2398.5 | 11070 | 11070 | 61.5 | 24569.25 | 305.94 | 34.97 | -41.81 | 26.3 | 24 | 0 | -33.81 | 0.5 | 0.5 | 1 | 0.5 | 0 | 2373.14 | 0 | 1353.1 | 0 | 9541.02 | 0 | 4057.41 | 0 | 352.63 | 0 | 150.98 | 0 | 932.19 | 0 | 452.73 | 437.82
5516 | 22.4 | 1411.34 | 660 | 131.35 | 2202.69 | 740.21 | 444.13 | 11547.34 | 3387.03 | 14490.24 | 190.84 | 7549.56 | 886.53 | 2398.5 | 11070 | 11070 | 61.5 | 24569.25 | 301.99 | 31.01 | -43.56 | 24.55 | 24 | 0 | -8.1 | 0.5 | 0.5 | 1 | 0.5 | 0 | 515.87 | 0 | 294.14 | 0 | 4189.48 | 0 | 2550.08 | 0 | 76.65 | 0 | 32.82 | 0 | 409.33 | 0 | 284.54 | 83.19
5517 | 22.1 | 1411.34 | 660 | 131.35 | 2202.69 | 740.21 | 444.13 | 11547.34 | 3387.03 | 14490.24 | 190.84 | 0 | 0 | 2398.5 | 11070 | 11070 | 61.5 | 24569.25 | 299.42 | 28.45 | -44.43 | 23.68 | 23.9 | 0 | 0 | 0.5 | 0.5 | 1 | 0.5 | 0 | 0 | 0 | 0 | 0 | 0 | 0 | 0 | 0 | 0 | 0 | 0 | 0 | 0 | 0 | 0 | 0
5518 | 21.4 | 1411.34 | 660 | 131.35 | 2202.69 | 740.21 | 444.13 | 11547.34 | 3387.03 | 14490.24 | 190.84 | 0 | 0 | 2398.5 | 11070 | 11070 | 61.5 | 24569.25 | 298.78 | 27.8 | -45.12 | 22.99 | 23.9 | 0 | 0 | 0.5 | 0.5 | 1 | 0.5 | 0 | 0 | 0 | 0 | 0 | 0 | 0 | 0 | 0 | 0 | 0 | 0 | 0 | 0 | 0 | 0 | 0
5519 | 20.4 | 1411.34 | 660 | 131.35 | 2202.69 | 740.21 | 444.13 | 11547.34 | 3387.03 | 14490.24 | 190.84 | 0 | 0 | 2398.5 | 11070 | 11070 | 61.5 | 24569.25 | 297.86 | 26.89 | -46.11 | 22 | 23.9 | 0 | 0 | 0.5 | 0.5 | 1 | 0.5 | 0 | 0 | 0 | 0 | 0 | 0 | 0 | 0 | 0 | 0 | 0 | 0 | 0 | 0 | 0 | 0 | 0
5520 | 19.2 | 1411.34 | 660 | 131.35 | 2202.69 | 740.21 | 444.13 | 11547.34 | 3387.03 | 14490.24 | 190.84 | 0 | 0 | 2398.5 | 11070 | 11070 | 61.5 | 24569.25 | 296.76 | 25.78 | -47.3 | 20.82 | 23.9 | 0 | 0 | 0.5 | 0.5 | 1 | 0.5 | 0 | 0 | 0 | 0 | 0 | 0 | 0 | 0 | 0 | 0 | 0 | 0 | 0 | 0 | 0 | 0 | 0
5521 | 17.2 | 1411.34 | 660 | 131.35 | 2202.69 | 740.21 | 444.13 | 11547.34 | 3387.03 | 14490.24 | 190.84 | 0 | 0 | 2398.5 | 2214 | 2214 | 61.5 | 6857.25 | 290.13 | 19.15 | -50.48 | 17.64 | 20 | 3.14 | 0 | 0.5 | 0.1 | 0.5 | 0.5 | 0 | 0 | 0 | 0 | 0 | 0 | 0 | 0 | 0 | 0 | 0 | 0 | 0 | 0 | 0 | 0 | 0
5522 | 17.9 | 1411.34 | 660 | 131.35 | 2202.69 | 740.21 | 444.13 | 11547.34 | 3387.03 | 14490.24 | 190.84 | 0 | 0 | 2398.5 | 2214 | 2214 | 61.5 | 6857.25 | 290.65 | 19.67 | -49.79 | 18.33 | 20 | 1.21 | 0 | 0.5 | 0.1 | 0.5 | 0.5 | 0 | 0 | 0 | 0 | 0 | 0 | 0 | 0 | 0 | 0 | 0 | 0 | 0 | 0 | 0 | 0 | 0
5523 | 19.5 | 1411.34 | 660 | 131.35 | 2202.69 | 740.21 | 444.13 | 11547.34 | 3387.03 | 14490.24 | 190.84 | 0 | 0 | 2398.5 | 2214 | 2214 | 61.5 | 6857.25 | 292.12 | 21.14 | -48.21 | 19.91 | 21.14 | 0 | 0 | 0.5 | 0.1 | 0.5 | 0.5 | 0 | 0 | 0 | 0 | 0 | 0 | 0 | 0 | 0 | 0 | 0 | 0 | 0 | 0 | 0 | 0 | 0
5524 | 18.9 | 1411.34 | 660 | 131.35 | 2202.69 | 740.21 | 444.13 | 11547.34 | 3387.03 | 14490.24 | 190.84 | 0 | 0 | 2398.5 | 2214 | 2214 | 61.5 | 6857.25 | 291.6 | 20.62 | -48.8 | 19.32 | 20.62 | 0 | 0 | 0.5 | 0.1 | 0.5 | 0.5 | 0 | 0 | 0 | 0 | 0 | 0 | 0 | 0 | 0 | 0 | 0 | 0 | 0 | 0 | 0 | 0 | 0
5525 | 19.1 | 1411.34 | 660 | 131.35 | 2202.69 | 740.21 | 444.13 | 11547.34 | 3387.03 | 14490.24 | 190.84 | 0 | 0 | 2398.5 | 2214 | 2214 | 61.5 | 6857.25 | 291.77 | 20.79 | -48.6 | 19.51 | 20.79 | 0 | 0 | 0.5 | 0.1 | 0.5 | 0.5 | 0 | 0 | 0 | 0 | 0 | 0 | 0 | 0 | 0 | 0 | 0 | 0 | 0 | 0 | 0 | 0 | 0
5526 | 18.2 | 1411.34 | 660 | 131.35 | 2202.69 | 740.21 | 444.13 | 11547.34 | 3387.03 | 14490.24 | 190.84 | 0 | 0 | 2398.5 | 2214 | 2214 | 61.5 | 6857.25 | 290.95 | 19.97 | -49.49 | 18.63 | 20 | 0.1 | 0 | 0.5 | 0.1 | 0.5 | 0.5 | 0 | 0 | 0 | 0 | 0 | 0 | 0 | 0 | 0 | 0 | 0 | 0 | 0 | 0 | 0 | 0 | 0
5527 | 18.6 | 1411.34 | 660 | 131.35 | 2202.69 | 740.21 | 444.13 | 11547.34 | 3387.03 | 14490.24 | 190.84 | 5195.82 | 414.38 | 2398.5 | 2214 | 2214 | 61.5 | 6857.25 | 292.81 | 21.83 | -48.71 | 19.4 | 21.83 | 0 | 0 | 0.5 | 0.1 | 0.5 | 0.5 | 0 | 2090.2 | 0 | 945.09 | 0 | 1513.37 | 0 | 647.17 | 0 | 155.29 | 0 | 52.73 | 0 | 73.93 | 0 | 36.11 | 96.32
5528 | 19.6 | 1411.34 | 660 | 131.35 | 2202.69 | 740.21 | 444.13 | 11547.34 | 3387.03 | 14490.24 | 190.84 | 34620.13 | 2714.19 | 2398.5 | 11070 | 11070 | 61.5 | 24569.25 | 307.18 | 36.2 | -44.36 | 23.76 | 23.9 | 0 | 0 | 0.5 | 0.5 | 1 | 0.5 | 0 | 16121.06 | 0 | 8261.2 | 0 | 7171.22 | 0 | 3066.64 | 0 | 1197.72 | 0 | 460.9 | 0 | 350.33 | 0 | 171.09 | 534.14
5529 | 20.1 | 1411.34 | 660 | 131.35 | 2202.69 | 740.21 | 444.13 | 11547.34 | 3387.03 | 14490.24 | 190.84 | 22677.55 | 3655.31 | 2398.5 | 11070 | 11070 | 61.5 | 24569.25 | 304.72 | 33.75 | -44.61 | 23.5 | 23.9 | 0 | 0 | 0.5 | 0.5 | 1 | 0.5 | 0 | 8606.56 | 0 | 5594.92 | 0 | 5937.15 | 0 | 2538.91 | 0 | 1278.86 | 0 | 624.29 | 0 | 580.08 | 0 | 283.3 | 888.78
5530 | 20.8 | 1411.34 | 660 | 131.35 | 2202.69 | 740.21 | 444.13 | 11547.34 | 3387.03 | 14490.24 | 190.84 | 38746.72 | 6343.44 | 2398.5 | 11070 | 11070 | 61.5 | 24569.25 | 310.45 | 39.47 | -42.65 | 25.47 | 24 | 0 | -21.57 | 0.5 | 0.5 | 1 | 0.5 | 0 | 13598.23 | 0 | 12280.57 | 0 | 9013.48 | 0 | 3854.45 | 0 | 2020.58 | 0 | 1370.29 | 0 | 880.65 | 0 | 430.09 | 1641.83
5531 | 21.7 | 1411.34 | 660 | 131.35 | 2202.69 | 740.21 | 444.13 | 11547.34 | 3387.03 | 14490.24 | 190.84 | 37959.22 | 6384.04 | 2398.5 | 11070 | 11070 | 61.5 | 24569.25 | 311.07 | 40.1 | -41.81 | 26.31 | 24 | 0 | -33.87 | 0.5 | 0.5 | 1 | 0.5 | 0 | 10358.76 | 0 | 12807.6 | 0 | 10361.82 | 0 | 4431.04 | 0 | 1539.22 | 0 | 1429.1 | 0 | 1012.39 | 0 | 494.43 | 1908.91
5532 | 21.1 | 1411.34 | 660 | 131.35 | 2202.69 | 740.21 | 444.13 | 11547.34 | 3387.03 | 14490.24 | 190.84 | 25753.27 | 4236.24 | 2398.5 | 11070 | 11070 | 61.5 | 24569.25 | 306.63 | 35.66 | -43.38 | 24.74 | 24 | 0 | -10.82 | 0.5 | 0.5 | 1 | 0.5 | 0 | 6961.94 | 0 | 5162.47 | 0 | 9659.33 | 0 | 3969.53 | 0 | 1034.48 | 0 | 576.04 | 0 | 943.75 | 0 | 442.93 | 1239.04
5533 | 21.8 | 1411.34 | 660 | 131.35 | 2202.69 | 740.21 | 444.13 | 11547.34 | 3387.03 | 14490.24 | 190.84 | 43841.7 | 7069.47 | 2398.5 | 11070 | 11070 | 61.5 | 24569.25 | 312.95 | 41.97 | -41.26 | 26.85 | 24 | 0 | -41.88 | 0.5 | 0.5 | 1 | 0.5 | 0 | 8583.06 | 0 | 11057.94 | 0 | 19306.83 | 0 | 4893.85 | 0 | 1275.37 | 0 | 1233.87 | 0 | 1886.35 | 0 | 546.07 | 2127.82
5534 | 21.9 | 1411.34 | 660 | 131.35 | 2202.69 | 740.21 | 444.13 | 11547.34 | 3387.03 | 14490.24 | 190.84 | 31144.58 | 4941.36 | 2398.5 | 11070 | 11070 | 61.5 | 24569.25 | 309.02 | 38.04 | -42.17 | 25.94 | 24 | 0 | -28.51 | 0.5 | 0.5 | 1 | 0.5 | 0 | 7196.81 | 0 | 5662.34 | 0 | 14181.99 | 0 | 4103.45 | 0 | 1069.38 | 0 | 631.82 | 0 | 1385.63 | 0 | 457.87 | 1396.65
5535 | 23.3 | 1411.34 | 660 | 131.35 | 2202.69 | 740.21 | 444.13 | 11547.34 | 3387.03 | 14490.24 | 190.84 | 57362.55 | 8572.13 | 2398.5 | 11070 | 11070 | 61.5 | 24569.25 | 318.39 | 47.42 | -38.76 | 29.36 | 24 | 0 | -78.64 | 0.5 | 0.5 | 1 | 0.5 | 0 | 7244.46 | 0 | 7733 | 0 | 38254.47 | 0 | 4130.61 | 0 | 1076.46 | 0 | 862.86 | 0 | 3737.61 | 0 | 460.9 | 2434.29
5536 | 23.4 | 1411.34 | 660 | 131.35 | 2202.69 | 740.21 | 444.13 | 11547.34 | 3387.03 | 14490.24 | 190.84 | 52829.72 | 7642.94 | 2398.5 | 11070 | 11070 | 61.5 | 24569.25 | 317 | 46.03 | -39.03 | 29.08 | 24 | 0 | -74.63 | 0.5 | 0.5 | 1 | 0.5 | 0 | 6619.43 | 0 | 3774.24 | 0 | 38072.92 | 0 | 4363.14 | 0 | 983.59 | 0 | 421.14 | 0 | 3719.87 | 0 | 486.85 | 2031.5
5537 | 20.9 | 1411.34 | 660 | 131.35 | 2202.69 | 740.21 | 444.13 | 11547.34 | 3387.03 | 14490.24 | 190.84 | 41214.03 | 5849.98 | 2398.5 | 11070 | 11070 | 61.5 | 24569.25 | 311.08 | 40.1 | -42.41 | 25.7 | 24 | 0 | -25 | 0.5 | 0.5 | 1 | 0.5 | 0 | 5844.74 | 0 | 3332.53 | 0 | 26064.61 | 0 | 5972.15 | 0 | 868.48 | 0 | 371.85 | 0 | 2546.61 | 0 | 666.39 | 1396.65
5538 | 22 | 1411.34 | 660 | 131.35 | 2202.69 | 740.21 | 444.13 | 11547.34 | 3387.03 | 14490.24 | 190.84 | 64723.65 | 8090.47 | 2398.5 | 11070 | 11070 | 61.5 | 24569.25 | 319.06 | 48.09 | -39.57 | 28.54 | 24 | 0 | -66.69 | 0.5 | 0.5 | 1 | 0.5 | 0 | 3555.49 | 0 | 2027.25 | 0 | 45961.97 | 0 | 13178.93 | 0 | 528.31 | 0 | 226.21 | 0 | 4490.66 | 0 | 1470.53 | 1374.76
5539 | 21.7 | 1411.34 | 660 | 131.35 | 2202.69 | 740.21 | 444.13 | 11547.34 | 3387.03 | 14490.24 | 190.84 | 34369.37 | 4212.34 | 2398.5 | 11070 | 11070 | 61.5 | 24569.25 | 309.51 | 38.54 | -42.2 | 25.91 | 24 | 0 | -28.11 | 0.5 | 0.5 | 1 | 0.5 | 0 | 2491.05 | 0 | 1420.33 | 0 | 21411.7 | 0 | 9046.29 | 0 | 370.15 | 0 | 158.48 | 0 | 2092 | 0 | 1009.4 | 582.3
5540 | 20.4 | 1411.34 | 660 | 131.35 | 2202.69 | 740.21 | 444.13 | 11547.34 | 3387.03 | 14490.24 | 190.84 | 7381.3 | 857.7 | 2398.5 | 11070 | 11070 | 61.5 | 24569.25 | 300.1 | 29.12 | -45.55 | 22.56 | 23.9 | 0 | 0 | 0.5 | 0.5 | 1 | 0.5 | 0 | 461.49 | 0 | 263.13 | 0 | 4137.91 | 0 | 2518.77 | 0 | 68.57 | 0 | 29.36 | 0 | 404.29 | 0 | 281.05 | 74.43
5541 | 17.9 | 1411.34 | 660 | 131.35 | 2202.69 | 740.21 | 444.13 | 11547.34 | 3387.03 | 14490.24 | 190.84 | 0 | 0 | 2398.5 | 11070 | 11070 | 61.5 | 24569.25 | 295.57 | 24.59 | -48.58 | 19.54 | 23.9 | 0 | 0 | 0.5 | 0.5 | 1 | 0.5 | 0 | 0 | 0 | 0 | 0 | 0 | 0 | 0 | 0 | 0 | 0 | 0 | 0 | 0 | 0 | 0 | 0
5542 | 17.8 | 1411.34 | 660 | 131.35 | 2202.69 | 740.21 | 444.13 | 11547.34 | 3387.03 | 14490.24 | 190.84 | 0 | 0 | 2398.5 | 11070 | 11070 | 61.5 | 24569.25 | 295.48 | 24.5 | -48.68 | 19.44 | 23.9 | 0 | 0 | 0.5 | 0.5 | 1 | 0.5 | 0 | 0 | 0 | 0 | 0 | 0 | 0 | 0 | 0 | 0 | 0 | 0 | 0 | 0 | 0 | 0 | 0
5543 | 17.7 | 1411.34 | 660 | 131.35 | 2202.69 | 740.21 | 444.13 | 11547.34 | 3387.03 | 14490.24 | 190.84 | 0 | 0 | 2398.5 | 11070 | 11070 | 61.5 | 24569.25 | 295.38 | 24.41 | -48.78 | 19.34 | 23.9 | 0 | 0 | 0.5 | 0.5 | 1 | 0.5 | 0 | 0 | 0 | 0 | 0 | 0 | 0 | 0 | 0 | 0 | 0 | 0 | 0 | 0 | 0 | 0 | 0
5544 | 17 | 1411.34 | 660 | 131.35 | 2202.69 | 740.21 | 444.13 | 11547.34 | 3387.03 | 14490.24 | 190.84 | 0 | 0 | 2398.5 | 11070 | 11070 | 61.5 | 24569.25 | 294.74 | 23.76 | -49.47 | 18.65 | 23.76 | 0 | 0 | 0.5 | 0.5 | 1 | 0.5 | 0 | 0 | 0 | 0 | 0 | 0 | 0 | 0 | 0 | 0 | 0 | 0 | 0 | 0 | 0 | 0 | 0
5545 | 16.8 | 1411.34 | 660 | 131.35 | 2202.69 | 740.21 | 444.13 | 11547.34 | 3387.03 | 14490.24 | 190.84 | 0 | 0 | 2398.5 | 2214 | 2214 | 61.5 | 6857.25 | 289.75 | 18.78 | -50.87 | 17.24 | 20 | 4.51 | 0 | 0.5 | 0.1 | 0.5 | 0.5 | 0 | 0 | 0 | 0 | 0 | 0 | 0 | 0 | 0 | 0 | 0 | 0 | 0 | 0 | 0 | 0 | 0
5546 | 16.2 | 1411.34 | 660 | 131.35 | 2202.69 | 740.21 | 444.13 | 11547.34 | 3387.03 | 14490.24 | 190.84 | 0 | 0 | 2398.5 | 2214 | 2214 | 61.5 | 6857.25 | 289.09 | 18.11 | -51.46 | 16.65 | 20 | 6.97 | 0 | 0.5 | 0.1 | 0.5 | 0.5 | 0 | 0 | 0 | 0 | 0 | 0 | 0 | 0 | 0 | 0 | 0 | 0 | 0 | 0 | 0 | 0 | 0
5547 | 16.9 | 1411.34 | 660 | 131.35 | 2202.69 | 740.21 | 444.13 | 11547.34 | 3387.03 | 14490.24 | 190.84 | 0 | 0 | 2398.5 | 2214 | 2214 | 61.5 | 6857.25 | 289.73 | 18.75 | -50.77 | 17.34 | 20 | 4.6 | 0 | 0.5 | 0.1 | 0.5 | 0.5 | 0 | 0 | 0 | 0 | 0 | 0 | 0 | 0 | 0 | 0 | 0 | 0 | 0 | 0 | 0 | 0 | 0
5548 | 16 | 1411.34 | 660 | 131.35 | 2202.69 | 740.21 | 444.13 | 11547.34 | 3387.03 | 14490.24 | 190.84 | 0 | 0 | 2398.5 | 2214 | 2214 | 61.5 | 6857.25 | 288.9 | 17.93 | -51.66 | 16.45 | 20 | 7.65 | 0 | 0.5 | 0.1 | 0.5 | 0.5 | 0 | 0 | 0 | 0 | 0 | 0 | 0 | 0 | 0 | 0 | 0 | 0 | 0 | 0 | 0 | 0 | 0
5549 | 15.4 | 1411.34 | 660 | 131.35 | 2202.69 | 740.21 | 444.13 | 11547.34 | 3387.03 | 14490.24 | 190.84 | 0 | 0 | 2398.5 | 2214 | 2214 | 61.5 | 6857.25 | 288.35 | 17.38 | -52.25 | 15.86 | 20 | 9.68 | 0 | 0.5 | 0.1 | 0.5 | 0.5 | 0 | 0 | 0 | 0 | 0 | 0 | 0 | 0 | 0 | 0 | 0 | 0 | 0 | 0 | 0 | 0 | 0
5550 | 15.4 | 1411.34 | 660 | 131.35 | 2202.69 | 740.21 | 444.13 | 11547.34 | 3387.03 | 14490.24 | 190.84 | 0 | 0 | 2398.5 | 2214 | 2214 | 61.5 | 6857.25 | 288.35 | 17.38 | -52.25 | 15.86 | 20 | 9.68 | 0 | 0.5 | 0.1 | 0.5 | 0.5 | 0 | 0 | 0 | 0 | 0 | 0 | 0 | 0 | 0 | 0 | 0 | 0 | 0 | 0 | 0 | 0 | 0
5551 | 15.8 | 1411.34 | 660 | 131.35 | 2202.69 | 740.21 | 444.13 | 11547.34 | 3387.03 | 14490.24 | 190.84 | 3214.05 | 263.44 | 2398.5 | 2214 | 2214 | 61.5 | 6857.25 | 289.66 | 18.69 | -51.62 | 16.49 | 20 | 4.84 | 0 | 0.5 | 0.1 | 0.5 | 0.5 | 0 | 972.1 | 0 | 535.04 | 0 | 1195.63 | 0 | 511.29 | 0 | 72.22 | 0 | 29.85 | 0 | 58.41 | 0 | 28.53 | 74.43
5552 | 16.3 | 1411.34 | 660 | 131.35 | 2202.69 | 740.21 | 177.65 | 11280.86 | 3120.55 | 14223.76 | 190.84 | 6600.21 | 544.48 | 959.4 | 4428 | 4428 | 24.6 | 9827.7 | 311.35 | 21.3 | -51.91 | 17.46 | 21.3 | 0 | 0 | 0.2 | 0.2 | 1 | 0.2 | 0 | 1941.33 | 0 | 1100.96 | 0 | 2492.18 | 0 | 1065.74 | 0 | 144.23 | 0 | 61.42 | 0 | 121.75 | 0 | 59.46 | 157.62
5553 | 17.6 | 1411.34 | 660 | 131.35 | 2202.69 | 740.21 | 177.65 | 11280.86 | 3120.55 | 14223.76 | 190.84 | 23427.41 | 1908.24 | 959.4 | 4428 | 4428 | 24.6 | 9827.7 | 317.85 | 27.8 | -49.37 | 20.01 | 23.9 | 0 | 0 | 0.2 | 0.2 | 1 | 0.2 | 0 | 7383.61 | 0 | 4431.52 | 0 | 8133.95 | 0 | 3478.33 | 0 | 548.57 | 0 | 247.24 | 0 | 397.36 | 0 | 194.06 | 521.01
5554 | 20.1 | 1411.34 | 660 | 131.35 | 2202.69 | 740.21 | 177.65 | 11280.86 | 3120.55 | 14223.76 | 190.84 | 41622.8 | 6846.19 | 959.4 | 4428 | 4428 | 24.6 | 9827.7 | 326.93 | 36.88 | -45.3 | 24.08 | 24 | 0 | -1.11 | 0.2 | 0.2 | 1 | 0.2 | 0 | 14837.21 | 0 | 13944.03 | 0 | 8995.01 | 0 | 3846.55 | 0 | 2204.68 | 0 | 1555.9 | 0 | 878.85 | 0 | 429.21 | 1777.56
5555 | 20.2 | 1411.34 | 660 | 131.35 | 2202.69 | 740.21 | 177.65 | 11280.86 | 3120.55 | 14223.76 | 190.84 | 26859.9 | 4450.36 | 959.4 | 4428 | 4428 | 24.6 | 9827.7 | 322.04 | 31.99 | -46.39 | 22.99 | 23.9 | 0 | 0 | 0.2 | 0.2 | 1 | 0.2 | 0 | 7557.6 | 0 | 6263.49 | 0 | 9133.17 | 0 | 3905.63 | 0 | 1122.99 | 0 | 698.89 | 0 | 892.35 | 0 | 435.8 | 1300.33
5556 | 21.8 | 1411.34 | 660 | 131.35 | 2202.69 | 740.21 | 177.65 | 11280.86 | 3120.55 | 14223.76 | 190.84 | 44339.39 | 7609.5 | 959.4 | 4428 | 4428 | 24.6 | 9827.7 | 329.47 | 39.42 | -43.38 | 26 | 24 | 0 | -28.77 | 0.2 | 0.2 | 1 | 0.2 | 0 | 7726.7 | 0 | 17600.58 | 0 | 14606.54 | 0 | 4405.57 | 0 | 1148.12 | 0 | 1963.91 | 0 | 1427.11 | 0 | 491.58 | 2578.77
5557 | 20.9 | 1411.34 | 660 | 131.35 | 2202.69 | 740.21 | 177.65 | 11280.86 | 3120.55 | 14223.76 | 190.84 | 43988.78 | 7083.39 | 959.4 | 4428 | 4428 | 24.6 | 9827.7 | 328.41 | 38.36 | -44.33 | 25.05 | 24 | 0 | -15.09 | 0.2 | 0.2 | 1 | 0.2 | 0 | 8561.21 | 0 | 11118.42 | 0 | 19427.76 | 0 | 4881.39 | 0 | 1272.12 | 0 | 1240.62 | 0 | 1898.17 | 0 | 544.68 | 2127.82
5558 | 22.9 | 1411.34 | 660 | 131.35 | 2202.69 | 740.21 | 177.65 | 11280.86 | 3120.55 | 14223.76 | 190.84 | 49828.18 | 7721.72 | 959.4 | 4428 | 4428 | 24.6 | 9827.7 | 332.1 | 42.05 | -41.9 | 27.47 | 24 | 0 | -50.01 | 0.2 | 0.2 | 1 | 0.2 | 0 | 8089 | 0 | 10117.37 | 0 | 27009.66 | 0 | 4612.15 | 0 | 1201.95 | 0 | 1128.92 | 0 | 2638.95 | 0 | 514.63 | 2237.27
5559 | 22.2 | 1411.34 | 660 | 131.35 | 2202.69 | 740.21 | 177.65 | 11280.86 | 3120.55 | 14223.76 | 190.84 | 32873.33 | 5140.16 | 959.4 | 4428 | 4428 | 24.6 | 9827.7 | 325.8 | 35.75 | -43.95 | 25.42 | 24 | 0 | -20.52 | 0.2 | 0.2 | 1 | 0.2 | 0 | 7194.37 | 0 | 4987.47 | 0 | 16589.44 | 0 | 4102.05 | 0 | 1069.02 | 0 | 556.51 | 0 | 1620.85 | 0 | 457.72 | 1436.06
5560 | 21.7 | 1411.34 | 660 | 131.35 | 2202.69 | 740.21 | 177.65 | 11280.86 | 3120.55 | 14223.76 | 190.84 | 32341.37 | 4968.62 | 959.4 | 4428 | 4428 | 24.6 | 9827.7 | 325.14 | 35.09 | -44.49 | 24.88 | 24 | 0 | -12.71 | 0.2 | 0.2 | 1 | 0.2 | 0 | 6666.25 | 0 | 3800.93 | 0 | 17901.25 | 0 | 3972.94 | 0 | 990.55 | 0 | 424.12 | 0 | 1749.02 | 0 | 443.31 | 1361.63
5561 | 21.3 | 1411.34 | 660 | 131.35 | 2202.69 | 740.21 | 177.65 | 11280.86 | 3120.55 | 14223.76 | 190.84 | 59540.08 | 8001.24 | 959.4 | 4428 | 4428 | 24.6 | 9827.7 | 333.55 | 43.5 | -42.79 | 26.58 | 24 | 0 | -37.25 | 0.2 | 0.2 | 1 | 0.2 | 0 | 5209.43 | 0 | 2970.29 | 0 | 43203.25 | 0 | 8157.11 | 0 | 774.07 | 0 | 331.43 | 0 | 4221.12 | 0 | 910.19 | 1764.42
5562 | 21.1 | 1411.34 | 660 | 131.35 | 2202.69 | 740.21 | 444.13 | 11547.34 | 3387.03 | 14490.24 | 190.84 | 65928.44 | 8222.91 | 2398.5 | 11070 | 11070 | 61.5 | 24569.25 | 318.6 | 47.62 | -40.37 | 27.75 | 24 | 0 | -54.98 | 0.5 | 0.5 | 1 | 0.5 | 0 | 3535.6 | 0 | 2015.91 | 0 | 46999.17 | 0 | 13377.76 | 0 | 525.36 | 0 | 224.94 | 0 | 4592 | 0 | 1492.72 | 1387.9
5563 | 20 | 1411.34 | 660 | 131.35 | 2202.69 | 740.21 | 444.13 | 11547.34 | 3387.03 | 14490.24 | 190.84 | 37536.06 | 4542.82 | 2398.5 | 11070 | 11070 | 61.5 | 24569.25 | 308.9 | 37.92 | -43.64 | 24.47 | 24 | 0 | -6.97 | 0.5 | 0.5 | 1 | 0.5 | 0 | 2403.58 | 0 | 1370.46 | 0 | 23772.83 | 0 | 9989.18 | 0 | 357.15 | 0 | 152.92 | 0 | 2322.7 | 0 | 1114.61 | 595.44
5564 | 16.4 | 1411.34 | 660 | 131.35 | 2202.69 | 740.21 | 444.13 | 11547.34 | 3387.03 | 14490.24 | 190.84 | 6051.42 | 703.88 | 2398.5 | 11070 | 11070 | 61.5 | 24569.25 | 296.02 | 25.05 | -49.6 | 18.52 | 23.9 | 0 | 0 | 0.5 | 0.5 | 1 | 0.5 | 0 | 389.41 | 0 | 222.03 | 0 | 3390.5 | 0 | 2049.47 | 0 | 57.86 | 0 | 24.78 | 0 | 331.27 | 0 | 228.68 | 61.3
5565 | 14.9 | 1411.34 | 660 | 131.35 | 2202.69 | 740.21 | 444.13 | 11547.34 | 3387.03 | 14490.24 | 190.84 | 0 | 0 | 2398.5 | 11070 | 11070 | 61.5 | 24569.25 | 292.81 | 21.84 | -51.54 | 16.57 | 21.84 | 0 | 0 | 0.5 | 0.5 | 1 | 0.5 | 0 | 0 | 0 | 0 | 0 | 0 | 0 | 0 | 0 | 0 | 0 | 0 | 0 | 0 | 0 | 0 | 0
5566 | 15.2 | 1411.34 | 660 | 131.35 | 2202.69 | 740.21 | 444.13 | 11547.34 | 3387.03 | 14490.24 | 190.84 | 0 | 0 | 2398.5 | 11070 | 11070 | 61.5 | 24569.25 | 293.03 | 22.05 | -51.24 | 16.87 | 22.05 | 0 | 0 | 0.5 | 0.5 | 1 | 0.5 | 0 | 0 | 0 | 0 | 0 | 0 | 0 | 0 | 0 | 0 | 0 | 0 | 0 | 0 | 0 | 0 | 0
5567 | 13.4 | 1411.34 | 660 | 131.35 | 2202.69 | 740.21 | 444.13 | 11547.34 | 3387.03 | 14490.24 | 190.84 | 0 | 0 | 2398.5 | 11070 | 11070 | 61.5 | 24569.25 | 291.38 | 20.4 | -53.02 | 15.09 | 20.4 | 0 | 0 | 0.5 | 0.5 | 1 | 0.5 | 0 | 0 | 0 | 0 | 0 | 0 | 0 | 0 | 0 | 0 | 0 | 0 | 0 | 0 | 0 | 0 | 0
5568 | 11.9 | 1411.34 | 660 | 131.35 | 2202.69 | 740.21 | 444.13 | 11547.34 | 3387.03 | 14490.24 | 190.84 | 0 | 0 | 2398.5 | 11070 | 11070 | 61.5 | 24569.25 | 289.95 | 18.98 | -54.5 | 13.61 | 20 | 3.77 | 0 | 0.5 | 0.5 | 1 | 0.5 | 0 | 0 | 0 | 0 | 0 | 0 | 0 | 0 | 0 | 0 | 0 | 0 | 0 | 0 | 0 | 0 | 0
5569 | 12.2 | 1411.34 | 660 | 131.35 | 2202.69 | 740.21 | 444.13 | 11547.34 | 3387.03 | 14490.24 | 190.84 | 0 | 0 | 2398.5 | 2214 | 2214 | 61.5 | 6857.25 | 285.42 | 14.44 | -55.41 | 12.7 | 20 | 20.52 | 0 | 0.5 | 0.1 | 0.5 | 0.5 | 0 | 0 | 0 | 0 | 0 | 0 | 0 | 0 | 0 | 0 | 0 | 0 | 0 | 0 | 0 | 0 | 0
5570 | 12.2 | 1411.34 | 660 | 131.35 | 2202.69 | 740.21 | 444.13 | 11547.34 | 3387.03 | 14490.24 | 190.84 | 0 | 0 | 2398.5 | 2214 | 2214 | 61.5 | 6857.25 | 285.42 | 14.44 | -55.41 | 12.7 | 20 | 20.52 | 0 | 0.5 | 0.1 | 0.5 | 0.5 | 0 | 0 | 0 | 0 | 0 | 0 | 0 | 0 | 0 | 0 | 0 | 0 | 0 | 0 | 0 | 0 | 0
5571 | 10.5 | 1411.34 | 660 | 131.35 | 2202.69 | 740.21 | 444.13 | 11547.34 | 3387.03 | 14490.24 | 190.84 | 0 | 0 | 2398.5 | 2214 | 2214 | 61.5 | 6857.25 | 283.86 | 12.88 | -57.09 | 11.03 | 20 | 26.27 | 0 | 0.5 | 0.1 | 0.5 | 0.5 | 0 | 0 | 0 | 0 | 0 | 0 | 0 | 0 | 0 | 0 | 0 | 0 | 0 | 0 | 0 | 0 | 0
5572 | 11.1 | 1411.34 | 660 | 131.35 | 2202.69 | 740.21 | 444.13 | 11547.34 | 3387.03 | 14490.24 | 190.84 | 0 | 0 | 2398.5 | 2214 | 2214 | 61.5 | 6857.25 | 284.41 | 13.43 | -56.5 | 11.62 | 20 | 24.24 | 0 | 0.5 | 0.1 | 0.5 | 0.5 | 0 | 0 | 0 | 0 | 0 | 0 | 0 | 0 | 0 | 0 | 0 | 0 | 0 | 0 | 0 | 0 | 0
5573 | 9.6 | 1411.34 | 660 | 131.35 | 2202.69 | 740.21 | 444.13 | 11547.34 | 3387.03 | 14490.24 | 190.84 | 0 | 0 | 2398.5 | 2214 | 2214 | 61.5 | 6857.25 | 283.03 | 12.05 | -57.98 | 10.14 | 20 | 29.32 | 0 | 0.5 | 0.1 | 0.5 | 0.5 | 0 | 0 | 0 | 0 | 0 | 0 | 0 | 0 | 0 | 0 | 0 | 0 | 0 | 0 | 0 | 0 | 0
5574 | 10.2 | 1411.34 | 660 | 131.35 | 2202.69 | 740.21 | 444.13 | 11547.34 | 3387.03 | 14490.24 | 190.84 | 0 | 0 | 2398.5 | 2214 | 2214 | 61.5 | 6857.25 | 283.58 | 12.61 | -57.39 | 10.73 | 20 | 27.29 | 0 | 0.5 | 0.1 | 0.5 | 0.5 | 0 | 0 | 0 | 0 | 0 | 0 | 0 | 0 | 0 | 0 | 0 | 0 | 0 | 0 | 0 | 0 | 0
5575 | 13.4 | 1411.34 | 660 | 131.35 | 2202.69 | 740.21 | 444.13 | 11547.34 | 3387.03 | 14490.24 | 190.84 | 43502.69 | 3203.36 | 2398.5 | 2214 | 2214 | 61.5 | 6857.25 | 299.17 | 28.2 | -51.05 | 17.07 | 23.9 | 0 | 0 | 0.5 | 0.1 | 0.5 | 0.5 | 0 | 29708.76 | 0 | 9961.9 | 0 | 2684.19 | 0 | 1147.84 | 0 | 2207.23 | 0 | 555.78 | 0 | 131.13 | 0 | 64.04 | 245.18
5576 | 16.3 | 1411.34 | 660 | 131.35 | 2202.69 | 740.21 | 177.65 | 11280.86 | 3120.55 | 14223.76 | 190.84 | 33958.35 | 5253.33 | 959.4 | 4428 | 4428 | 24.6 | 9827.7 | 320.8 | 30.75 | -49.69 | 19.68 | 23.9 | 0 | 0 | 0.2 | 0.2 | 1 | 0.2 | 0 | 18034.88 | 0 | 9156.58 | 0 | 4739.95 | 0 | 2026.95 | 0 | 2679.82 | 0 | 1021.71 | 0 | 463.11 | 0 | 226.17 | 862.51
5577 | 19.4 | 1411.34 | 660 | 131.35 | 2202.69 | 740.21 | 177.65 | 11280.86 | 3120.55 | 14223.76 | 190.84 | 44544.4 | 7103.38 | 959.4 | 4428 | 4428 | 24.6 | 9827.7 | 327.21 | 37.17 | -45.77 | 23.61 | 23.9 | 0 | 0 | 0.2 | 0.2 | 1 | 0.2 | 0 | 20198.37 | 0 | 14191.4 | 0 | 7112.92 | 0 | 3041.71 | 0 | 3001.3 | 0 | 1583.51 | 0 | 694.96 | 0 | 339.4 | 1484.22
5578 | 21.1 | 1411.34 | 660 | 131.35 | 2202.69 | 740.21 | 177.65 | 11280.86 | 3120.55 | 14223.76 | 190.84 | 50458.53 | 8360.8 | 959.4 | 4428 | 4428 | 24.6 | 9827.7 | 330.83 | 40.78 | -43.59 | 25.78 | 24 | 0 | -25.68 | 0.2 | 0.2 | 1 | 0.2 | 0 | 19002.74 | 0 | 19760 | 0 | 8192.45 | 0 | 3503.35 | 0 | 2823.64 | 0 | 2204.86 | 0 | 800.43 | 0 | 390.91 | 2140.95
5579 | 22 | 1411.34 | 660 | 131.35 | 2202.69 | 740.21 | 177.65 | 11280.86 | 3120.55 | 14223.76 | 190.84 | 46756.08 | 8240.6 | 959.4 | 4428 | 4428 | 24.6 | 9827.7 | 330.54 | 40.49 | -42.97 | 26.4 | 24 | 0 | -34.66 | 0.2 | 0.2 | 1 | 0.2 | 0 | 11956.07 | 0 | 22415.51 | 0 | 8674.86 | 0 | 3709.64 | 0 | 1776.57 | 0 | 2501.17 | 0 | 847.57 | 0 | 413.93 | 2701.36
5580 | 22.5 | 1411.34 | 660 | 131.35 | 2202.69 | 740.21 | 177.65 | 11280.86 | 3120.55 | 14223.76 | 190.84 | 45680.83 | 7868.74 | 959.4 | 4428 | 4428 | 24.6 | 9827.7 | 330.58 | 40.53 | -42.58 | 26.8 | 24 | 0 | -40.32 | 0.2 | 0.2 | 1 | 0.2 | 0 | 7501.46 | 0 | 18957.34 | 0 | 14944.89 | 0 | 4277.15 | 0 | 1114.65 | 0 | 2115.3 | 0 | 1460.17 | 0 | 477.25 | 2701.36
5581 | 23.3 | 1411.34 | 660 | 131.35 | 2202.69 | 740.21 | 177.65 | 11280.86 | 3120.55 | 14223.76 | 190.84 | 52498.07 | 8465.82 | 959.4 | 4428 | 4428 | 24.6 | 9827.7 | 333.45 | 43.4 | -41.27 | 28.1 | 24 | 0 | -59.12 | 0.2 | 0.2 | 1 | 0.2 | 0 | 7811.98 | 0 | 15509.85 | 0 | 24722.04 | 0 | 4454.2 | 0 | 1160.79 | 0 | 1730.62 | 0 | 2415.44 | 0 | 497.01 | 2661.96
5582 | 23.8 | 1411.34 | 660 | 131.35 | 2202.69 | 740.21 | 177.65 | 11280.86 | 3120.55 | 14223.76 | 190.84 | 58300.92 | 8987.42 | 959.4 | 4428 | 4428 | 24.6 | 9827.7 | 335.74 | 45.69 | -40.34 | 29.03 | 24 | 0 | -72.55 | 0.2 | 0.2 | 1 | 0.2 | 0 | 7546.26 | 0 | 12421.09 | 0 | 34030.87 | 0 | 4302.69 | 0 | 1121.31 | 0 | 1385.97 | 0 | 3324.94 | 0 | 480.1 | 2675.09
5583 | 24.5 | 1411.34 | 660 | 131.35 | 2202.69 | 740.21 | 177.65 | 11280.86 | 3120.55 | 14223.76 | 190.84 | 51629.91 | 7744.06 | 959.4 | 4428 | 4428 | 24.6 | 9827.7 | 334.08 | 44.03 | -40.2 | 29.18 | 24 | 0 | -69.04 | 0.2 | 0.2 | 1 | 0.2 | 0 | 7584.23 | 0 | 7175.36 | 0 | 32545.97 | 0 | 4324.34 | 0 | 1126.95 | 0 | 800.64 | 0 | 3179.86 | 0 | 482.52 | 2154.09
5584 | 24.5 | 1411.34 | 660 | 131.35 | 2202.69 | 740.21 | 177.65 | 11280.86 | 3120.55 | 14223.76 | 190.84 | 50580.36 | 7333.57 | 959.4 | 4428 | 4428 | 24.6 | 9827.7 | 333.65 | 43.6 | -40.3 | 29.07 | 24 | 0 | -67.58 | 0.2 | 0.2 | 1 | 0.2 | 0 | 6742.6 | 0 | 3844.47 | 0 | 35667.32 | 0 | 4325.97 | 0 | 1001.89 | 0 | 428.97 | 0 | 3484.83 | 0 | 482.7 | 1935.17
5585 | 24.5 | 1411.34 | 660 | 131.35 | 2202.69 | 740.21 | 177.65 | 11280.86 | 3120.55 | 14223.76 | 190.84 | 48421.65 | 6663 | 959.4 | 4428 | 4428 | 24.6 | 9827.7 | 332.83 | 42.78 | -40.5 | 28.88 | 24 | 0 | -64.76 | 0.2 | 0.2 | 1 | 0.2 | 0 | 5640.03 | 0 | 3215.81 | 0 | 32772.73 | 0 | 6793.08 | 0 | 838.06 | 0 | 358.83 | 0 | 3202.02 | 0 | 757.99 | 1506.11
5586 | 23.9 | 1411.34 | 660 | 131.35 | 2202.69 | 740.21 | 444.13 | 11547.34 | 3387.03 | 14490.24 | 190.84 | 27402.93 | 3800.81 | 2398.5 | 11070 | 11070 | 61.5 | 24569.25 | 309.53 | 38.56 | -40.53 | 27.58 | 24 | 0 | -52.61 | 0.5 | 0.5 | 1 | 0.5 | 0 | 4048.55 | 0 | 2308.39 | 0 | 15927.55 | 0 | 5118.44 | 0 | 601.58 | 0 | 257.57 | 0 | 1556.18 | 0 | 571.13 | 814.35
5587 | 21.7 | 1411.34 | 660 | 131.35 | 2202.69 | 740.21 | 444.13 | 11547.34 | 3387.03 | 14490.24 | 190.84 | 11523.81 | 1633.52 | 2398.5 | 11070 | 11070 | 61.5 | 24569.25 | 302.62 | 31.65 | -43.93 | 24.18 | 24 | 0 | -2.68 | 0.5 | 0.5 | 1 | 0.5 | 0 | 2016.48 | 0 | 1149.75 | 0 | 5878.95 | 0 | 2478.63 | 0 | 299.63 | 0 | 128.29 | 0 | 574.4 | 0 | 276.57 | 354.64
5588 | 20.3 | 1411.34 | 660 | 131.35 | 2202.69 | 740.21 | 444.13 | 11547.34 | 3387.03 | 14490.24 | 190.84 | 4631.47 | 540.67 | 2398.5 | 11070 | 11070 | 61.5 | 24569.25 | 299.17 | 28.2 | -45.86 | 22.26 | 23.9 | 0 | 0 | 0.5 | 0.5 | 1 | 0.5 | 0 | 314.23 | 0 | 179.16 | 0 | 2587.26 | 0 | 1550.82 | 0 | 46.69 | 0 | 19.99 | 0 | 252.79 | 0 | 173.04 | 48.16
5589 | 19.6 | 1411.34 | 660 | 131.35 | 2202.69 | 740.21 | 444.13 | 11547.34 | 3387.03 | 14490.24 | 190.84 | 0 | 0 | 2398.5 | 11070 | 11070 | 61.5 | 24569.25 | 297.13 | 26.15 | -46.9 | 21.21 | 23.9 | 0 | 0 | 0.5 | 0.5 | 1 | 0.5 | 0 | 0 | 0 | 0 | 0 | 0 | 0 | 0 | 0 | 0 | 0 | 0 | 0 | 0 | 0 | 0 | 0
5590 | 18.1 | 1411.34 | 660 | 131.35 | 2202.69 | 740.21 | 444.13 | 11547.34 | 3387.03 | 14490.24 | 190.84 | 0 | 0 | 2398.5 | 11070 | 11070 | 61.5 | 24569.25 | 295.75 | 24.77 | -48.38 | 19.73 | 23.9 | 0 | 0 | 0.5 | 0.5 | 1 | 0.5 | 0 | 0 | 0 | 0 | 0 | 0 | 0 | 0 | 0 | 0 | 0 | 0 | 0 | 0 | 0 | 0 | 0
5591 | 18 | 1411.34 | 660 | 131.35 | 2202.69 | 740.21 | 444.13 | 11547.34 | 3387.03 | 14490.24 | 190.84 | 0 | 0 | 2398.5 | 11070 | 11070 | 61.5 | 24569.25 | 295.66 | 24.68 | -48.48 | 19.63 | 23.9 | 0 | 0 | 0.5 | 0.5 | 1 | 0.5 | 0 | 0 | 0 | 0 | 0 | 0 | 0 | 0 | 0 | 0 | 0 | 0 | 0 | 0 | 0 | 0 | 0
5592 | 17.5 | 1411.34 | 660 | 131.35 | 2202.69 | 740.21 | 444.13 | 11547.34 | 3387.03 | 14490.24 | 190.84 | 0 | 0 | 2398.5 | 11070 | 11070 | 61.5 | 24569.25 | 295.2 | 24.22 | -48.97 | 19.14 | 23.9 | 0 | 0 | 0.5 | 0.5 | 1 | 0.5 | 0 | 0 | 0 | 0 | 0 | 0 | 0 | 0 | 0 | 0 | 0 | 0 | 0 | 0 | 0 | 0 | 0
5593 | 16.1 | 1411.34 | 660 | 131.35 | 2202.69 | 740.21 | 444.13 | 11547.34 | 3387.03 | 14490.24 | 190.84 | 0 | 0 | 2398.5 | 2214 | 2214 | 61.5 | 6857.25 | 289.12 | 18.14 | -51.56 | 16.55 | 20 | 6.87 | 0 | 0.5 | 0.1 | 0.5 | 0.5 | 0 | 0 | 0 | 0 | 0 | 0 | 0 | 0 | 0 | 0 | 0 | 0 | 0 | 0 | 0 | 0 | 0
5594 | 15.5 | 1411.34 | 660 | 131.35 | 2202.69 | 740.21 | 444.13 | 11547.34 | 3387.03 | 14490.24 | 190.84 | 0 | 0 | 2398.5 | 2214 | 2214 | 61.5 | 6857.25 | 288.45 | 17.47 | -52.15 | 15.96 | 20 | 9.34 | 0 | 0.5 | 0.1 | 0.5 | 0.5 | 0 | 0 | 0 | 0 | 0 | 0 | 0 | 0 | 0 | 0 | 0 | 0 | 0 | 0 | 0 | 0 | 0
5595 | 15.3 | 1411.34 | 660 | 131.35 | 2202.69 | 740.21 | 444.13 | 11547.34 | 3387.03 | 14490.24 | 190.84 | 0 | 0 | 2398.5 | 2214 | 2214 | 61.5 | 6857.25 | 288.26 | 17.29 | -52.35 | 15.76 | 20 | 10.02 | 0 | 0.5 | 0.1 | 0.5 | 0.5 | 0 | 0 | 0 | 0 | 0 | 0 | 0 | 0 | 0 | 0 | 0 | 0 | 0 | 0 | 0 | 0 | 0
5596 | 15 | 1411.34 | 660 | 131.35 | 2202.69 | 740.21 | 444.13 | 11547.34 | 3387.03 | 14490.24 | 190.84 | 0 | 0 | 2398.5 | 2214 | 2214 | 61.5 | 6857.25 | 287.99 | 17.01 | -52.65 | 15.47 | 20 | 11.03 | 0 | 0.5 | 0.1 | 0.5 | 0.5 | 0 | 0 | 0 | 0 | 0 | 0 | 0 | 0 | 0 | 0 | 0 | 0 | 0 | 0 | 0 | 0 | 0
5597 | 15.1 | 1411.34 | 660 | 131.35 | 2202.69 | 740.21 | 444.13 | 11547.34 | 3387.03 | 14490.24 | 190.84 | 0 | 0 | 2398.5 | 2214 | 2214 | 61.5 | 6857.25 | 288.08 | 17.1 | -52.55 | 15.57 | 20 | 10.69 | 0 | 0.5 | 0.1 | 0.5 | 0.5 | 0 | 0 | 0 | 0 | 0 | 0 | 0 | 0 | 0 | 0 | 0 | 0 | 0 | 0 | 0 | 0 | 0
5598 | 15.2 | 1411.34 | 660 | 131.35 | 2202.69 | 740.21 | 444.13 | 11547.34 | 3387.03 | 14490.24 | 190.84 | 0 | 0 | 2398.5 | 2214 | 2214 | 61.5 | 6857.25 | 288.17 | 17.19 | -52.45 | 15.66 | 20 | 10.35 | 0 | 0.5 | 0.1 | 0.5 | 0.5 | 0 | 0 | 0 | 0 | 0 | 0 | 0 | 0 | 0 | 0 | 0 | 0 | 0 | 0 | 0 | 0 | 0
5599 | 15.9 | 1411.34 | 660 | 131.35 | 2202.69 | 740.21 | 444.13 | 11547.34 | 3387.03 | 14490.24 | 190.84 | 6330.45 | 494.7 | 2398.5 | 2214 | 2214 | 61.5 | 6857.25 | 290.66 | 19.69 | -51.29 | 16.82 | 20 | 1.16 | 0 | 0.5 | 0.1 | 0.5 | 0.5 | 0 | 2993.93 | 0 | 1236.87 | 0 | 1470.72 | 0 | 628.93 | 0 | 222.44 | 0 | 69.01 | 0 | 71.85 | 0 | 35.09 | 96.32
5600 | 19.3 | 1411.34 | 660 | 131.35 | 2202.69 | 740.21 | 177.65 | 11280.86 | 3120.55 | 14223.76 | 190.84 | 43445.56 | 3374.49 | 959.4 | 4428 | 4428 | 24.6 | 9827.7 | 325.57 | 35.52 | -46.2 | 23.17 | 23.9 | 0 | 0 | 0.2 | 0.2 | 1 | 0.2 | 0 | 20863.67 | 0 | 10820.49 | 0 | 8238.4 | 0 | 3523 | 0 | 1550.08 | 0 | 603.69 | 0 | 402.46 | 0 | 196.55 | 621.71
5601 | 21.7 | 1411.34 | 660 | 131.35 | 2202.69 | 740.21 | 177.65 | 11280.86 | 3120.55 | 14223.76 | 190.84 | 45380.74 | 7229.3 | 959.4 | 4428 | 4428 | 24.6 | 9827.7 | 329.58 | 39.53 | -43.43 | 25.94 | 24 | 0 | -28.01 | 0.2 | 0.2 | 1 | 0.2 | 0 | 20685.9 | 0 | 14686.08 | 0 | 7010.75 | 0 | 2998.02 | 0 | 3073.74 | 0 | 1638.7 | 0 | 684.98 | 0 | 334.53 | 1497.35
5602 | 22.6 | 1411.34 | 660 | 131.35 | 2202.69 | 740.21 | 177.65 | 11280.86 | 3120.55 | 14223.76 | 190.84 | 40661.63 | 6669.19 | 959.4 | 4428 | 4428 | 24.6 | 9827.7 | 328.86 | 38.81 | -42.91 | 26.46 | 24 | 0 | -35.53 | 0.2 | 0.2 | 1 | 0.2 | 0 | 14336.07 | 0 | 13621.06 | 0 | 8899 | 0 | 3805.49 | 0 | 2130.21 | 0 | 1519.87 | 0 | 869.47 | 0 | 424.63 | 1725.02
5603 | 24 | 1411.34 | 660 | 131.35 | 2202.69 | 740.21 | 177.65 | 11280.86 | 3120.55 | 14223.76 | 190.84 | 45198.26 | 7834.82 | 959.4 | 4428 | 4428 | 24.6 | 9827.7 | 331.78 | 41.73 | -41.13 | 28.24 | 24 | 0 | -61.14 | 0.2 | 0.2 | 1 | 0.2 | 0 | 11586.72 | 0 | 20391.16 | 0 | 9260.36 | 0 | 3960.02 | 0 | 1721.68 | 0 | 2275.29 | 0 | 904.77 | 0 | 441.87 | 2491.21
5604 | 25.2 | 1411.34 | 660 | 131.35 | 2202.69 | 740.21 | 177.65 | 11280.86 | 3120.55 | 14223.76 | 190.84 | 46955.01 | 8194.98 | 959.4 | 4428 | 4428 | 24.6 | 9827.7 | 333.48 | 43.43 | -39.8 | 29.57 | 24 | 0 | -67 | 0.2 | 0.2 | 1 | 0.2 | 0 | 6998.89 | 0 | 20796.69 | 0 | 15168.84 | 0 | 3990.6 | 0 | 1039.97 | 0 | 2320.54 | 0 | 1482.05 | 0 | 445.28 | 2907.14
5605 | 26.3 | 1411.34 | 660 | 131.35 | 2202.69 | 740.21 | 177.65 | 11280.86 | 3120.55 | 14223.76 | 190.84 | 50755.49 | 8152.93 | 959.4 | 4428 | 4428 | 24.6 | 9827.7 | 335.57 | 45.52 | -38.46 | 30.92 | 24 | 0 | -74.2 | 0.2 | 0.2 | 1 | 0.2 | 0 | 8095.4 | 0 | 14442.28 | 0 | 23602 | 0 | 4615.8 | 0 | 1202.91 | 0 | 1611.5 | 0 | 2306 | 0 | 515.04 | 2517.48
5606 | 27.4 | 1411.34 | 660 | 131.35 | 2202.69 | 740.21 | 177.65 | 11280.86 | 3120.55 | 14223.76 | 190.84 | 65439.89 | 10091.48 | 959.4 | 4428 | 4428 | 24.6 | 9827.7 | 341.39 | 51.34 | -36.22 | 33.16 | 24 | 0 | -94.25 | 0.2 | 0.2 | 1 | 0.2 | 0 | 6757.59 | 0 | 14455.64 | 0 | 40373.65 | 0 | 3853.01 | 0 | 1004.12 | 0 | 1612.99 | 0 | 3944.66 | 0 | 429.93 | 3099.78
5607 | 27.7 | 1411.34 | 660 | 131.35 | 2202.69 | 740.21 | 177.65 | 11280.86 | 3120.55 | 14223.76 | 190.84 | 61817.77 | 9174.64 | 959.4 | 4428 | 4428 | 24.6 | 9827.7 | 340.34 | 50.29 | -36.24 | 33.14 | 24 | 0 | -90.65 | 0.2 | 0.2 | 1 | 0.2 | 0 | 6705.93 | 0 | 8183.19 | 0 | 43105.1 | 0 | 3823.55 | 0 | 996.44 | 0 | 913.1 | 0 | 4211.53 | 0 | 426.64 | 2626.93
5608 | 27 | 1411.34 | 660 | 131.35 | 2202.69 | 740.21 | 177.65 | 11280.86 | 3120.55 | 14223.76 | 190.84 | 46210.94 | 6738.25 | 959.4 | 4428 | 4428 | 24.6 | 9827.7 | 334.48 | 44.43 | -38.18 | 31.2 | 24 | 0 | -70.42 | 0.2 | 0.2 | 1 | 0.2 | 0 | 6799.09 | 0 | 3876.68 | 0 | 31280.18 | 0 | 4254.98 | 0 | 1010.29 | 0 | 432.57 | 0 | 3056.19 | 0 | 474.78 | 1764.42
5609 | 25.2 | 1411.34 | 660 | 131.35 | 2202.69 | 740.21 | 177.65 | 11280.86 | 3120.55 | 14223.76 | 190.84 | 23847.28 | 3594.42 | 959.4 | 4428 | 4428 | 24.6 | 9827.7 | 325.45 | 35.4 | -41.72 | 27.65 | 24 | 0 | -39.3 | 0.2 | 0.2 | 1 | 0.2 | 0 | 4934.44 | 0 | 2813.5 | 0 | 12460.81 | 0 | 3638.54 | 0 | 733.21 | 0 | 313.94 | 0 | 1217.47 | 0 | 406 | 923.8
5610 | 23.3 | 1411.34 | 660 | 131.35 | 2202.69 | 740.21 | 444.13 | 11547.34 | 3387.03 | 14490.24 | 190.84 | 29072.61 | 3995.66 | 2398.5 | 11070 | 11070 | 61.5 | 24569.25 | 309.49 | 38.51 | -41 | 27.12 | 24 | 0 | -45.78 | 0.5 | 0.5 | 1 | 0.5 | 0 | 4062.59 | 0 | 2316.39 | 0 | 17242.61 | 0 | 5451.02 | 0 | 603.66 | 0 | 258.47 | 0 | 1684.67 | 0 | 608.24 | 840.62
5611 | 22.5 | 1411.34 | 660 | 131.35 | 2202.69 | 740.21 | 444.13 | 11547.34 | 3387.03 | 14490.24 | 190.84 | 11075.81 | 1571.36 | 2398.5 | 11070 | 11070 | 61.5 | 24569.25 | 303.22 | 32.24 | -43.18 | 24.94 | 24 | 0 | -13.76 | 0.5 | 0.5 | 1 | 0.5 | 0 | 1952.56 | 0 | 1113.3 | 0 | 5639.53 | 0 | 2370.42 | 0 | 290.13 | 0 | 124.22 | 0 | 551 | 0 | 264.5 | 341.5
5612 | 21.5 | 1411.34 | 660 | 131.35 | 2202.69 | 740.21 | 444.13 | 11547.34 | 3387.03 | 14490.24 | 190.84 | 1333.59 | 199.05 | 2398.5 | 11070 | 11070 | 61.5 | 24569.25 | 299.29 | 28.31 | -44.92 | 23.19 | 23.9 | 0 | 0 | 0.5 | 0.5 | 1 | 0.5 | 0 | 279.58 | 0 | 159.41 | 0 | 595.28 | 0 | 299.32 | 0 | 41.54 | 0 | 17.79 | 0 | 58.16 | 0 | 33.4 | 48.16
5613 | 21.4 | 1411.34 | 660 | 131.35 | 2202.69 | 740.21 | 444.13 | 11547.34 | 3387.03 | 14490.24 | 190.84 | 0 | 0 | 2398.5 | 11070 | 11070 | 61.5 | 24569.25 | 298.78 | 27.8 | -45.12 | 22.99 | 23.9 | 0 | 0 | 0.5 | 0.5 | 1 | 0.5 | 0 | 0 | 0 | 0 | 0 | 0 | 0 | 0 | 0 | 0 | 0 | 0 | 0 | 0 | 0 | 0 | 0
5614 | 20.9 | 1411.34 | 660 | 131.35 | 2202.69 | 740.21 | 444.13 | 11547.34 | 3387.03 | 14490.24 | 190.84 | 0 | 0 | 2398.5 | 11070 | 11070 | 61.5 | 24569.25 | 298.32 | 27.34 | -45.62 | 22.5 | 23.9 | 0 | 0 | 0.5 | 0.5 | 1 | 0.5 | 0 | 0 | 0 | 0 | 0 | 0 | 0 | 0 | 0 | 0 | 0 | 0 | 0 | 0 | 0 | 0 | 0
5615 | 20.5 | 1411.34 | 660 | 131.35 | 2202.69 | 740.21 | 444.13 | 11547.34 | 3387.03 | 14490.24 | 190.84 | 0 | 0 | 2398.5 | 11070 | 11070 | 61.5 | 24569.25 | 297.95 | 26.98 | -46.01 | 22.1 | 23.9 | 0 | 0 | 0.5 | 0.5 | 1 | 0.5 | 0 | 0 | 0 | 0 | 0 | 0 | 0 | 0 | 0 | 0 | 0 | 0 | 0 | 0 | 0 | 0 | 0
5616 | 19.8 | 1411.34 | 660 | 131.35 | 2202.69 | 740.21 | 444.13 | 11547.34 | 3387.03 | 14490.24 | 190.84 | 0 | 0 | 2398.5 | 11070 | 11070 | 61.5 | 24569.25 | 297.31 | 26.33 | -46.7 | 21.41 | 23.9 | 0 | 0 | 0.5 | 0.5 | 1 | 0.5 | 0 | 0 | 0 | 0 | 0 | 0 | 0 | 0 | 0 | 0 | 0 | 0 | 0 | 0 | 0 | 0 | 0
5617 | 19.9 | 1411.34 | 660 | 131.35 | 2202.69 | 740.21 | 444.13 | 11547.34 | 3387.03 | 14490.24 | 190.84 | 0 | 0 | 2398.5 | 2214 | 2214 | 61.5 | 6857.25 | 292.6 | 21.63 | -47.81 | 20.3 | 21.63 | 0 | 0 | 0.5 | 0.1 | 0.5 | 0.5 | 0 | 0 | 0 | 0 | 0 | 0 | 0 | 0 | 0 | 0 | 0 | 0 | 0 | 0 | 0 | 0 | 0
5618 | 18.7 | 1411.34 | 660 | 131.35 | 2202.69 | 740.21 | 444.13 | 11547.34 | 3387.03 | 14490.24 | 190.84 | 0 | 0 | 2398.5 | 2214 | 2214 | 61.5 | 6857.25 | 291.43 | 20.46 | -49 | 19.12 | 20.46 | 0 | 0 | 0.5 | 0.1 | 0.5 | 0.5 | 0 | 0 | 0 | 0 | 0 | 0 | 0 | 0 | 0 | 0 | 0 | 0 | 0 | 0 | 0 | 0 | 0
5619 | 18.1 | 1411.34 | 660 | 131.35 | 2202.69 | 740.21 | 444.13 | 11547.34 | 3387.03 | 14490.24 | 190.84 | 0 | 0 | 2398.5 | 2214 | 2214 | 61.5 | 6857.25 | 290.85 | 19.87 | -49.59 | 18.53 | 20 | 0.48 | 0 | 0.5 | 0.1 | 0.5 | 0.5 | 0 | 0 | 0 | 0 | 0 | 0 | 0 | 0 | 0 | 0 | 0 | 0 | 0 | 0 | 0 | 0 | 0
5620 | 18.2 | 1411.34 | 660 | 131.35 | 2202.69 | 740.21 | 444.13 | 11547.34 | 3387.03 | 14490.24 | 190.84 | 0 | 0 | 2398.5 | 2214 | 2214 | 61.5 | 6857.25 | 290.92 | 19.95 | -49.49 | 18.63 | 20 | 0.19 | 0 | 0.5 | 0.1 | 0.5 | 0.5 | 0 | 0 | 0 | 0 | 0 | 0 | 0 | 0 | 0 | 0 | 0 | 0 | 0 | 0 | 0 | 0 | 0
5621 | 18.4 | 1411.34 | 660 | 131.35 | 2202.69 | 740.21 | 444.13 | 11547.34 | 3387.03 | 14490.24 | 190.84 | 0 | 0 | 2398.5 | 2214 | 2214 | 61.5 | 6857.25 | 291.11 | 20.13 | -49.29 | 18.82 | 20.13 | 0 | 0 | 0.5 | 0.1 | 0.5 | 0.5 | 0 | 0 | 0 | 0 | 0 | 0 | 0 | 0 | 0 | 0 | 0 | 0 | 0 | 0 | 0 | 0 | 0
5622 | 18.2 | 1411.34 | 660 | 131.35 | 2202.69 | 740.21 | 444.13 | 11547.34 | 3387.03 | 14490.24 | 190.84 | 0 | 0 | 2398.5 | 2214 | 2214 | 61.5 | 6857.25 | 290.93 | 19.95 | -49.49 | 18.63 | 20 | 0.18 | 0 | 0.5 | 0.1 | 0.5 | 0.5 | 0 | 0 | 0 | 0 | 0 | 0 | 0 | 0 | 0 | 0 | 0 | 0 | 0 | 0 | 0 | 0 | 0
5623 | 19.1 | 1411.34 | 660 | 131.35 | 2202.69 | 740.21 | 444.13 | 11547.34 | 3387.03 | 14490.24 | 190.84 | 2640.22 | 216.54 | 2398.5 | 2214 | 2214 | 61.5 | 6857.25 | 292.52 | 21.55 | -48.41 | 19.71 | 21.55 | 0 | 0 | 0.5 | 0.1 | 0.5 | 0.5 | 0 | 797.68 | 0 | 439.9 | 0 | 982.5 | 0 | 420.15 | 0 | 59.26 | 0 | 24.54 | 0 | 48 | 0 | 23.44 | 61.3
5624 | 20.3 | 1411.34 | 660 | 131.35 | 2202.69 | 740.21 | 177.65 | 11280.86 | 3120.55 | 14223.76 | 190.84 | 34843.81 | 2714.31 | 959.4 | 4428 | 4428 | 24.6 | 9827.7 | 323.85 | 33.8 | -45.86 | 23.52 | 23.9 | 0 | 0 | 0.2 | 0.2 | 1 | 0.2 | 0 | 16499.9 | 0 | 8626.35 | 0 | 6806.77 | 0 | 2910.79 | 0 | 1225.87 | 0 | 481.27 | 0 | 332.52 | 0 | 162.4 | 512.25
5625 | 22.2 | 1411.34 | 660 | 131.35 | 2202.69 | 740.21 | 177.65 | 11280.86 | 3120.55 | 14223.76 | 190.84 | 33573.59 | 5328.12 | 959.4 | 4428 | 4428 | 24.6 | 9827.7 | 326.05 | 36 | -43.89 | 25.49 | 24 | 0 | -21.41 | 0.2 | 0.2 | 1 | 0.2 | 0 | 14069.37 | 0 | 9768.81 | 0 | 6819.27 | 0 | 2916.14 | 0 | 2090.58 | 0 | 1090.03 | 0 | 666.27 | 0 | 325.39 | 1155.85
5626 | 23.4 | 1411.34 | 660 | 131.35 | 2202.69 | 740.21 | 177.65 | 11280.86 | 3120.55 | 14223.76 | 190.84 | 43081.57 | 7052.43 | 959.4 | 4428 | 4428 | 24.6 | 9827.7 | 330.4 | 40.35 | -41.93 | 27.45 | 24 | 0 | -49.71 | 0.2 | 0.2 | 1 | 0.2 | 0 | 15357.89 | 0 | 15119.22 | 0 | 8828.93 | 0 | 3775.53 | 0 | 2282.05 | 0 | 1687.04 | 0 | 862.62 | 0 | 421.28 | 1799.45
5627 | 24.9 | 1411.34 | 660 | 131.35 | 2202.69 | 740.21 | 177.65 | 11280.86 | 3120.55 | 14223.76 | 190.84 | 43541.98 | 7486.28 | 959.4 | 4428 | 4428 | 24.6 | 9827.7 | 332.02 | 41.97 | -40.38 | 28.99 | 24 | 0 | -61.95 | 0.2 | 0.2 | 1 | 0.2 | 0 | 11166.48 | 0 | 18774.65 | 0 | 9526.86 | 0 | 4073.99 | 0 | 1659.24 | 0 | 2094.92 | 0 | 930.81 | 0 | 454.58 | 2346.73
5628 | 26.1 | 1411.34 | 660 | 131.35 | 2202.69 | 740.21 | 177.65 | 11280.86 | 3120.55 | 14223.76 | 190.84 | 43287.96 | 7302.38 | 959.4 | 4428 | 4428 | 24.6 | 9827.7 | 332.98 | 42.93 | -39.23 | 30.14 | 24 | 0 | -65.25 | 0.2 | 0.2 | 1 | 0.2 | 0 | 7972.4 | 0 | 16028.87 | 0 | 14741.02 | 0 | 4545.67 | 0 | 1184.63 | 0 | 1788.54 | 0 | 1440.25 | 0 | 507.22 | 2381.75
5629 | 27.1 | 1411.34 | 660 | 131.35 | 2202.69 | 740.21 | 177.65 | 11280.86 | 3120.55 | 14223.76 | 190.84 | 47250.14 | 7548.09 | 959.4 | 4428 | 4428 | 24.6 | 9827.7 | 335.1 | 45.05 | -37.95 | 31.42 | 24 | 0 | -72.58 | 0.2 | 0.2 | 1 | 0.2 | 0 | 8191.88 | 0 | 12796.29 | 0 | 21591.15 | 0 | 4670.81 | 0 | 1217.24 | 0 | 1427.84 | 0 | 2109.54 | 0 | 521.18 | 2272.3
5630 | 28 | 1411.34 | 660 | 131.35 | 2202.69 | 740.21 | 177.65 | 11280.86 | 3120.55 | 14223.76 | 190.84 | 49359.89 | 7608.88 | 959.4 | 4428 | 4428 | 24.6 | 9827.7 | 336.55 | 46.5 | -36.91 | 32.46 | 24 | 0 | -77.56 | 0.2 | 0.2 | 1 | 0.2 | 0 | 8018.77 | 0 | 9997.26 | 0 | 26771.76 | 0 | 4572.1 | 0 | 1191.52 | 0 | 1115.52 | 0 | 2615.7 | 0 | 510.17 | 2175.98
5631 | 28.7 | 1411.34 | 660 | 131.35 | 2202.69 | 740.21 | 177.65 | 11280.86 | 3120.55 | 14223.76 | 190.84 | 61100.77 | 9057.12 | 959.4 | 4428 | 4428 | 24.6 | 9827.7 | 341.01 | 50.96 | -35.31 | 34.07 | 24 | 0 | -92.93 | 0.2 | 0.2 | 1 | 0.2 | 0 | 6732.18 | 0 | 8121.61 | 0 | 42408.46 | 0 | 3838.52 | 0 | 1000.34 | 0 | 906.23 | 0 | 4143.47 | 0 | 428.31 | 2578.77
5632 | 27.6 | 1411.34 | 660 | 131.35 | 2202.69 | 740.21 | 177.65 | 11280.86 | 3120.55 | 14223.76 | 190.84 | 43212.49 | 6392.32 | 959.4 | 4428 | 4428 | 24.6 | 9827.7 | 334.05 | 44 | -37.82 | 31.56 | 24 | 0 | -68.95 | 0.2 | 0.2 | 1 | 0.2 | 0 | 6939.93 | 0 | 3956.98 | 0 | 28057.26 | 0 | 4258.31 | 0 | 1031.21 | 0 | 441.53 | 0 | 2741.3 | 0 | 475.15 | 1703.13
5633 | 27.3 | 1411.34 | 660 | 131.35 | 2202.69 | 740.21 | 177.65 | 11280.86 | 3120.55 | 14223.76 | 190.84 | 33101.06 | 4765.91 | 959.4 | 4428 | 4428 | 24.6 | 9827.7 | 330.37 | 40.32 | -38.93 | 30.45 | 24 | 0 | -56.27 | 0.2 | 0.2 | 1 | 0.2 | 0 | 5475.05 | 0 | 3121.74 | 0 | 19664.98 | 0 | 4839.29 | 0 | 813.54 | 0 | 348.33 | 0 | 1921.34 | 0 | 539.98 | 1142.72
5634 | 25.8 | 1411.34 | 660 | 131.35 | 2202.69 | 740.21 | 444.13 | 11547.34 | 3387.03 | 14490.24 | 190.84 | 8993.76 | 1456.61 | 2398.5 | 11070 | 11070 | 61.5 | 24569.25 | 305.65 | 34.68 | -40.07 | 28.04 | 24 | 0 | -39.4 | 0.5 | 0.5 | 1 | 0.5 | 0 | 2476.25 | 0 | 1411.9 | 0 | 3612.01 | 0 | 1493.6 | 0 | 367.95 | 0 | 157.54 | 0 | 352.91 | 0 | 166.66 | 411.55
5635 | 23.8 | 1411.34 | 660 | 131.35 | 2202.69 | 740.21 | 444.13 | 11547.34 | 3387.03 | 14490.24 | 190.84 | 2311.21 | 378.14 | 2398.5 | 11070 | 11070 | 61.5 | 24569.25 | 301.71 | 30.74 | -42.57 | 25.54 | 24 | 0 | -22.64 | 0.5 | 0.5 | 1 | 0.5 | 0 | 636.47 | 0 | 362.9 | 0 | 919.69 | 0 | 392.15 | 0 | 94.57 | 0 | 40.49 | 0 | 89.86 | 0 | 43.76 | 109.46
5636 | 22.7 | 1411.34 | 660 | 131.35 | 2202.69 | 740.21 | 444.13 | 11547.34 | 3387.03 | 14490.24 | 190.84 | 0 | 0 | 2398.5 | 11070 | 11070 | 61.5 | 24569.25 | 299.98 | 29 | -43.84 | 24.27 | 24 | 0 | -4.01 | 0.5 | 0.5 | 1 | 0.5 | 0 | 0 | 0 | 0 | 0 | 0 | 0 | 0 | 0 | 0 | 0 | 0 | 0 | 0 | 0 | 0 | 0
5637 | 22 | 1411.34 | 660 | 131.35 | 2202.69 | 740.21 | 444.13 | 11547.34 | 3387.03 | 14490.24 | 190.84 | 0 | 0 | 2398.5 | 11070 | 11070 | 61.5 | 24569.25 | 299.33 | 28.36 | -44.53 | 23.58 | 23.9 | 0 | 0 | 0.5 | 0.5 | 1 | 0.5 | 0 | 0 | 0 | 0 | 0 | 0 | 0 | 0 | 0 | 0 | 0 | 0 | 0 | 0 | 0 | 0 | 0
5638 | 21.1 | 1411.34 | 660 | 131.35 | 2202.69 | 740.21 | 444.13 | 11547.34 | 3387.03 | 14490.24 | 190.84 | 0 | 0 | 2398.5 | 11070 | 11070 | 61.5 | 24569.25 | 298.5 | 27.53 | -45.42 | 22.69 | 23.9 | 0 | 0 | 0.5 | 0.5 | 1 | 0.5 | 0 | 0 | 0 | 0 | 0 | 0 | 0 | 0 | 0 | 0 | 0 | 0 | 0 | 0 | 0 | 0 | 0
5639 | 20.7 | 1411.34 | 660 | 131.35 | 2202.69 | 740.21 | 444.13 | 11547.34 | 3387.03 | 14490.24 | 190.84 | 0 | 0 | 2398.5 | 11070 | 11070 | 61.5 | 24569.25 | 298.14 | 27.16 | -45.82 | 22.3 | 23.9 | 0 | 0 | 0.5 | 0.5 | 1 | 0.5 | 0 | 0 | 0 | 0 | 0 | 0 | 0 | 0 | 0 | 0 | 0 | 0 | 0 | 0 | 0 | 0 | 0
5640 | 19.8 | 1411.34 | 660 | 131.35 | 2202.69 | 740.21 | 444.13 | 11547.34 | 3387.03 | 14490.24 | 190.84 | 0 | 0 | 2398.5 | 11070 | 11070 | 61.5 | 24569.25 | 297.31 | 26.33 | -46.7 | 21.41 | 23.9 | 0 | 0 | 0.5 | 0.5 | 1 | 0.5 | 0 | 0 | 0 | 0 | 0 | 0 | 0 | 0 | 0 | 0 | 0 | 0 | 0 | 0 | 0 | 0 | 0
5641 | 19.3 | 1411.34 | 660 | 131.35 | 2202.69 | 740.21 | 444.13 | 11547.34 | 3387.03 | 14490.24 | 190.84 | 0 | 0 | 2398.5 | 2214 | 2214 | 61.5 | 6857.25 | 292.05 | 21.08 | -48.4 | 19.71 | 21.08 | 0 | 0 | 0.5 | 0.1 | 0.5 | 0.5 | 0 | 0 | 0 | 0 | 0 | 0 | 0 | 0 | 0 | 0 | 0 | 0 | 0 | 0 | 0 | 0 | 0
5642 | 19.7 | 1411.34 | 660 | 131.35 | 2202.69 | 740.21 | 444.13 | 11547.34 | 3387.03 | 14490.24 | 190.84 | 0 | 0 | 2398.5 | 2214 | 2214 | 61.5 | 6857.25 | 292.33 | 21.36 | -48.01 | 20.11 | 21.36 | 0 | 0 | 0.5 | 0.1 | 0.5 | 0.5 | 0 | 0 | 0 | 0 | 0 | 0 | 0 | 0 | 0 | 0 | 0 | 0 | 0 | 0 | 0 | 0 | 0
5643 | 19.6 | 1411.34 | 660 | 131.35 | 2202.69 | 740.21 | 444.13 | 11547.34 | 3387.03 | 14490.24 | 190.84 | 0 | 0 | 2398.5 | 2214 | 2214 | 61.5 | 6857.25 | 292.25 | 21.27 | -48.11 | 20.01 | 21.27 | 0 | 0 | 0.5 | 0.1 | 0.5 | 0.5 | 0 | 0 | 0 | 0 | 0 | 0 | 0 | 0 | 0 | 0 | 0 | 0 | 0 | 0 | 0 | 0 | 0
5644 | 18.7 | 1411.34 | 660 | 131.35 | 2202.69 | 740.21 | 444.13 | 11547.34 | 3387.03 | 14490.24 | 190.84 | 0 | 0 | 2398.5 | 2214 | 2214 | 61.5 | 6857.25 | 291.42 | 20.45 | -49 | 19.12 | 20.45 | 0 | 0 | 0.5 | 0.1 | 0.5 | 0.5 | 0 | 0 | 0 | 0 | 0 | 0 | 0 | 0 | 0 | 0 | 0 | 0 | 0 | 0 | 0 | 0 | 0
5645 | 18.2 | 1411.34 | 660 | 131.35 | 2202.69 | 740.21 | 444.13 | 11547.34 | 3387.03 | 14490.24 | 190.84 | 0 | 0 | 2398.5 | 2214 | 2214 | 61.5 | 6857.25 | 290.94 | 19.96 | -49.49 | 18.63 | 20 | 0.14 | 0 | 0.5 | 0.1 | 0.5 | 0.5 | 0 | 0 | 0 | 0 | 0 | 0 | 0 | 0 | 0 | 0 | 0 | 0 | 0 | 0 | 0 | 0 | 0
5646 | 18.2 | 1411.34 | 660 | 131.35 | 2202.69 | 740.21 | 444.13 | 11547.34 | 3387.03 | 14490.24 | 190.84 | 0 | 0 | 2398.5 | 2214 | 2214 | 61.5 | 6857.25 | 290.92 | 19.95 | -49.49 | 18.63 | 20 | 0.19 | 0 | 0.5 | 0.1 | 0.5 | 0.5 | 0 | 0 | 0 | 0 | 0 | 0 | 0 | 0 | 0 | 0 | 0 | 0 | 0 | 0 | 0 | 0 | 0
5647 | 19.2 | 1411.34 | 660 | 131.35 | 2202.69 | 740.21 | 444.13 | 11547.34 | 3387.03 | 14490.24 | 190.84 | 2654.48 | 217.43 | 2398.5 | 2214 | 2214 | 61.5 | 6857.25 | 292.62 | 21.64 | -48.31 | 19.81 | 21.64 | 0 | 0 | 0.5 | 0.1 | 0.5 | 0.5 | 0 | 804.16 | 0 | 442.85 | 0 | 985.88 | 0 | 421.59 | 0 | 59.75 | 0 | 24.71 | 0 | 48.16 | 0 | 23.52 | 61.3
5648 | 20.8 | 1411.34 | 660 | 131.35 | 2202.69 | 740.21 | 177.65 | 11280.86 | 3120.55 | 14223.76 | 190.84 | 17295.96 | 1381.28 | 959.4 | 4428 | 4428 | 24.6 | 9827.7 | 318.83 | 28.78 | -46.67 | 22.7 | 23.9 | 0 | 0 | 0.2 | 0.2 | 1 | 0.2 | 0 | 6616.14 | 0 | 3587.86 | 0 | 4967.64 | 0 | 2124.32 | 0 | 491.55 | 0 | 200.17 | 0 | 242.68 | 0 | 118.52 | 328.37
5649 | 22.9 | 1411.34 | 660 | 131.35 | 2202.69 | 740.21 | 177.65 | 11280.86 | 3120.55 | 14223.76 | 190.84 | 20423.49 | 3284.35 | 959.4 | 4428 | 4428 | 24.6 | 9827.7 | 322.28 | 32.23 | -44.25 | 25.12 | 24 | 0 | -16.17 | 0.2 | 0.2 | 1 | 0.2 | 0 | 7574.71 | 0 | 5021.49 | 0 | 5482.71 | 0 | 2344.58 | 0 | 1125.54 | 0 | 560.31 | 0 | 535.68 | 0 | 261.61 | 801.21
5650 | 24.9 | 1411.34 | 660 | 131.35 | 2202.69 | 740.21 | 177.65 | 11280.86 | 3120.55 | 14223.76 | 190.84 | 33293.29 | 5444.34 | 959.4 | 4428 | 4428 | 24.6 | 9827.7 | 328.45 | 38.4 | -41.24 | 28.14 | 24 | 0 | -49.66 | 0.2 | 0.2 | 1 | 0.2 | 0 | 11150.9 | 0 | 9866.7 | 0 | 8598.64 | 0 | 3677.05 | 0 | 1656.93 | 0 | 1100.95 | 0 | 840.12 | 0 | 410.29 | 1436.06
5651 | 26.9 | 1411.34 | 660 | 131.35 | 2202.69 | 740.21 | 177.65 | 11280.86 | 3120.55 | 14223.76 | 190.84 | 44532.23 | 7689.83 | 959.4 | 4428 | 4428 | 24.6 | 9827.7 | 334.17 | 44.12 | -38.33 | 31.05 | 24 | 0 | -69.38 | 0.2 | 0.2 | 1 | 0.2 | 0 | 11214.02 | 0 | 20101.4 | 0 | 9257.86 | 0 | 3958.95 | 0 | 1666.3 | 0 | 2242.96 | 0 | 904.53 | 0 | 441.75 | 2434.29
5652 | 28.2 | 1411.34 | 660 | 131.35 | 2202.69 | 740.21 | 177.65 | 11280.86 | 3120.55 | 14223.76 | 190.84 | 47738.86 | 8285.38 | 959.4 | 4428 | 4428 | 24.6 | 9827.7 | 336.45 | 46.4 | -36.78 | 32.59 | 24 | 0 | -77.24 | 0.2 | 0.2 | 1 | 0.2 | 0 | 6884.25 | 0 | 21331.03 | 0 | 15598.36 | 0 | 3925.23 | 0 | 1022.94 | 0 | 2380.16 | 0 | 1524.02 | 0 | 437.99 | 2920.27
5653 | 28.6 | 1411.34 | 660 | 131.35 | 2202.69 | 740.21 | 177.65 | 11280.86 | 3120.55 | 14223.76 | 190.84 | 58181.86 | 9404.79 | 959.4 | 4428 | 4428 | 24.6 | 9827.7 | 340.17 | 50.12 | -35.58 | 33.79 | 24 | 0 | -90.05 | 0.2 | 0.2 | 1 | 0.2 | 0 | 6983.27 | 0 | 18587.39 | 0 | 28629.51 | 0 | 3981.69 | 0 | 1037.65 | 0 | 2074.02 | 0 | 2797.21 | 0 | 444.29 | 3051.62
5654 | 29.6 | 1411.34 | 660 | 131.35 | 2202.69 | 740.21 | 177.65 | 11280.86 | 3120.55 | 14223.76 | 190.84 | 66248.14 | 10159.94 | 959.4 | 4428 | 4428 | 24.6 | 9827.7 | 343.63 | 53.58 | -33.98 | 35.39 | 24 | 0 | -101.99 | 0.2 | 0.2 | 1 | 0.2 | 0 | 6681.95 | 0 | 14650.14 | 0 | 41106.17 | 0 | 3809.88 | 0 | 992.88 | 0 | 1634.69 | 0 | 4016.23 | 0 | 425.11 | 3091.03
5655 | 29.6 | 1411.34 | 660 | 131.35 | 2202.69 | 740.21 | 177.65 | 11280.86 | 3120.55 | 14223.76 | 190.84 | 65723.07 | 9667.15 | 959.4 | 4428 | 4428 | 24.6 | 9827.7 | 343.34 | 53.29 | -34.06 | 35.32 | 24 | 0 | -100.98 | 0.2 | 0.2 | 1 | 0.2 | 0 | 6407.99 | 0 | 8606.08 | 0 | 47055.32 | 0 | 3653.68 | 0 | 952.17 | 0 | 960.28 | 0 | 4597.48 | 0 | 407.69 | 2749.52
5656 | 29.2 | 1411.34 | 660 | 131.35 | 2202.69 | 740.21 | 177.65 | 11280.86 | 3120.55 | 14223.76 | 190.84 | 65724.71 | 9244.59 | 959.4 | 4428 | 4428 | 24.6 | 9827.7 | 342.85 | 52.8 | -34.48 | 34.89 | 24 | 0 | -99.31 | 0.2 | 0.2 | 1 | 0.2 | 0 | 5552.79 | 0 | 3166.06 | 0 | 53151.93 | 0 | 3853.93 | 0 | 825.1 | 0 | 353.28 | 0 | 5193.14 | 0 | 430.03 | 2443.05
5657 | 29.2 | 1411.34 | 660 | 131.35 | 2202.69 | 740.21 | 177.65 | 11280.86 | 3120.55 | 14223.76 | 190.84 | 65627.08 | 8657.03 | 959.4 | 4428 | 4428 | 24.6 | 9827.7 | 342.65 | 52.61 | -34.53 | 34.85 | 24 | 0 | -98.62 | 0.2 | 0.2 | 1 | 0.2 | 0 | 4718.33 | 0 | 2690.28 | 0 | 49574.61 | 0 | 8643.87 | 0 | 701.1 | 0 | 300.19 | 0 | 4843.63 | 0 | 964.5 | 1847.61
5658 | 28.6 | 1411.34 | 660 | 131.35 | 2202.69 | 740.21 | 444.13 | 11547.34 | 3387.03 | 14490.24 | 190.84 | 57804.01 | 7221.6 | 2398.5 | 11070 | 11070 | 61.5 | 24569.25 | 323.01 | 52.03 | -33.59 | 34.53 | 24 | 0 | -103.46 | 0.5 | 0.5 | 1 | 0.5 | 0 | 3590.05 | 0 | 2046.96 | 0 | 40723.01 | 0 | 11443.99 | 0 | 533.45 | 0 | 228.4 | 0 | 3978.79 | 0 | 1276.95 | 1204.01
5659 | 26.1 | 1411.34 | 660 | 131.35 | 2202.69 | 740.21 | 444.13 | 11547.34 | 3387.03 | 14490.24 | 190.84 | 40162.83 | 4759.54 | 2398.5 | 11070 | 11070 | 61.5 | 24569.25 | 315.27 | 44.29 | -37.43 | 30.69 | 24 | 0 | -74.89 | 0.5 | 0.5 | 1 | 0.5 | 0 | 2147.79 | 0 | 1224.62 | 0 | 26070.69 | 0 | 10719.73 | 0 | 319.14 | 0 | 136.65 | 0 | 2547.2 | 0 | 1196.13 | 560.41
5660 | 21.8 | 1411.34 | 660 | 131.35 | 2202.69 | 740.21 | 444.13 | 11547.34 | 3387.03 | 14490.24 | 190.84 | 519.99 | 121.14 | 2398.5 | 11070 | 11070 | 61.5 | 24569.25 | 299.32 | 28.35 | -44.69 | 23.43 | 23.9 | 0 | 0 | 0.5 | 0.5 | 1 | 0.5 | 0 | 130.11 | 0 | 74.18 | 0 | 215.44 | 0 | 100.26 | 0 | 19.33 | 0 | 8.28 | 0 | 21.05 | 0 | 11.19 | 61.3
5661 | 19.8 | 1411.34 | 660 | 131.35 | 2202.69 | 740.21 | 444.13 | 11547.34 | 3387.03 | 14490.24 | 190.84 | 0 | 0 | 2398.5 | 11070 | 11070 | 61.5 | 24569.25 | 297.31 | 26.33 | -46.7 | 21.41 | 23.9 | 0 | 0 | 0.5 | 0.5 | 1 | 0.5 | 0 | 0 | 0 | 0 | 0 | 0 | 0 | 0 | 0 | 0 | 0 | 0 | 0 | 0 | 0 | 0 | 0
5662 | 18.7 | 1411.34 | 660 | 131.35 | 2202.69 | 740.21 | 444.13 | 11547.34 | 3387.03 | 14490.24 | 190.84 | 0 | 0 | 2398.5 | 11070 | 11070 | 61.5 | 24569.25 | 296.3 | 25.32 | -47.79 | 20.33 | 23.9 | 0 | 0 | 0.5 | 0.5 | 1 | 0.5 | 0 | 0 | 0 | 0 | 0 | 0 | 0 | 0 | 0 | 0 | 0 | 0 | 0 | 0 | 0 | 0 | 0
5663 | 18.2 | 1411.34 | 660 | 131.35 | 2202.69 | 740.21 | 444.13 | 11547.34 | 3387.03 | 14490.24 | 190.84 | 0 | 0 | 2398.5 | 11070 | 11070 | 61.5 | 24569.25 | 295.84 | 24.87 | -48.28 | 19.83 | 23.9 | 0 | 0 | 0.5 | 0.5 | 1 | 0.5 | 0 | 0 | 0 | 0 | 0 | 0 | 0 | 0 | 0 | 0 | 0 | 0 | 0 | 0 | 0 | 0 | 0
5664 | 17.7 | 1411.34 | 660 | 131.35 | 2202.69 | 740.21 | 444.13 | 11547.34 | 3387.03 | 14490.24 | 190.84 | 0 | 0 | 2398.5 | 11070 | 11070 | 61.5 | 24569.25 | 295.38 | 24.41 | -48.78 | 19.34 | 23.9 | 0 | 0 | 0.5 | 0.5 | 1 | 0.5 | 0 | 0 | 0 | 0 | 0 | 0 | 0 | 0 | 0 | 0 | 0 | 0 | 0 | 0 | 0 | 0 | 0
5665 | 17.8 | 1411.34 | 660 | 131.35 | 2202.69 | 740.21 | 444.13 | 11547.34 | 3387.03 | 14490.24 | 190.84 | 0 | 0 | 2398.5 | 2214 | 2214 | 61.5 | 6857.25 | 290.68 | 19.7 | -49.88 | 18.23 | 20 | 1.11 | 0 | 0.5 | 0.1 | 0.5 | 0.5 | 0 | 0 | 0 | 0 | 0 | 0 | 0 | 0 | 0 | 0 | 0 | 0 | 0 | 0 | 0 | 0 | 0
5666 | 18 | 1411.34 | 660 | 131.35 | 2202.69 | 740.21 | 444.13 | 11547.34 | 3387.03 | 14490.24 | 190.84 | 0 | 0 | 2398.5 | 2214 | 2214 | 61.5 | 6857.25 | 290.74 | 19.76 | -49.69 | 18.43 | 20 | 0.87 | 0 | 0.5 | 0.1 | 0.5 | 0.5 | 0 | 0 | 0 | 0 | 0 | 0 | 0 | 0 | 0 | 0 | 0 | 0 | 0 | 0 | 0 | 0 | 0
5667 | 17.5 | 1411.34 | 660 | 131.35 | 2202.69 | 740.21 | 444.13 | 11547.34 | 3387.03 | 14490.24 | 190.84 | 0 | 0 | 2398.5 | 2214 | 2214 | 61.5 | 6857.25 | 290.28 | 19.31 | -50.18 | 17.93 | 20 | 2.56 | 0 | 0.5 | 0.1 | 0.5 | 0.5 | 0 | 0 | 0 | 0 | 0 | 0 | 0 | 0 | 0 | 0 | 0 | 0 | 0 | 0 | 0 | 0 | 0
5668 | 17.9 | 1411.34 | 660 | 131.35 | 2202.69 | 740.21 | 444.13 | 11547.34 | 3387.03 | 14490.24 | 190.84 | 0 | 0 | 2398.5 | 2214 | 2214 | 61.5 | 6857.25 | 290.65 | 19.67 | -49.79 | 18.33 | 20 | 1.21 | 0 | 0.5 | 0.1 | 0.5 | 0.5 | 0 | 0 | 0 | 0 | 0 | 0 | 0 | 0 | 0 | 0 | 0 | 0 | 0 | 0 | 0 | 0 | 0
5669 | 17.1 | 1411.34 | 660 | 131.35 | 2202.69 | 740.21 | 444.13 | 11547.34 | 3387.03 | 14490.24 | 190.84 | 0 | 0 | 2398.5 | 2214 | 2214 | 61.5 | 6857.25 | 289.91 | 18.94 | -50.58 | 17.54 | 20 | 3.92 | 0 | 0.5 | 0.1 | 0.5 | 0.5 | 0 | 0 | 0 | 0 | 0 | 0 | 0 | 0 | 0 | 0 | 0 | 0 | 0 | 0 | 0 | 0 | 0
5670 | 16.2 | 1411.34 | 660 | 131.35 | 2202.69 | 740.21 | 444.13 | 11547.34 | 3387.03 | 14490.24 | 190.84 | 0 | 0 | 2398.5 | 2214 | 2214 | 61.5 | 6857.25 | 289.09 | 18.11 | -51.46 | 16.65 | 20 | 6.97 | 0 | 0.5 | 0.1 | 0.5 | 0.5 | 0 | 0 | 0 | 0 | 0 | 0 | 0 | 0 | 0 | 0 | 0 | 0 | 0 | 0 | 0 | 0 | 0
5671 | 18.3 | 1411.34 | 660 | 131.35 | 2202.69 | 740.21 | 444.13 | 11547.34 | 3387.03 | 14490.24 | 190.84 | 22569.07 | 1673.38 | 2398.5 | 2214 | 2214 | 61.5 | 6857.25 | 297.58 | 26.61 | -47.74 | 20.38 | 23.9 | 0 | 0 | 0.5 | 0.1 | 0.5 | 0.5 | 0 | 14597.88 | 0 | 5190.31 | 0 | 1947.9 | 0 | 832.98 | 0 | 1084.56 | 0 | 289.57 | 0 | 95.16 | 0 | 46.47 | 157.62
5672 | 22.1 | 1411.34 | 660 | 131.35 | 2202.69 | 740.21 | 444.13 | 11547.34 | 3387.03 | 14490.24 | 190.84 | 24415.93 | 3772.58 | 2398.5 | 11070 | 11070 | 61.5 | 24569.25 | 307.06 | 36.08 | -42.51 | 25.6 | 24 | 0 | -23.51 | 0.5 | 0.5 | 1 | 0.5 | 0 | 12128.54 | 0 | 6382.93 | 0 | 4135.85 | 0 | 1768.62 | 0 | 1802.19 | 0 | 712.22 | 0 | 404.09 | 0 | 197.35 | 656.73
5673 | 24.6 | 1411.34 | 660 | 131.35 | 2202.69 | 740.21 | 444.13 | 11547.34 | 3387.03 | 14490.24 | 190.84 | 38694.64 | 6146.86 | 2398.5 | 11070 | 11070 | 61.5 | 24569.25 | 313.87 | 42.89 | -38.91 | 29.2 | 24 | 0 | -69.73 | 0.5 | 0.5 | 1 | 0.5 | 0 | 16853.92 | 0 | 12083.27 | 0 | 6834.71 | 0 | 2922.74 | 0 | 2504.34 | 0 | 1348.28 | 0 | 667.78 | 0 | 326.13 | 1300.33
5674 | 26.8 | 1411.34 | 660 | 131.35 | 2202.69 | 740.21 | 444.13 | 11547.34 | 3387.03 | 14490.24 | 190.84 | 46098.02 | 7563.35 | 2398.5 | 11070 | 11070 | 61.5 | 24569.25 | 318.28 | 47.3 | -36.14 | 31.98 | 24 | 0 | -86 | 0.5 | 0.5 | 1 | 0.5 | 0 | 16633.18 | 0 | 17328.07 | 0 | 8501.33 | 0 | 3635.44 | 0 | 2471.54 | 0 | 1933.5 | 0 | 830.61 | 0 | 405.65 | 1922.04
5675 | 28.7 | 1411.34 | 660 | 131.35 | 2202.69 | 740.21 | 444.13 | 11547.34 | 3387.03 | 14490.24 | 190.84 | 44741.26 | 7733.08 | 2398.5 | 11070 | 11070 | 61.5 | 24569.25 | 319.7 | 48.73 | -34.35 | 33.77 | 24 | 0 | -91.25 | 0.5 | 0.5 | 1 | 0.5 | 0 | 11111.14 | 0 | 20602.78 | 0 | 9125.14 | 0 | 3902.2 | 0 | 1651.02 | 0 | 2298.9 | 0 | 891.56 | 0 | 435.42 | 2456.18
5676 | 30 | 1411.34 | 660 | 131.35 | 2202.69 | 740.21 | 444.13 | 11547.34 | 3387.03 | 14490.24 | 190.84 | 47035.86 | 8110.37 | 2398.5 | 11070 | 11070 | 61.5 | 24569.25 | 321.62 | 50.64 | -32.88 | 35.23 | 24 | 0 | -98.32 | 0.5 | 0.5 | 1 | 0.5 | 0 | 6989.94 | 0 | 20478.43 | 0 | 15581.99 | 0 | 3985.49 | 0 | 1038.64 | 0 | 2285.03 | 0 | 1522.42 | 0 | 444.71 | 2819.58
5677 | 30.3 | 1411.34 | 660 | 131.35 | 2202.69 | 740.21 | 444.13 | 11547.34 | 3387.03 | 14490.24 | 190.84 | 57552.75 | 9271.38 | 2398.5 | 11070 | 11070 | 61.5 | 24569.25 | 325.06 | 54.08 | -31.79 | 36.33 | 24 | 0 | -111.01 | 0.5 | 0.5 | 1 | 0.5 | 0 | 7041.86 | 0 | 18202.46 | 0 | 28293.34 | 0 | 4015.09 | 0 | 1046.36 | 0 | 2031.07 | 0 | 2764.37 | 0 | 448.01 | 2981.57
5678 | 30.9 | 1411.34 | 660 | 131.35 | 2202.69 | 740.21 | 444.13 | 11547.34 | 3387.03 | 14490.24 | 190.84 | 66027.17 | 10098.34 | 2398.5 | 11070 | 11070 | 61.5 | 24569.25 | 328.13 | 57.15 | -30.56 | 37.55 | 24 | 0 | -122.35 | 0.5 | 0.5 | 1 | 0.5 | 0 | 6689.46 | 0 | 14574.92 | 0 | 40948.63 | 0 | 3814.16 | 0 | 993.99 | 0 | 1626.3 | 0 | 4000.84 | 0 | 425.59 | 3051.62
5679 | 30.8 | 1411.34 | 660 | 131.35 | 2202.69 | 740.21 | 444.13 | 11547.34 | 3387.03 | 14490.24 | 190.84 | 65639.04 | 9632.28 | 2398.5 | 11070 | 11070 | 61.5 | 24569.25 | 327.81 | 56.83 | -30.72 | 37.4 | 24 | 0 | -121.15 | 0.5 | 0.5 | 1 | 0.5 | 0 | 6400.18 | 0 | 8610.96 | 0 | 46978.67 | 0 | 3649.23 | 0 | 951.01 | 0 | 960.83 | 0 | 4589.99 | 0 | 407.19 | 2723.25
5680 | 30.8 | 1411.34 | 660 | 131.35 | 2202.69 | 740.21 | 444.13 | 11547.34 | 3387.03 | 14490.24 | 190.84 | 64546.83 | 9070.75 | 2398.5 | 11070 | 11070 | 61.5 | 24569.25 | 327.36 | 56.38 | -30.83 | 37.28 | 24 | 0 | -119.5 | 0.5 | 0.5 | 1 | 0.5 | 0 | 5603.79 | 0 | 3195.14 | 0 | 51927.63 | 0 | 3820.27 | 0 | 832.67 | 0 | 356.52 | 0 | 5073.52 | 0 | 426.27 | 2381.75
5681 | 30.6 | 1411.34 | 660 | 131.35 | 2202.69 | 740.21 | 444.13 | 11547.34 | 3387.03 | 14490.24 | 190.84 | 65801.36 | 8657.94 | 2398.5 | 11070 | 11070 | 61.5 | 24569.25 | 327.4 | 56.43 | -30.97 | 37.14 | 24 | 0 | -119.67 | 0.5 | 0.5 | 1 | 0.5 | 0 | 4676.33 | 0 | 2666.33 | 0 | 49851.58 | 0 | 8607.13 | 0 | 694.86 | 0 | 297.51 | 0 | 4870.69 | 0 | 960.4 | 1834.48
5682 | 29.4 | 1411.34 | 660 | 131.35 | 2202.69 | 740.21 | 444.13 | 11547.34 | 3387.03 | 14490.24 | 190.84 | 53330.03 | 6703.56 | 2398.5 | 11070 | 11070 | 61.5 | 24569.25 | 322.39 | 51.42 | -33.14 | 34.98 | 24 | 0 | -101.18 | 0.5 | 0.5 | 1 | 0.5 | 0 | 3713.62 | 0 | 2117.41 | 0 | 37045.87 | 0 | 10453.12 | 0 | 551.81 | 0 | 236.27 | 0 | 3619.52 | 0 | 1166.38 | 1129.58
5683 | 27 | 1411.34 | 660 | 131.35 | 2202.69 | 740.21 | 444.13 | 11547.34 | 3387.03 | 14490.24 | 190.84 | 18875.34 | 2433.33 | 2398.5 | 11070 | 11070 | 61.5 | 24569.25 | 309.7 | 38.72 | -38.15 | 29.97 | 24 | 0 | -54.32 | 0.5 | 0.5 | 1 | 0.5 | 0 | 2095.69 | 0 | 1194.91 | 0 | 11037.22 | 0 | 4547.52 | 0 | 311.4 | 0 | 133.33 | 0 | 1078.38 | 0 | 507.42 | 402.8
5684 | 24.1 | 1411.34 | 660 | 131.35 | 2202.69 | 740.21 | 444.13 | 11547.34 | 3387.03 | 14490.24 | 190.84 | 558.97 | 139.11 | 2398.5 | 11070 | 11070 | 61.5 | 24569.25 | 301.45 | 30.47 | -42.41 | 25.7 | 24 | 0 | -23.89 | 0.5 | 0.5 | 1 | 0.5 | 0 | 147.04 | 0 | 83.84 | 0 | 225.86 | 0 | 102.24 | 0 | 21.85 | 0 | 9.35 | 0 | 22.07 | 0 | 11.41 | 74.43
5685 | 23.6 | 1411.34 | 660 | 131.35 | 2202.69 | 740.21 | 444.13 | 11547.34 | 3387.03 | 14490.24 | 190.84 | 0 | 0 | 2398.5 | 11070 | 11070 | 61.5 | 24569.25 | 300.8 | 29.83 | -42.95 | 25.16 | 24 | 0 | -17.06 | 0.5 | 0.5 | 1 | 0.5 | 0 | 0 | 0 | 0 | 0 | 0 | 0 | 0 | 0 | 0 | 0 | 0 | 0 | 0 | 0 | 0 | 0
5686 | 22.2 | 1411.34 | 660 | 131.35 | 2202.69 | 740.21 | 444.13 | 11547.34 | 3387.03 | 14490.24 | 190.84 | 0 | 0 | 2398.5 | 11070 | 11070 | 61.5 | 24569.25 | 299.52 | 28.54 | -44.33 | 23.78 | 23.9 | 0 | 0 | 0.5 | 0.5 | 1 | 0.5 | 0 | 0 | 0 | 0 | 0 | 0 | 0 | 0 | 0 | 0 | 0 | 0 | 0 | 0 | 0 | 0 | 0
5687 | 20.4 | 1411.34 | 660 | 131.35 | 2202.69 | 740.21 | 444.13 | 11547.34 | 3387.03 | 14490.24 | 190.84 | 0 | 0 | 2398.5 | 11070 | 11070 | 61.5 | 24569.25 | 297.86 | 26.89 | -46.11 | 22 | 23.9 | 0 | 0 | 0.5 | 0.5 | 1 | 0.5 | 0 | 0 | 0 | 0 | 0 | 0 | 0 | 0 | 0 | 0 | 0 | 0 | 0 | 0 | 0 | 0 | 0
5688 | 18.8 | 1411.34 | 660 | 131.35 | 2202.69 | 740.21 | 444.13 | 11547.34 | 3387.03 | 14490.24 | 190.84 | 0 | 0 | 2398.5 | 11070 | 11070 | 61.5 | 24569.25 | 296.39 | 25.42 | -47.69 | 20.42 | 23.9 | 0 | 0 | 0.5 | 0.5 | 1 | 0.5 | 0 | 0 | 0 | 0 | 0 | 0 | 0 | 0 | 0 | 0 | 0 | 0 | 0 | 0 | 0 | 0 | 0
5689 | 19.6 | 1411.34 | 660 | 131.35 | 2202.69 | 740.21 | 444.13 | 11547.34 | 3387.03 | 14490.24 | 190.84 | 0 | 0 | 2398.5 | 2214 | 2214 | 61.5 | 6857.25 | 292.33 | 21.35 | -48.11 | 20.01 | 21.35 | 0 | 0 | 0.5 | 0.1 | 0.5 | 0.5 | 0 | 0 | 0 | 0 | 0 | 0 | 0 | 0 | 0 | 0 | 0 | 0 | 0 | 0 | 0 | 0 | 0
5690 | 18.7 | 1411.34 | 660 | 131.35 | 2202.69 | 740.21 | 444.13 | 11547.34 | 3387.03 | 14490.24 | 190.84 | 0 | 0 | 2398.5 | 2214 | 2214 | 61.5 | 6857.25 | 291.42 | 20.45 | -49 | 19.12 | 20.45 | 0 | 0 | 0.5 | 0.1 | 0.5 | 0.5 | 0 | 0 | 0 | 0 | 0 | 0 | 0 | 0 | 0 | 0 | 0 | 0 | 0 | 0 | 0 | 0 | 0
5691 | 19.7 | 1411.34 | 660 | 131.35 | 2202.69 | 740.21 | 444.13 | 11547.34 | 3387.03 | 14490.24 | 190.84 | 0 | 0 | 2398.5 | 2214 | 2214 | 61.5 | 6857.25 | 292.31 | 21.34 | -48.01 | 20.11 | 21.34 | 0 | 0 | 0.5 | 0.1 | 0.5 | 0.5 | 0 | 0 | 0 | 0 | 0 | 0 | 0 | 0 | 0 | 0 | 0 | 0 | 0 | 0 | 0 | 0 | 0
5692 | 20.2 | 1411.34 | 660 | 131.35 | 2202.69 | 740.21 | 444.13 | 11547.34 | 3387.03 | 14490.24 | 190.84 | 0 | 0 | 2398.5 | 2214 | 2214 | 61.5 | 6857.25 | 292.8 | 21.82 | -47.52 | 20.6 | 21.82 | 0 | 0 | 0.5 | 0.1 | 0.5 | 0.5 | 0 | 0 | 0 | 0 | 0 | 0 | 0 | 0 | 0 | 0 | 0 | 0 | 0 | 0 | 0 | 0 | 0
5693 | 18.7 | 1411.34 | 660 | 131.35 | 2202.69 | 740.21 | 444.13 | 11547.34 | 3387.03 | 14490.24 | 190.84 | 0 | 0 | 2398.5 | 2214 | 2214 | 61.5 | 6857.25 | 291.44 | 20.46 | -49 | 19.12 | 20.46 | 0 | 0 | 0.5 | 0.1 | 0.5 | 0.5 | 0 | 0 | 0 | 0 | 0 | 0 | 0 | 0 | 0 | 0 | 0 | 0 | 0 | 0 | 0 | 0 | 0
5694 | 18.9 | 1411.34 | 660 | 131.35 | 2202.69 | 740.21 | 444.13 | 11547.34 | 3387.03 | 14490.24 | 190.84 | 0 | 0 | 2398.5 | 2214 | 2214 | 61.5 | 6857.25 | 291.58 | 20.6 | -48.8 | 19.32 | 20.6 | 0 | 0 | 0.5 | 0.1 | 0.5 | 0.5 | 0 | 0 | 0 | 0 | 0 | 0 | 0 | 0 | 0 | 0 | 0 | 0 | 0 | 0 | 0 | 0 | 0
5695 | 19.4 | 1411.34 | 660 | 131.35 | 2202.69 | 740.21 | 444.13 | 11547.34 | 3387.03 | 14490.24 | 190.84 | 20167.1 | 1496.44 | 2398.5 | 2214 | 2214 | 61.5 | 6857.25 | 297.91 | 26.94 | -46.83 | 21.29 | 23.9 | 0 | 0 | 0.5 | 0.1 | 0.5 | 0.5 | 0 | 12934.75 | 0 | 4654 | 0 | 1806.03 | 0 | 772.32 | 0 | 960.99 | 0 | 259.65 | 0 | 88.23 | 0 | 43.09 | 144.48
5696 | 21.2 | 1411.34 | 660 | 131.35 | 2202.69 | 740.21 | 444.13 | 11547.34 | 3387.03 | 14490.24 | 190.84 | 7809.24 | 1249.39 | 2398.5 | 11070 | 11070 | 61.5 | 24569.25 | 301.05 | 30.07 | -44.7 | 23.41 | 23.9 | 0 | 0 | 0.5 | 0.5 | 1 | 0.5 | 0 | 2916.61 | 0 | 1598.86 | 0 | 2307.16 | 0 | 986.61 | 0 | 433.38 | 0 | 178.4 | 0 | 225.42 | 0 | 110.09 | 302.1
5697 | 23.1 | 1411.34 | 660 | 131.35 | 2202.69 | 740.21 | 444.13 | 11547.34 | 3387.03 | 14490.24 | 190.84 | 10949.82 | 1782.3 | 2398.5 | 11070 | 11070 | 61.5 | 24569.25 | 303.79 | 32.81 | -42.58 | 25.54 | 24 | 0 | -22.54 | 0.5 | 0.5 | 1 | 0.5 | 0 | 3437.81 | 0 | 2089.21 | 0 | 3798.45 | 0 | 1624.34 | 0 | 510.83 | 0 | 233.12 | 0 | 371.12 | 0 | 181.25 | 485.98
5698 | 26.4 | 1411.34 | 660 | 131.35 | 2202.69 | 740.21 | 444.13 | 11547.34 | 3387.03 | 14490.24 | 190.84 | 42267.82 | 6896.86 | 2398.5 | 11070 | 11070 | 61.5 | 24569.25 | 316.69 | 45.72 | -36.84 | 31.27 | 24 | 0 | -80.15 | 0.5 | 0.5 | 1 | 0.5 | 0 | 14856.12 | 0 | 15008.2 | 0 | 8688.16 | 0 | 3715.33 | 0 | 2207.49 | 0 | 1674.65 | 0 | 848.87 | 0 | 414.56 | 1751.29
5699 | 26.4 | 1411.34 | 660 | 131.35 | 2202.69 | 740.21 | 444.13 | 11547.34 | 3387.03 | 14490.24 | 190.84 | 28140.92 | 4639.13 | 2398.5 | 11070 | 11070 | 61.5 | 24569.25 | 312.25 | 41.28 | -37.96 | 30.16 | 24 | 0 | -63.76 | 0.5 | 0.5 | 1 | 0.5 | 0 | 7672.43 | 0 | 7653.3 | 0 | 8976.53 | 0 | 3838.65 | 0 | 1140.06 | 0 | 853.97 | 0 | 877.04 | 0 | 428.32 | 1339.74
5700 | 28.1 | 1411.34 | 660 | 131.35 | 2202.69 | 740.21 | 444.13 | 11547.34 | 3387.03 | 14490.24 | 190.84 | 41520.44 | 6902.55 | 2398.5 | 11070 | 11070 | 61.5 | 24569.25 | 318.05 | 47.08 | -35.21 | 32.9 | 24 | 0 | -85.16 | 0.5 | 0.5 | 1 | 0.5 | 0 | 7972.94 | 0 | 14487.42 | 0 | 14514.09 | 0 | 4545.98 | 0 | 1184.71 | 0 | 1616.54 | 0 | 1418.08 | 0 | 507.25 | 2175.98
5701 | 29.8 | 1411.34 | 660 | 131.35 | 2202.69 | 740.21 | 444.13 | 11547.34 | 3387.03 | 14490.24 | 190.84 | 58313.33 | 9367.55 | 2398.5 | 11070 | 11070 | 61.5 | 24569.25 | 324.83 | 53.86 | -32.22 | 35.89 | 24 | 0 | -110.18 | 0.5 | 0.5 | 1 | 0.5 | 0 | 6961.64 | 0 | 18540.35 | 0 | 28841.98 | 0 | 3969.36 | 0 | 1034.44 | 0 | 2068.77 | 0 | 2817.97 | 0 | 442.91 | 3003.46
5702 | 29.4 | 1411.34 | 660 | 131.35 | 2202.69 | 740.21 | 444.13 | 11547.34 | 3387.03 | 14490.24 | 190.84 | 62230.05 | 9510.39 | 2398.5 | 11070 | 11070 | 61.5 | 24569.25 | 325.56 | 54.59 | -32.34 | 35.77 | 24 | 0 | -112.88 | 0.5 | 0.5 | 1 | 0.5 | 0 | 6972.01 | 0 | 13518.47 | 0 | 37764.31 | 0 | 3975.27 | 0 | 1035.98 | 0 | 1508.42 | 0 | 3689.72 | 0 | 443.57 | 2832.71
5703 | 29 | 1411.34 | 660 | 131.35 | 2202.69 | 740.21 | 444.13 | 11547.34 | 3387.03 | 14490.24 | 190.84 | 61692.78 | 9075.98 | 2398.5 | 11070 | 11070 | 61.5 | 24569.25 | 324.93 | 53.96 | -32.8 | 35.31 | 24 | 0 | -110.56 | 0.5 | 0.5 | 1 | 0.5 | 0 | 6642.77 | 0 | 8215.36 | 0 | 43047.11 | 0 | 3787.54 | 0 | 987.06 | 0 | 916.69 | 0 | 4205.86 | 0 | 422.62 | 2543.75
5704 | 27.1 | 1411.34 | 660 | 131.35 | 2202.69 | 740.21 | 444.13 | 11547.34 | 3387.03 | 14490.24 | 190.84 | 29630.37 | 4542.49 | 2398.5 | 11070 | 11070 | 61.5 | 24569.25 | 313.27 | 42.3 | -37.17 | 30.94 | 24 | 0 | -67.52 | 0.5 | 0.5 | 1 | 0.5 | 0 | 6232.28 | 0 | 3553.5 | 0 | 16187.87 | 0 | 3656.72 | 0 | 926.06 | 0 | 396.51 | 0 | 1581.62 | 0 | 408.02 | 1230.28
5705 | 23.7 | 1411.34 | 660 | 131.35 | 2202.69 | 740.21 | 444.13 | 11547.34 | 3387.03 | 14490.24 | 190.84 | 3513.97 | 581 | 2398.5 | 11070 | 11070 | 61.5 | 24569.25 | 302 | 31.03 | -42.58 | 25.54 | 24 | 0 | -22.6 | 0.5 | 0.5 | 1 | 0.5 | 0 | 1002.33 | 0 | 571.5 | 0 | 1364.81 | 0 | 575.33 | 0 | 148.94 | 0 | 63.77 | 0 | 133.35 | 0 | 64.2 | 170.75
5706 | 21.5 | 1411.34 | 660 | 131.35 | 2202.69 | 740.21 | 444.13 | 11547.34 | 3387.03 | 14490.24 | 190.84 | 527.38 | 87.9 | 2398.5 | 11070 | 11070 | 61.5 | 24569.25 | 299.04 | 28.06 | -44.98 | 23.13 | 23.9 | 0 | 0 | 0.5 | 0.5 | 1 | 0.5 | 0 | 151.32 | 0 | 86.28 | 0 | 203.15 | 0 | 86.64 | 0 | 22.48 | 0 | 9.63 | 0 | 19.85 | 0 | 9.67 | 26.27
5707 | 21.5 | 1411.34 | 660 | 131.35 | 2202.69 | 740.21 | 444.13 | 11547.34 | 3387.03 | 14490.24 | 190.84 | 4651.23 | 743.03 | 2398.5 | 11070 | 11070 | 61.5 | 24569.25 | 300.33 | 29.36 | -44.66 | 23.46 | 23.9 | 0 | 0 | 0.5 | 0.5 | 1 | 0.5 | 0 | 1215.59 | 0 | 693.1 | 0 | 1926.02 | 0 | 816.51 | 0 | 180.63 | 0 | 77.34 | 0 | 188.18 | 0 | 91.11 | 205.78
5708 | 21 | 1411.34 | 660 | 131.35 | 2202.69 | 740.21 | 444.13 | 11547.34 | 3387.03 | 14490.24 | 190.84 | 110.16 | 25.83 | 2398.5 | 11070 | 11070 | 61.5 | 24569.25 | 298.45 | 27.47 | -45.51 | 22.6 | 23.9 | 0 | 0 | 0.5 | 0.5 | 1 | 0.5 | 0 | 27.86 | 0 | 15.89 | 0 | 45.44 | 0 | 20.97 | 0 | 4.14 | 0 | 1.77 | 0 | 4.44 | 0 | 2.34 | 13.13
5709 | 20.6 | 1411.34 | 660 | 131.35 | 2202.69 | 740.21 | 444.13 | 11547.34 | 3387.03 | 14490.24 | 190.84 | 0 | 0 | 2398.5 | 11070 | 11070 | 61.5 | 24569.25 | 298.05 | 27.07 | -45.91 | 22.2 | 23.9 | 0 | 0 | 0.5 | 0.5 | 1 | 0.5 | 0 | 0 | 0 | 0 | 0 | 0 | 0 | 0 | 0 | 0 | 0 | 0 | 0 | 0 | 0 | 0 | 0
5710 | 19.7 | 1411.34 | 660 | 131.35 | 2202.69 | 740.21 | 444.13 | 11547.34 | 3387.03 | 14490.24 | 190.84 | 0 | 0 | 2398.5 | 11070 | 11070 | 61.5 | 24569.25 | 297.22 | 26.24 | -46.8 | 21.31 | 23.9 | 0 | 0 | 0.5 | 0.5 | 1 | 0.5 | 0 | 0 | 0 | 0 | 0 | 0 | 0 | 0 | 0 | 0 | 0 | 0 | 0 | 0 | 0 | 0 | 0
5711 | 18.9 | 1411.34 | 660 | 131.35 | 2202.69 | 740.21 | 444.13 | 11547.34 | 3387.03 | 14490.24 | 190.84 | 0 | 0 | 2398.5 | 11070 | 11070 | 61.5 | 24569.25 | 296.48 | 25.51 | -47.59 | 20.52 | 23.9 | 0 | 0 | 0.5 | 0.5 | 1 | 0.5 | 0 | 0 | 0 | 0 | 0 | 0 | 0 | 0 | 0 | 0 | 0 | 0 | 0 | 0 | 0 | 0 | 0
5712 | 18.6 | 1411.34 | 660 | 131.35 | 2202.69 | 740.21 | 444.13 | 11547.34 | 3387.03 | 14490.24 | 190.84 | 0 | 0 | 2398.5 | 11070 | 11070 | 61.5 | 24569.25 | 296.21 | 25.23 | -47.89 | 20.23 | 23.9 | 0 | 0 | 0.5 | 0.5 | 1 | 0.5 | 0 | 0 | 0 | 0 | 0 | 0 | 0 | 0 | 0 | 0 | 0 | 0 | 0 | 0 | 0 | 0 | 0
5713 | 18.5 | 1411.34 | 660 | 131.35 | 2202.69 | 740.21 | 444.13 | 11547.34 | 3387.03 | 14490.24 | 190.84 | 0 | 0 | 2398.5 | 2214 | 2214 | 61.5 | 6857.25 | 291.32 | 20.34 | -49.19 | 18.92 | 20.34 | 0 | 0 | 0.5 | 0.1 | 0.5 | 0.5 | 0 | 0 | 0 | 0 | 0 | 0 | 0 | 0 | 0 | 0 | 0 | 0 | 0 | 0 | 0 | 0 | 0
5714 | 18.5 | 1411.34 | 660 | 131.35 | 2202.69 | 740.21 | 444.13 | 11547.34 | 3387.03 | 14490.24 | 190.84 | 0 | 0 | 2398.5 | 2214 | 2214 | 61.5 | 6857.25 | 291.21 | 20.23 | -49.19 | 18.92 | 20.23 | 0 | 0 | 0.5 | 0.1 | 0.5 | 0.5 | 0 | 0 | 0 | 0 | 0 | 0 | 0 | 0 | 0 | 0 | 0 | 0 | 0 | 0 | 0 | 0 | 0
5715 | 18.5 | 1411.34 | 660 | 131.35 | 2202.69 | 740.21 | 444.13 | 11547.34 | 3387.03 | 14490.24 | 190.84 | 0 | 0 | 2398.5 | 2214 | 2214 | 61.5 | 6857.25 | 291.21 | 20.23 | -49.19 | 18.92 | 20.23 | 0 | 0 | 0.5 | 0.1 | 0.5 | 0.5 | 0 | 0 | 0 | 0 | 0 | 0 | 0 | 0 | 0 | 0 | 0 | 0 | 0 | 0 | 0 | 0 | 0
5716 | 18.4 | 1411.34 | 660 | 131.35 | 2202.69 | 740.21 | 444.13 | 11547.34 | 3387.03 | 14490.24 | 190.84 | 0 | 0 | 2398.5 | 2214 | 2214 | 61.5 | 6857.25 | 291.11 | 20.14 | -49.29 | 18.82 | 20.14 | 0 | 0 | 0.5 | 0.1 | 0.5 | 0.5 | 0 | 0 | 0 | 0 | 0 | 0 | 0 | 0 | 0 | 0 | 0 | 0 | 0 | 0 | 0 | 0 | 0
5717 | 17.8 | 1411.34 | 660 | 131.35 | 2202.69 | 740.21 | 444.13 | 11547.34 | 3387.03 | 14490.24 | 190.84 | 0 | 0 | 2398.5 | 2214 | 2214 | 61.5 | 6857.25 | 290.56 | 19.58 | -49.88 | 18.23 | 20 | 1.53 | 0 | 0.5 | 0.1 | 0.5 | 0.5 | 0 | 0 | 0 | 0 | 0 | 0 | 0 | 0 | 0 | 0 | 0 | 0 | 0 | 0 | 0 | 0 | 0
5718 | 17 | 1411.34 | 660 | 131.35 | 2202.69 | 740.21 | 444.13 | 11547.34 | 3387.03 | 14490.24 | 190.84 | 0 | 0 | 2398.5 | 2214 | 2214 | 61.5 | 6857.25 | 289.82 | 18.85 | -50.67 | 17.44 | 20 | 4.26 | 0 | 0.5 | 0.1 | 0.5 | 0.5 | 0 | 0 | 0 | 0 | 0 | 0 | 0 | 0 | 0 | 0 | 0 | 0 | 0 | 0 | 0 | 0 | 0
5719 | 16.6 | 1411.34 | 660 | 131.35 | 2202.69 | 740.21 | 444.13 | 11547.34 | 3387.03 | 14490.24 | 190.84 | 19023.24 | 1410.73 | 2398.5 | 2214 | 2214 | 61.5 | 6857.25 | 294.99 | 24.02 | -49.68 | 18.44 | 23.9 | 0 | 0 | 0.5 | 0.1 | 0.5 | 0.5 | 0 | 12182.88 | 0 | 4421.35 | 0 | 1694.42 | 0 | 724.59 | 0 | 905.13 | 0 | 246.67 | 0 | 82.78 | 0 | 40.43 | 135.72
5720 | 17.2 | 1411.34 | 660 | 131.35 | 2202.69 | 740.21 | 177.65 | 11280.86 | 3120.55 | 14223.76 | 190.84 | 25216.51 | 3882.98 | 959.4 | 4428 | 4428 | 24.6 | 9827.7 | 318.68 | 28.63 | -49.5 | 19.87 | 23.9 | 0 | 0 | 0.2 | 0.2 | 1 | 0.2 | 0 | 12669.15 | 0 | 6751.93 | 0 | 4059.47 | 0 | 1735.96 | 0 | 1882.52 | 0 | 753.4 | 0 | 396.63 | 0 | 193.7 | 656.73
5721 | 17.9 | 1411.34 | 660 | 131.35 | 2202.69 | 740.21 | 177.65 | 11280.86 | 3120.55 | 14223.76 | 190.84 | 45622.4 | 7223.06 | 959.4 | 4428 | 4428 | 24.6 | 9827.7 | 326.2 | 36.15 | -47.16 | 22.21 | 23.9 | 0 | 0 | 0.2 | 0.2 | 1 | 0.2 | 0 | 20721.76 | 0 | 15393.23 | 0 | 6659.57 | 0 | 2847.84 | 0 | 3079.07 | 0 | 1717.61 | 0 | 650.67 | 0 | 317.77 | 1457.95
5722 | 18.2 | 1411.34 | 660 | 131.35 | 2202.69 | 740.21 | 177.65 | 11280.86 | 3120.55 | 14223.76 | 190.84 | 55725.76 | 9259.3 | 959.4 | 4428 | 4428 | 24.6 | 9827.7 | 330 | 39.95 | -46.03 | 23.35 | 23.9 | 0 | 0 | 0.2 | 0.2 | 1 | 0.2 | 0 | 21040.38 | 0 | 24682.52 | 0 | 7006.61 | 0 | 2996.25 | 0 | 3126.41 | 0 | 2754.13 | 0 | 684.57 | 0 | 334.33 | 2359.86
5723 | 19.3 | 1411.34 | 660 | 131.35 | 2202.69 | 740.21 | 177.65 | 11280.86 | 3120.55 | 14223.76 | 190.84 | 44157.46 | 7606.67 | 959.4 | 4428 | 4428 | 24.6 | 9827.7 | 327.16 | 37.11 | -45.86 | 23.52 | 23.9 | 0 | 0 | 0.2 | 0.2 | 1 | 0.2 | 0 | 10745.21 | 0 | 20430.24 | 0 | 9093.38 | 0 | 3888.62 | 0 | 1596.64 | 0 | 2279.65 | 0 | 888.46 | 0 | 433.9 | 2408.02
5724 | 19.5 | 1411.34 | 660 | 131.35 | 2202.69 | 740.21 | 177.65 | 11280.86 | 3120.55 | 14223.76 | 190.84 | 49012.21 | 8432.66 | 959.4 | 4428 | 4428 | 24.6 | 9827.7 | 328.99 | 38.94 | -45.27 | 24.11 | 24 | 0 | -1.55 | 0.2 | 0.2 | 1 | 0.2 | 0 | 6699.66 | 0 | 22183.62 | 0 | 16308.95 | 0 | 3819.98 | 0 | 995.51 | 0 | 2475.3 | 0 | 1593.45 | 0 | 426.24 | 2942.17
5725 | 20.1 | 1411.34 | 660 | 131.35 | 2202.69 | 740.21 | 177.65 | 11280.86 | 3120.55 | 14223.76 | 190.84 | 63672.82 | 10286.44 | 959.4 | 4428 | 4428 | 24.6 | 9827.7 | 334.32 | 44.27 | -43.53 | 25.85 | 24 | 0 | -26.6 | 0.2 | 0.2 | 1 | 0.2 | 0 | 6701.21 | 0 | 20992.69 | 0 | 32158.06 | 0 | 3820.86 | 0 | 995.74 | 0 | 2342.41 | 0 | 3141.96 | 0 | 426.34 | 3379.99
5726 | 19.1 | 1411.34 | 660 | 131.35 | 2202.69 | 740.21 | 177.65 | 11280.86 | 3120.55 | 14223.76 | 190.84 | 58660.62 | 8920.24 | 959.4 | 4428 | 4428 | 24.6 | 9827.7 | 331.57 | 41.52 | -44.96 | 24.42 | 24 | 0 | -5.99 | 0.2 | 0.2 | 1 | 0.2 | 0 | 7432.87 | 0 | 12469.09 | 0 | 34520.62 | 0 | 4238.04 | 0 | 1104.46 | 0 | 1391.33 | 0 | 3372.79 | 0 | 472.89 | 2578.77
5727 | 19.8 | 1411.34 | 660 | 131.35 | 2202.69 | 740.21 | 177.65 | 11280.86 | 3120.55 | 14223.76 | 190.84 | 70377.64 | 10291.07 | 959.4 | 4428 | 4428 | 24.6 | 9827.7 | 336 | 45.95 | -43.36 | 26.01 | 24 | 0 | -29.04 | 0.2 | 0.2 | 1 | 0.2 | 0 | 6107.04 | 0 | 9135.53 | 0 | 51652.97 | 0 | 3482.09 | 0 | 907.45 | 0 | 1019.36 | 0 | 5046.69 | 0 | 388.54 | 2929.03
5728 | 19.2 | 1411.34 | 660 | 131.35 | 2202.69 | 740.21 | 177.65 | 11280.86 | 3120.55 | 14223.76 | 190.84 | 66360.51 | 9262.34 | 959.4 | 4428 | 4428 | 24.6 | 9827.7 | 333.99 | 43.94 | -44.3 | 25.07 | 24 | 0 | -15.46 | 0.2 | 0.2 | 1 | 0.2 | 0 | 5437.19 | 0 | 3100.15 | 0 | 54152.76 | 0 | 3670.4 | 0 | 807.92 | 0 | 345.92 | 0 | 5290.93 | 0 | 409.55 | 2408.02
5729 | 19.4 | 1411.34 | 660 | 131.35 | 2202.69 | 740.21 | 177.65 | 11280.86 | 3120.55 | 14223.76 | 190.84 | 55492.7 | 7406.43 | 959.4 | 4428 | 4428 | 24.6 | 9827.7 | 330.48 | 40.43 | -44.99 | 24.39 | 24 | 0 | -5.58 | 0.2 | 0.2 | 1 | 0.2 | 0 | 5133.28 | 0 | 2926.87 | 0 | 40068.34 | 0 | 7364.22 | 0 | 762.76 | 0 | 326.59 | 0 | 3914.83 | 0 | 821.71 | 1580.54
5730 | 18.3 | 1411.34 | 660 | 131.35 | 2202.69 | 740.21 | 444.13 | 11547.34 | 3387.03 | 14490.24 | 190.84 | 43628.21 | 5590.6 | 2398.5 | 11070 | 11070 | 61.5 | 24569.25 | 309.27 | 38.3 | -44.83 | 23.28 | 23.9 | 0 | 0 | 0.5 | 0.5 | 1 | 0.5 | 0 | 3856.39 | 0 | 2198.82 | 0 | 29207.71 | 0 | 8365.29 | 0 | 573.03 | 0 | 245.35 | 0 | 2853.7 | 0 | 933.42 | 985.1
5731 | 17.3 | 1411.34 | 660 | 131.35 | 2202.69 | 740.21 | 444.13 | 11547.34 | 3387.03 | 14490.24 | 190.84 | 37666.4 | 4672.28 | 2398.5 | 11070 | 11070 | 61.5 | 24569.25 | 306.49 | 35.51 | -46.29 | 21.83 | 23.9 | 0 | 0 | 0.5 | 0.5 | 1 | 0.5 | 0 | 1686.67 | 0 | 961.7 | 0 | 24937.31 | 0 | 10080.72 | 0 | 250.62 | 0 | 107.31 | 0 | 2436.47 | 0 | 1124.83 | 753.05
5732 | 14.7 | 1411.34 | 660 | 131.35 | 2202.69 | 740.21 | 444.13 | 11547.34 | 3387.03 | 14490.24 | 190.84 | 1257.46 | 208.3 | 2398.5 | 11070 | 11070 | 61.5 | 24569.25 | 293.03 | 22.05 | -51.64 | 16.48 | 22.05 | 0 | 0 | 0.5 | 0.5 | 1 | 0.5 | 0 | 362 | 0 | 206.4 | 0 | 482.66 | 0 | 206.4 | 0 | 53.79 | 0 | 23.03 | 0 | 47.16 | 0 | 23.03 | 61.3
5733 | 14.7 | 1411.34 | 660 | 131.35 | 2202.69 | 740.21 | 444.13 | 11547.34 | 3387.03 | 14490.24 | 190.84 | 0 | 0 | 2398.5 | 11070 | 11070 | 61.5 | 24569.25 | 292.57 | 21.6 | -51.74 | 16.38 | 21.6 | 0 | 0 | 0.5 | 0.5 | 1 | 0.5 | 0 | 0 | 0 | 0 | 0 | 0 | 0 | 0 | 0 | 0 | 0 | 0 | 0 | 0 | 0 | 0 | 0
5734 | 12.1 | 1411.34 | 660 | 131.35 | 2202.69 | 740.21 | 444.13 | 11547.34 | 3387.03 | 14490.24 | 190.84 | 0 | 0 | 2398.5 | 11070 | 11070 | 61.5 | 24569.25 | 290.17 | 19.2 | -54.3 | 13.81 | 20 | 2.96 | 0 | 0.5 | 0.5 | 1 | 0.5 | 0 | 0 | 0 | 0 | 0 | 0 | 0 | 0 | 0 | 0 | 0 | 0 | 0 | 0 | 0 | 0 | 0
5735 | 11.6 | 1411.34 | 660 | 131.35 | 2202.69 | 740.21 | 444.13 | 11547.34 | 3387.03 | 14490.24 | 190.84 | 0 | 0 | 2398.5 | 11070 | 11070 | 61.5 | 24569.25 | 289.67 | 18.69 | -54.8 | 13.32 | 20 | 4.84 | 0 | 0.5 | 0.5 | 1 | 0.5 | 0 | 0 | 0 | 0 | 0 | 0 | 0 | 0 | 0 | 0 | 0 | 0 | 0 | 0 | 0 | 0 | 0
5736 | 11.1 | 1411.34 | 660 | 131.35 | 2202.69 | 740.21 | 444.13 | 11547.34 | 3387.03 | 14490.24 | 190.84 | 0 | 0 | 2398.5 | 11070 | 11070 | 61.5 | 24569.25 | 289.21 | 18.23 | -55.29 | 12.82 | 20 | 6.53 | 0 | 0.5 | 0.5 | 1 | 0.5 | 0 | 0 | 0 | 0 | 0 | 0 | 0 | 0 | 0 | 0 | 0 | 0 | 0 | 0 | 0 | 0 | 0
5737 | 10.3 | 1411.34 | 660 | 131.35 | 2202.69 | 740.21 | 444.13 | 11547.34 | 3387.03 | 14490.24 | 190.84 | 0 | 0 | 2398.5 | 2214 | 2214 | 61.5 | 6857.25 | 283.67 | 12.7 | -57.29 | 10.83 | 20 | 26.95 | 0 | 0.5 | 0.1 | 0.5 | 0.5 | 0 | 0 | 0 | 0 | 0 | 0 | 0 | 0 | 0 | 0 | 0 | 0 | 0 | 0 | 0 | 0 | 0
5738 | 9.9 | 1411.34 | 660 | 131.35 | 2202.69 | 740.21 | 444.13 | 11547.34 | 3387.03 | 14490.24 | 190.84 | 0 | 0 | 2398.5 | 2214 | 2214 | 61.5 | 6857.25 | 283.31 | 12.33 | -57.68 | 10.43 | 20 | 28.31 | 0 | 0.5 | 0.1 | 0.5 | 0.5 | 0 | 0 | 0 | 0 | 0 | 0 | 0 | 0 | 0 | 0 | 0 | 0 | 0 | 0 | 0 | 0 | 0
5739 | 8.5 | 1411.34 | 660 | 131.35 | 2202.69 | 740.21 | 444.13 | 11547.34 | 3387.03 | 14490.24 | 190.84 | 0 | 0 | 2398.5 | 2214 | 2214 | 61.5 | 6857.25 | 282.02 | 11.04 | -59.06 | 9.05 | 20 | 33.05 | 0 | 0.5 | 0.1 | 0.5 | 0.5 | 0 | 0 | 0 | 0 | 0 | 0 | 0 | 0 | 0 | 0 | 0 | 0 | 0 | 0 | 0 | 0 | 0
5740 | 9 | 1411.34 | 660 | 131.35 | 2202.69 | 740.21 | 444.13 | 11547.34 | 3387.03 | 14490.24 | 190.84 | 0 | 0 | 2398.5 | 2214 | 2214 | 61.5 | 6857.25 | 282.48 | 11.5 | -58.57 | 9.55 | 20 | 31.35 | 0 | 0.5 | 0.1 | 0.5 | 0.5 | 0 | 0 | 0 | 0 | 0 | 0 | 0 | 0 | 0 | 0 | 0 | 0 | 0 | 0 | 0 | 0 | 0
5741 | 8.4 | 1411.34 | 660 | 131.35 | 2202.69 | 740.21 | 444.13 | 11547.34 | 3387.03 | 14490.24 | 190.84 | 0 | 0 | 2398.5 | 2214 | 2214 | 61.5 | 6857.25 | 281.93 | 10.95 | -59.16 | 8.95 | 20 | 33.39 | 0 | 0.5 | 0.1 | 0.5 | 0.5 | 0 | 0 | 0 | 0 | 0 | 0 | 0 | 0 | 0 | 0 | 0 | 0 | 0 | 0 | 0 | 0 | 0
5742 | 7.8 | 1411.34 | 660 | 131.35 | 2202.69 | 740.21 | 444.13 | 11547.34 | 3387.03 | 14490.24 | 190.84 | 0 | 0 | 2398.5 | 2214 | 2214 | 61.5 | 6857.25 | 281.38 | 10.4 | -59.75 | 8.36 | 20 | 35.42 | 0 | 0.5 | 0.1 | 0.5 | 0.5 | 0 | 0 | 0 | 0 | 0 | 0 | 0 | 0 | 0 | 0 | 0 | 0 | 0 | 0 | 0 | 0 | 0
5743 | 11.3 | 1411.34 | 660 | 131.35 | 2202.69 | 740.21 | 444.13 | 11547.34 | 3387.03 | 14490.24 | 190.84 | 31412.69 | 2321.44 | 2398.5 | 2214 | 2214 | 61.5 | 6857.25 | 293.73 | 22.76 | -54 | 14.11 | 22.76 | 0 | 0 | 0.5 | 0.1 | 0.5 | 0.5 | 0 | 20527.72 | 0 | 7441.1 | 0 | 2412.3 | 0 | 1031.57 | 0 | 1525.12 | 0 | 415.15 | 0 | 117.85 | 0 | 57.55 | 205.78
5744 | 15.1 | 1411.34 | 660 | 131.35 | 2202.69 | 740.21 | 177.65 | 11280.86 | 3120.55 | 14223.76 | 190.84 | 64102.43 | 4945.39 | 959.4 | 4428 | 4428 | 24.6 | 9827.7 | 328.32 | 38.27 | -48.8 | 20.57 | 23.9 | 0 | 0 | 0.2 | 0.2 | 1 | 0.2 | 0 | 33361.25 | 0 | 17855.01 | 0 | 9026.26 | 0 | 3859.91 | 0 | 2478.59 | 0 | 996.15 | 0 | 440.95 | 0 | 215.35 | 814.35
5745 | 16.7 | 1411.34 | 660 | 131.35 | 2202.69 | 740.21 | 177.65 | 11280.86 | 3120.55 | 14223.76 | 190.84 | 47331.5 | 7495.08 | 959.4 | 4428 | 4428 | 24.6 | 9827.7 | 325.69 | 35.64 | -48.21 | 21.16 | 23.9 | 0 | 0 | 0.2 | 0.2 | 1 | 0.2 | 0 | 21762.53 | 0 | 16410.83 | 0 | 6414.91 | 0 | 2743.22 | 0 | 3233.72 | 0 | 1831.16 | 0 | 626.76 | 0 | 306.09 | 1497.35
5746 | 17.3 | 1411.34 | 660 | 131.35 | 2202.69 | 740.21 | 177.65 | 11280.86 | 3120.55 | 14223.76 | 190.84 | 53467.65 | 8853.9 | 959.4 | 4428 | 4428 | 24.6 | 9827.7 | 328.41 | 38.36 | -47.1 | 22.27 | 23.9 | 0 | 0 | 0.2 | 0.2 | 1 | 0.2 | 0 | 19910.21 | 0 | 23332.98 | 0 | 7161.84 | 0 | 3062.63 | 0 | 2958.48 | 0 | 2603.54 | 0 | 699.74 | 0 | 341.73 | 2250.41
5747 | 17.2 | 1411.34 | 660 | 131.35 | 2202.69 | 740.21 | 177.65 | 11280.86 | 3120.55 | 14223.76 | 190.84 | 33297.25 | 5559.57 | 959.4 | 4428 | 4428 | 24.6 | 9827.7 | 321.51 | 31.46 | -48.83 | 20.55 | 23.9 | 0 | 0 | 0.2 | 0.2 | 1 | 0.2 | 0 | 8803.33 | 0 | 10444.63 | 0 | 9840.98 | 0 | 4208.31 | 0 | 1308.1 | 0 | 1165.43 | 0 | 961.5 | 0 | 469.57 | 1654.97
5748 | 18.3 | 1411.34 | 660 | 131.35 | 2202.69 | 740.21 | 177.65 | 11280.86 | 3120.55 | 14223.76 | 190.84 | 36902.92 | 6052.05 | 959.4 | 4428 | 4428 | 24.6 | 9827.7 | 323.7 | 33.65 | -47.46 | 21.92 | 23.9 | 0 | 0 | 0.2 | 0.2 | 1 | 0.2 | 0 | 7924.51 | 0 | 11154.75 | 0 | 13305.28 | 0 | 4518.36 | 0 | 1177.51 | 0 | 1244.67 | 0 | 1299.98 | 0 | 504.17 | 1825.72
5749 | 19 | 1411.34 | 660 | 131.35 | 2202.69 | 740.21 | 177.65 | 11280.86 | 3120.55 | 14223.76 | 190.84 | 56106.15 | 8902.02 | 959.4 | 4428 | 4428 | 24.6 | 9827.7 | 330.73 | 40.68 | -45.24 | 24.14 | 24 | 0 | -2 | 0.2 | 0.2 | 1 | 0.2 | 0 | 7366.56 | 0 | 17117.43 | 0 | 27421.93 | 0 | 4200.23 | 0 | 1094.61 | 0 | 1910 | 0 | 2679.23 | 0 | 468.67 | 2749.52
5750 | 19.1 | 1411.34 | 660 | 131.35 | 2202.69 | 740.21 | 177.65 | 11280.86 | 3120.55 | 14223.76 | 190.84 | 50903.2 | 7770.59 | 959.4 | 4428 | 4428 | 24.6 | 9827.7 | 328.99 | 38.94 | -45.58 | 23.8 | 23.9 | 0 | 0 | 0.2 | 0.2 | 1 | 0.2 | 0 | 7891.67 | 0 | 10376.65 | 0 | 28135.24 | 0 | 4499.64 | 0 | 1172.63 | 0 | 1157.85 | 0 | 2748.92 | 0 | 502.08 | 2189.11
5751 | 18.9 | 1411.34 | 660 | 131.35 | 2202.69 | 740.21 | 177.65 | 11280.86 | 3120.55 | 14223.76 | 190.84 | 58290.98 | 8541.66 | 959.4 | 4428 | 4428 | 24.6 | 9827.7 | 331.17 | 41.12 | -45.21 | 24.17 | 24 | 0 | -2.4 | 0.2 | 0.2 | 1 | 0.2 | 0 | 7003.47 | 0 | 7909.62 | 0 | 39384.69 | 0 | 3993.21 | 0 | 1040.65 | 0 | 882.57 | 0 | 3848.03 | 0 | 445.57 | 2324.84
5752 | 19.7 | 1411.34 | 660 | 131.35 | 2202.69 | 740.21 | 177.65 | 11280.86 | 3120.55 | 14223.76 | 190.84 | 71770.84 | 9991.46 | 959.4 | 4428 | 4428 | 24.6 | 9827.7 | 336.23 | 46.18 | -43.38 | 25.99 | 24 | 0 | -28.71 | 0.2 | 0.2 | 1 | 0.2 | 0 | 5354.02 | 0 | 3052.73 | 0 | 59720.98 | 0 | 3643.12 | 0 | 795.56 | 0 | 340.63 | 0 | 5834.96 | 0 | 406.51 | 2613.8
5753 | 19.1 | 1411.34 | 660 | 131.35 | 2202.69 | 740.21 | 177.65 | 11280.86 | 3120.55 | 14223.76 | 190.84 | 58559.85 | 7747.99 | 959.4 | 4428 | 4428 | 24.6 | 9827.7 | 331.2 | 41.15 | -45.05 | 24.33 | 24 | 0 | -4.72 | 0.2 | 0.2 | 1 | 0.2 | 0 | 4957.98 | 0 | 2826.92 | 0 | 43119.55 | 0 | 7655.4 | 0 | 736.71 | 0 | 315.43 | 0 | 4212.94 | 0 | 854.21 | 1628.7
5754 | 18.7 | 1411.34 | 660 | 131.35 | 2202.69 | 740.21 | 444.13 | 11547.34 | 3387.03 | 14490.24 | 190.84 | 70245.51 | 8537.7 | 2398.5 | 11070 | 11070 | 61.5 | 24569.25 | 317.65 | 46.68 | -42.42 | 25.69 | 24 | 0 | -24.84 | 0.5 | 0.5 | 1 | 0.5 | 0 | 3097.25 | 0 | 1765.98 | 0 | 51547.96 | 0 | 13834.32 | 0 | 460.22 | 0 | 197.05 | 0 | 5036.43 | 0 | 1543.66 | 1300.33
5755 | 17.2 | 1411.34 | 660 | 131.35 | 2202.69 | 740.21 | 444.13 | 11547.34 | 3387.03 | 14490.24 | 190.84 | 42447.58 | 4968.87 | 2398.5 | 11070 | 11070 | 61.5 | 24569.25 | 307.78 | 36.8 | -46.04 | 22.07 | 23.9 | 0 | 0 | 0.5 | 0.5 | 1 | 0.5 | 0 | 1756.08 | 0 | 1001.27 | 0 | 28312.27 | 0 | 11377.96 | 0 | 260.94 | 0 | 111.72 | 0 | 2766.22 | 0 | 1269.58 | 560.41
5756 | 14.9 | 1411.34 | 660 | 131.35 | 2202.69 | 740.21 | 444.13 | 11547.34 | 3387.03 | 14490.24 | 190.84 | 1544.16 | 254.96 | 2398.5 | 11070 | 11070 | 61.5 | 24569.25 | 293.3 | 22.32 | -51.42 | 16.7 | 22.32 | 0 | 0 | 0.5 | 0.5 | 1 | 0.5 | 0 | 444.53 | 0 | 253.46 | 0 | 592.71 | 0 | 253.46 | 0 | 66.05 | 0 | 28.28 | 0 | 57.91 | 0 | 28.28 | 74.43
5757 | 12.6 | 1411.34 | 660 | 131.35 | 2202.69 | 740.21 | 444.13 | 11547.34 | 3387.03 | 14490.24 | 190.84 | 0 | 0 | 2398.5 | 11070 | 11070 | 61.5 | 24569.25 | 290.65 | 19.68 | -53.81 | 14.3 | 20 | 1.19 | 0 | 0.5 | 0.5 | 1 | 0.5 | 0 | 0 | 0 | 0 | 0 | 0 | 0 | 0 | 0 | 0 | 0 | 0 | 0 | 0 | 0 | 0 | 0
5758 | 10.9 | 1411.34 | 660 | 131.35 | 2202.69 | 740.21 | 444.13 | 11547.34 | 3387.03 | 14490.24 | 190.84 | 0 | 0 | 2398.5 | 11070 | 11070 | 61.5 | 24569.25 | 289.02 | 18.05 | -55.49 | 12.63 | 20 | 7.21 | 0 | 0.5 | 0.5 | 1 | 0.5 | 0 | 0 | 0 | 0 | 0 | 0 | 0 | 0 | 0 | 0 | 0 | 0 | 0 | 0 | 0 | 0 | 0
5759 | 11 | 1411.34 | 660 | 131.35 | 2202.69 | 740.21 | 444.13 | 11547.34 | 3387.03 | 14490.24 | 190.84 | 0 | 0 | 2398.5 | 11070 | 11070 | 61.5 | 24569.25 | 289.12 | 18.14 | -55.39 | 12.73 | 20 | 6.87 | 0 | 0.5 | 0.5 | 1 | 0.5 | 0 | 0 | 0 | 0 | 0 | 0 | 0 | 0 | 0 | 0 | 0 | 0 | 0 | 0 | 0 | 0 | 0
5760 | 9.6 | 1411.34 | 660 | 131.35 | 2202.69 | 740.21 | 444.13 | 11547.34 | 3387.03 | 14490.24 | 190.84 | 0 | 0 | 2398.5 | 11070 | 11070 | 61.5 | 24569.25 | 287.83 | 16.85 | -56.77 | 11.34 | 20 | 11.61 | 0 | 0.5 | 0.5 | 1 | 0.5 | 0 | 0 | 0 | 0 | 0 | 0 | 0 | 0 | 0 | 0 | 0 | 0 | 0 | 0 | 0 | 0 | 0
5761 | 9.5 | 1411.34 | 660 | 131.35 | 2202.69 | 740.21 | 444.13 | 11547.34 | 3387.03 | 14490.24 | 190.84 | 0 | 0 | 2398.5 | 2214 | 2214 | 61.5 | 6857.25 | 282.94 | 11.96 | -58.08 | 10.04 | 20 | 29.66 | 0 | 0.5 | 0.1 | 0.5 | 0.5 | 0 | 0 | 0 | 0 | 0 | 0 | 0 | 0 | 0 | 0 | 0 | 0 | 0 | 0 | 0 | 0 | 0
5762 | 8.4 | 1411.34 | 660 | 131.35 | 2202.69 | 740.21 | 444.13 | 11547.34 | 3387.03 | 14490.24 | 190.84 | 0 | 0 | 2398.5 | 2214 | 2214 | 61.5 | 6857.25 | 281.93 | 10.95 | -59.16 | 8.95 | 20 | 33.39 | 0 | 0.5 | 0.1 | 0.5 | 0.5 | 0 | 0 | 0 | 0 | 0 | 0 | 0 | 0 | 0 | 0 | 0 | 0 | 0 | 0 | 0 | 0 | 0
5763 | 8.7 | 1411.34 | 660 | 131.35 | 2202.69 | 740.21 | 444.13 | 11547.34 | 3387.03 | 14490.24 | 190.84 | 0 | 0 | 2398.5 | 2214 | 2214 | 61.5 | 6857.25 | 282.2 | 11.23 | -58.87 | 9.25 | 20 | 32.37 | 0 | 0.5 | 0.1 | 0.5 | 0.5 | 0 | 0 | 0 | 0 | 0 | 0 | 0 | 0 | 0 | 0 | 0 | 0 | 0 | 0 | 0 | 0 | 0
5764 | 8.7 | 1411.34 | 660 | 131.35 | 2202.69 | 740.21 | 444.13 | 11547.34 | 3387.03 | 14490.24 | 190.84 | 0 | 0 | 2398.5 | 2214 | 2214 | 61.5 | 6857.25 | 282.2 | 11.23 | -58.87 | 9.25 | 20 | 32.37 | 0 | 0.5 | 0.1 | 0.5 | 0.5 | 0 | 0 | 0 | 0 | 0 | 0 | 0 | 0 | 0 | 0 | 0 | 0 | 0 | 0 | 0 | 0 | 0
5765 | 8.4 | 1411.34 | 660 | 131.35 | 2202.69 | 740.21 | 444.13 | 11547.34 | 3387.03 | 14490.24 | 190.84 | 0 | 0 | 2398.5 | 2214 | 2214 | 61.5 | 6857.25 | 281.93 | 10.95 | -59.16 | 8.95 | 20 | 33.39 | 0 | 0.5 | 0.1 | 0.5 | 0.5 | 0 | 0 | 0 | 0 | 0 | 0 | 0 | 0 | 0 | 0 | 0 | 0 | 0 | 0 | 0 | 0 | 0
5766 | 8.1 | 1411.34 | 660 | 131.35 | 2202.69 | 740.21 | 444.13 | 11547.34 | 3387.03 | 14490.24 | 190.84 | 0 | 0 | 2398.5 | 2214 | 2214 | 61.5 | 6857.25 | 281.65 | 10.68 | -59.46 | 8.66 | 20 | 34.4 | 0 | 0.5 | 0.1 | 0.5 | 0.5 | 0 | 0 | 0 | 0 | 0 | 0 | 0 | 0 | 0 | 0 | 0 | 0 | 0 | 0 | 0 | 0 | 0
5767 | 10.5 | 1411.34 | 660 | 131.35 | 2202.69 | 740.21 | 444.13 | 11547.34 | 3387.03 | 14490.24 | 190.84 | 41362.31 | 3010.69 | 2398.5 | 2214 | 2214 | 61.5 | 6857.25 | 295.88 | 24.9 | -54.07 | 14.05 | 23.9 | 0 | 0 | 0.5 | 0.1 | 0.5 | 0.5 | 0 | 28697.56 | 0 | 10220.44 | 0 | 1712.14 | 0 | 732.17 | 0 | 2132.1 | 0 | 570.21 | 0 | 83.64 | 0 | 40.85 | 183.89
5768 | 13.6 | 1411.34 | 660 | 131.35 | 2202.69 | 740.21 | 177.65 | 11280.86 | 3120.55 | 14223.76 | 190.84 | 29803.63 | 4573.72 | 959.4 | 4428 | 4428 | 24.6 | 9827.7 | 316.96 | 26.91 | -52.69 | 16.69 | 23.9 | 0 | 0 | 0.2 | 0.2 | 1 | 0.2 | 0 | 15352.64 | 0 | 8285.55 | 0 | 4318.65 | 0 | 1846.79 | 0 | 2281.27 | 0 | 924.52 | 0 | 421.95 | 0 | 206.07 | 739.92
5769 | 15.5 | 1411.34 | 660 | 131.35 | 2202.69 | 740.21 | 177.65 | 11280.86 | 3120.55 | 14223.76 | 190.84 | 28401.19 | 4515.5 | 959.4 | 4428 | 4428 | 24.6 | 9827.7 | 318.25 | 28.2 | -50.92 | 18.46 | 23.9 | 0 | 0 | 0.2 | 0.2 | 1 | 0.2 | 0 | 11232.64 | 0 | 7972.26 | 0 | 6441.64 | 0 | 2754.65 | 0 | 1669.07 | 0 | 889.56 | 0 | 629.37 | 0 | 307.37 | 1020.13
5770 | 17 | 1411.34 | 660 | 131.35 | 2202.69 | 740.21 | 177.65 | 11280.86 | 3120.55 | 14223.76 | 190.84 | 51053.33 | 8434.29 | 959.4 | 4428 | 4428 | 24.6 | 9827.7 | 327.32 | 37.27 | -47.59 | 21.78 | 23.9 | 0 | 0 | 0.2 | 0.2 | 1 | 0.2 | 0 | 18519.23 | 0 | 21160.57 | 0 | 7966.71 | 0 | 3406.82 | 0 | 2751.79 | 0 | 2361.14 | 0 | 778.38 | 0 | 380.14 | 2162.84
5771 | 18 | 1411.34 | 660 | 131.35 | 2202.69 | 740.21 | 177.65 | 11280.86 | 3120.55 | 14223.76 | 190.84 | 46881.41 | 8250.4 | 959.4 | 4428 | 4428 | 24.6 | 9827.7 | 326.96 | 36.91 | -46.91 | 22.47 | 23.9 | 0 | 0 | 0.2 | 0.2 | 1 | 0.2 | 0 | 10775.73 | 0 | 24182.03 | 0 | 8352.05 | 0 | 3571.6 | 0 | 1601.18 | 0 | 2698.28 | 0 | 816.03 | 0 | 398.53 | 2736.39
5772 | 18.8 | 1411.34 | 660 | 131.35 | 2202.69 | 740.21 | 177.65 | 11280.86 | 3120.55 | 14223.76 | 190.84 | 51082.18 | 8781.51 | 959.4 | 4428 | 4428 | 24.6 | 9827.7 | 329.05 | 39.01 | -45.79 | 23.58 | 23.9 | 0 | 0 | 0.2 | 0.2 | 1 | 0.2 | 0 | 6538.11 | 0 | 23652.27 | 0 | 17163.92 | 0 | 3727.87 | 0 | 971.51 | 0 | 2639.17 | 0 | 1676.98 | 0 | 415.96 | 3077.89
5773 | 19.6 | 1411.34 | 660 | 131.35 | 2202.69 | 740.21 | 177.65 | 11280.86 | 3120.55 | 14223.76 | 190.84 | 60895.93 | 9763.8 | 959.4 | 4428 | 4428 | 24.6 | 9827.7 | 332.91 | 42.86 | -44.25 | 25.12 | 24 | 0 | -16.19 | 0.2 | 0.2 | 1 | 0.2 | 0 | 6679.67 | 0 | 19694.5 | 0 | 30713.18 | 0 | 3808.58 | 0 | 992.54 | 0 | 2197.55 | 0 | 3000.79 | 0 | 424.97 | 3147.94
5774 | 20.6 | 1411.34 | 660 | 131.35 | 2202.69 | 740.21 | 177.65 | 11280.86 | 3120.55 | 14223.76 | 190.84 | 71683.15 | 10862.4 | 959.4 | 4428 | 4428 | 24.6 | 9827.7 | 337.27 | 47.22 | -42.44 | 26.93 | 24 | 0 | -42.29 | 0.2 | 0.2 | 1 | 0.2 | 0 | 6453.4 | 0 | 15983.34 | 0 | 45566.83 | 0 | 3679.57 | 0 | 958.92 | 0 | 1783.46 | 0 | 4452.05 | 0 | 410.57 | 3257.4
5775 | 20.5 | 1411.34 | 660 | 131.35 | 2202.69 | 740.21 | 177.65 | 11280.86 | 3120.55 | 14223.76 | 190.84 | 58192.8 | 8466.1 | 959.4 | 4428 | 4428 | 24.6 | 9827.7 | 332.57 | 42.52 | -43.64 | 25.73 | 24 | 0 | -24.99 | 0.2 | 0.2 | 1 | 0.2 | 0 | 6783.95 | 0 | 7871.73 | 0 | 39669.07 | 0 | 3868.04 | 0 | 1008.04 | 0 | 878.34 | 0 | 3875.82 | 0 | 431.6 | 2272.3
5776 | 20.5 | 1411.34 | 660 | 131.35 | 2202.69 | 740.21 | 177.65 | 11280.86 | 3120.55 | 14223.76 | 190.84 | 45939.52 | 6567.91 | 959.4 | 4428 | 4428 | 24.6 | 9827.7 | 328.46 | 38.41 | -44.62 | 24.75 | 24 | 0 | -10.83 | 0.2 | 0.2 | 1 | 0.2 | 0 | 6311.7 | 0 | 3598.77 | 0 | 32185.17 | 0 | 3843.89 | 0 | 937.86 | 0 | 401.56 | 0 | 3144.61 | 0 | 428.91 | 1654.97
5777 | 20 | 1411.34 | 660 | 131.35 | 2202.69 | 740.21 | 177.65 | 11280.86 | 3120.55 | 14223.76 | 190.84 | 49283.36 | 6555.82 | 959.4 | 4428 | 4428 | 24.6 | 9827.7 | 328.98 | 38.93 | -44.88 | 24.49 | 24 | 0 | -7.05 | 0.2 | 0.2 | 1 | 0.2 | 0 | 4904.49 | 0 | 2796.42 | 0 | 35051.91 | 0 | 6530.55 | 0 | 728.76 | 0 | 312.03 | 0 | 3424.7 | 0 | 728.69 | 1361.63
5778 | 19.3 | 1411.34 | 660 | 131.35 | 2202.69 | 740.21 | 444.13 | 11547.34 | 3387.03 | 14490.24 | 190.84 | 33258.42 | 4291.98 | 2398.5 | 11070 | 11070 | 61.5 | 24569.25 | 307.03 | 36.05 | -44.64 | 23.48 | 23.9 | 0 | 0 | 0.5 | 0.5 | 1 | 0.5 | 0 | 3444.95 | 0 | 1964.23 | 0 | 21588.64 | 0 | 6260.6 | 0 | 511.89 | 0 | 219.17 | 0 | 2109.29 | 0 | 698.57 | 753.05
5779 | 17.9 | 1411.34 | 660 | 131.35 | 2202.69 | 740.21 | 444.13 | 11547.34 | 3387.03 | 14490.24 | 190.84 | 25095.45 | 2947.45 | 2398.5 | 11070 | 11070 | 61.5 | 24569.25 | 303.17 | 32.19 | -46.67 | 21.45 | 23.9 | 0 | 0 | 0.5 | 0.5 | 1 | 0.5 | 0 | 1533.42 | 0 | 874.32 | 0 | 16193.48 | 0 | 6494.22 | 0 | 227.85 | 0 | 97.56 | 0 | 1582.16 | 0 | 724.64 | 315.23
5780 | 16.2 | 1411.34 | 660 | 131.35 | 2202.69 | 740.21 | 444.13 | 11547.34 | 3387.03 | 14490.24 | 190.84 | 982.71 | 163.05 | 2398.5 | 11070 | 11070 | 61.5 | 24569.25 | 294.32 | 23.34 | -50.18 | 17.94 | 23.34 | 0 | 0 | 0.5 | 0.5 | 1 | 0.5 | 0 | 282.9 | 0 | 161.3 | 0 | 377.2 | 0 | 161.3 | 0 | 42.04 | 0 | 18 | 0 | 36.85 | 0 | 18 | 48.16
5781 | 14.6 | 1411.34 | 660 | 131.35 | 2202.69 | 740.21 | 444.13 | 11547.34 | 3387.03 | 14490.24 | 190.84 | 0 | 0 | 2398.5 | 11070 | 11070 | 61.5 | 24569.25 | 292.52 | 21.54 | -51.84 | 16.28 | 21.54 | 0 | 0 | 0.5 | 0.5 | 1 | 0.5 | 0 | 0 | 0 | 0 | 0 | 0 | 0 | 0 | 0 | 0 | 0 | 0 | 0 | 0 | 0 | 0 | 0
5782 | 14.5 | 1411.34 | 660 | 131.35 | 2202.69 | 740.21 | 444.13 | 11547.34 | 3387.03 | 14490.24 | 190.84 | 0 | 0 | 2398.5 | 11070 | 11070 | 61.5 | 24569.25 | 292.37 | 21.4 | -51.93 | 16.18 | 21.4 | 0 | 0 | 0.5 | 0.5 | 1 | 0.5 | 0 | 0 | 0 | 0 | 0 | 0 | 0 | 0 | 0 | 0 | 0 | 0 | 0 | 0 | 0 | 0 | 0
5783 | 14.4 | 1411.34 | 660 | 131.35 | 2202.69 | 740.21 | 444.13 | 11547.34 | 3387.03 | 14490.24 | 190.84 | 0 | 0 | 2398.5 | 11070 | 11070 | 61.5 | 24569.25 | 292.28 | 21.3 | -52.03 | 16.08 | 21.3 | 0 | 0 | 0.5 | 0.5 | 1 | 0.5 | 0 | 0 | 0 | 0 | 0 | 0 | 0 | 0 | 0 | 0 | 0 | 0 | 0 | 0 | 0 | 0 | 0
5784 | 12.7 | 1411.34 | 660 | 131.35 | 2202.69 | 740.21 | 444.13 | 11547.34 | 3387.03 | 14490.24 | 190.84 | 0 | 0 | 2398.5 | 11070 | 11070 | 61.5 | 24569.25 | 290.72 | 19.74 | -53.71 | 14.4 | 20 | 0.96 | 0 | 0.5 | 0.5 | 1 | 0.5 | 0 | 0 | 0 | 0 | 0 | 0 | 0 | 0 | 0 | 0 | 0 | 0 | 0 | 0 | 0 | 0 | 0
5785 | 12.3 | 1411.34 | 660 | 131.35 | 2202.69 | 740.21 | 444.13 | 11547.34 | 3387.03 | 14490.24 | 190.84 | 0 | 0 | 2398.5 | 2214 | 2214 | 61.5 | 6857.25 | 285.51 | 14.53 | -55.31 | 12.8 | 20 | 20.18 | 0 | 0.5 | 0.1 | 0.5 | 0.5 | 0 | 0 | 0 | 0 | 0 | 0 | 0 | 0 | 0 | 0 | 0 | 0 | 0 | 0 | 0 | 0 | 0
5786 | 12.1 | 1411.34 | 660 | 131.35 | 2202.69 | 740.21 | 444.13 | 11547.34 | 3387.03 | 14490.24 | 190.84 | 0 | 0 | 2398.5 | 2214 | 2214 | 61.5 | 6857.25 | 285.33 | 14.35 | -55.51 | 12.6 | 20 | 20.85 | 0 | 0.5 | 0.1 | 0.5 | 0.5 | 0 | 0 | 0 | 0 | 0 | 0 | 0 | 0 | 0 | 0 | 0 | 0 | 0 | 0 | 0 | 0 | 0
5787 | 11.9 | 1411.34 | 660 | 131.35 | 2202.69 | 740.21 | 444.13 | 11547.34 | 3387.03 | 14490.24 | 190.84 | 0 | 0 | 2398.5 | 2214 | 2214 | 61.5 | 6857.25 | 285.14 | 14.17 | -55.71 | 12.41 | 20 | 21.53 | 0 | 0.5 | 0.1 | 0.5 | 0.5 | 0 | 0 | 0 | 0 | 0 | 0 | 0 | 0 | 0 | 0 | 0 | 0 | 0 | 0 | 0 | 0 | 0
5788 | 10.6 | 1411.34 | 660 | 131.35 | 2202.69 | 740.21 | 444.13 | 11547.34 | 3387.03 | 14490.24 | 190.84 | 0 | 0 | 2398.5 | 2214 | 2214 | 61.5 | 6857.25 | 283.95 | 12.97 | -56.99 | 11.12 | 20 | 25.94 | 0 | 0.5 | 0.1 | 0.5 | 0.5 | 0 | 0 | 0 | 0 | 0 | 0 | 0 | 0 | 0 | 0 | 0 | 0 | 0 | 0 | 0 | 0 | 0
5789 | 10.9 | 1411.34 | 660 | 131.35 | 2202.69 | 740.21 | 444.13 | 11547.34 | 3387.03 | 14490.24 | 190.84 | 0 | 0 | 2398.5 | 2214 | 2214 | 61.5 | 6857.25 | 284.22 | 13.25 | -56.69 | 11.42 | 20 | 24.92 | 0 | 0.5 | 0.1 | 0.5 | 0.5 | 0 | 0 | 0 | 0 | 0 | 0 | 0 | 0 | 0 | 0 | 0 | 0 | 0 | 0 | 0 | 0 | 0
5790 | 10.7 | 1411.34 | 660 | 131.35 | 2202.69 | 740.21 | 444.13 | 11547.34 | 3387.03 | 14490.24 | 190.84 | 0 | 0 | 2398.5 | 2214 | 2214 | 61.5 | 6857.25 | 284.04 | 13.06 | -56.89 | 11.22 | 20 | 25.6 | 0 | 0.5 | 0.1 | 0.5 | 0.5 | 0 | 0 | 0 | 0 | 0 | 0 | 0 | 0 | 0 | 0 | 0 | 0 | 0 | 0 | 0 | 0 | 0
5791 | 12.3 | 1411.34 | 660 | 131.35 | 2202.69 | 740.21 | 444.13 | 11547.34 | 3387.03 | 14490.24 | 190.84 | 32584.51 | 2376.87 | 2398.5 | 2214 | 2214 | 61.5 | 6857.25 | 294.98 | 24.01 | -52.93 | 15.18 | 23.9 | 0 | 0 | 0.5 | 0.1 | 0.5 | 0.5 | 0 | 22279.15 | 0 | 8055.41 | 0 | 1576.01 | 0 | 673.95 | 0 | 1655.24 | 0 | 449.42 | 0 | 76.99 | 0 | 37.6 | 157.62
5792 | 14.4 | 1411.34 | 660 | 131.35 | 2202.69 | 740.21 | 177.65 | 11280.86 | 3120.55 | 14223.76 | 190.84 | 23562.22 | 3613.72 | 959.4 | 4428 | 4428 | 24.6 | 9827.7 | 315.59 | 25.54 | -52.4 | 16.98 | 23.9 | 0 | 0 | 0.2 | 0.2 | 1 | 0.2 | 0 | 11629.18 | 0 | 6341.09 | 0 | 3916.94 | 0 | 1675.01 | 0 | 1727.99 | 0 | 707.55 | 0 | 382.7 | 0 | 186.9 | 608.57
5793 | 17.1 | 1411.34 | 660 | 131.35 | 2202.69 | 740.21 | 177.65 | 11280.86 | 3120.55 | 14223.76 | 190.84 | 36729.34 | 5816.28 | 959.4 | 4428 | 4428 | 24.6 | 9827.7 | 322.49 | 32.44 | -48.67 | 20.71 | 23.9 | 0 | 0 | 0.2 | 0.2 | 1 | 0.2 | 0 | 15502.15 | 0 | 11473.83 | 0 | 6831.84 | 0 | 2921.51 | 0 | 2303.48 | 0 | 1280.27 | 0 | 667.5 | 0 | 325.99 | 1239.04
5794 | 18.2 | 1411.34 | 660 | 131.35 | 2202.69 | 740.21 | 177.65 | 11280.86 | 3120.55 | 14223.76 | 190.84 | 41114.25 | 6725.63 | 959.4 | 4428 | 4428 | 24.6 | 9827.7 | 325.02 | 34.97 | -47.22 | 22.16 | 23.9 | 0 | 0 | 0.2 | 0.2 | 1 | 0.2 | 0 | 14082.05 | 0 | 14554.05 | 0 | 8740.45 | 0 | 3737.69 | 0 | 2092.47 | 0 | 1623.97 | 0 | 853.98 | 0 | 417.06 | 1738.15
5795 | 19.5 | 1411.34 | 660 | 131.35 | 2202.69 | 740.21 | 177.65 | 11280.86 | 3120.55 | 14223.76 | 190.84 | 36878.12 | 6170.67 | 959.4 | 4428 | 4428 | 24.6 | 9827.7 | 324.81 | 34.76 | -46.27 | 23.11 | 23.9 | 0 | 0 | 0.2 | 0.2 | 1 | 0.2 | 0 | 9387.29 | 0 | 13161.91 | 0 | 10036.85 | 0 | 4292.07 | 0 | 1394.87 | 0 | 1468.63 | 0 | 980.64 | 0 | 478.92 | 1847.61
5796 | 19.9 | 1411.34 | 660 | 131.35 | 2202.69 | 740.21 | 177.65 | 11280.86 | 3120.55 | 14223.76 | 190.84 | 31479.26 | 5146.2 | 959.4 | 4428 | 4428 | 24.6 | 9827.7 | 323.31 | 33.26 | -46.32 | 23.06 | 23.9 | 0 | 0 | 0.2 | 0.2 | 1 | 0.2 | 0 | 7454.16 | 0 | 8142.38 | 0 | 11632.54 | 0 | 4250.18 | 0 | 1107.62 | 0 | 908.54 | 0 | 1136.54 | 0 | 474.24 | 1519.24
5797 | 20.1 | 1411.34 | 660 | 131.35 | 2202.69 | 740.21 | 177.65 | 11280.86 | 3120.55 | 14223.76 | 190.84 | 23043.26 | 3744.72 | 959.4 | 4428 | 4428 | 24.6 | 9827.7 | 320.64 | 30.59 | -46.8 | 22.57 | 23.9 | 0 | 0 | 0.2 | 0.2 | 1 | 0.2 | 0 | 6256.46 | 0 | 4117.13 | 0 | 9102.39 | 0 | 3567.28 | 0 | 929.65 | 0 | 459.4 | 0 | 889.34 | 0 | 398.04 | 1068.29
5798 | 19.9 | 1411.34 | 660 | 131.35 | 2202.69 | 740.21 | 177.65 | 11280.86 | 3120.55 | 14223.76 | 190.84 | 23098.93 | 3736.42 | 959.4 | 4428 | 4428 | 24.6 | 9827.7 | 320.47 | 30.42 | -47 | 22.38 | 23.9 | 0 | 0 | 0.2 | 0.2 | 1 | 0.2 | 0 | 6218.37 | 0 | 3919.05 | 0 | 9415.94 | 0 | 3545.56 | 0 | 924 | 0 | 437.3 | 0 | 919.97 | 0 | 395.62 | 1059.53
5799 | 19.3 | 1411.34 | 660 | 131.35 | 2202.69 | 740.21 | 177.65 | 11280.86 | 3120.55 | 14223.76 | 190.84 | 11947.23 | 1954.5 | 959.4 | 4428 | 4428 | 24.6 | 9827.7 | 316.18 | 26.13 | -48.48 | 20.89 | 23.9 | 0 | 0 | 0.2 | 0.2 | 1 | 0.2 | 0 | 3395.91 | 0 | 1953.76 | 0 | 4661.29 | 0 | 1936.27 | 0 | 504.6 | 0 | 218 | 0 | 455.43 | 0 | 216.05 | 560.41
5800 | 20.5 | 1411.34 | 660 | 131.35 | 2202.69 | 740.21 | 177.65 | 11280.86 | 3120.55 | 14223.76 | 190.84 | 17599.56 | 2839.66 | 959.4 | 4428 | 4428 | 24.6 | 9827.7 | 319.16 | 29.11 | -46.85 | 22.53 | 23.9 | 0 | 0 | 0.2 | 0.2 | 1 | 0.2 | 0 | 4778.2 | 0 | 2724.41 | 0 | 7363.2 | 0 | 2733.75 | 0 | 710 | 0 | 304 | 0 | 719.41 | 0 | 305.04 | 801.21
5801 | 19.4 | 1411.34 | 660 | 131.35 | 2202.69 | 740.21 | 177.65 | 11280.86 | 3120.55 | 14223.76 | 190.84 | 34878.98 | 4878.42 | 959.4 | 4428 | 4428 | 24.6 | 9827.7 | 323.77 | 33.72 | -46.59 | 22.78 | 23.9 | 0 | 0 | 0.2 | 0.2 | 1 | 0.2 | 0 | 5023.82 | 0 | 2864.46 | 0 | 22125.56 | 0 | 4865.14 | 0 | 746.49 | 0 | 319.62 | 0 | 2161.75 | 0 | 542.86 | 1107.69
5802 | 18.4 | 1411.34 | 660 | 131.35 | 2202.69 | 740.21 | 444.13 | 11547.34 | 3387.03 | 14490.24 | 190.84 | 7193.3 | 1162.88 | 2398.5 | 11070 | 11070 | 61.5 | 24569.25 | 298.29 | 27.31 | -47.52 | 20.6 | 23.9 | 0 | 0 | 0.5 | 0.5 | 1 | 0.5 | 0 | 1957.72 | 0 | 1116.24 | 0 | 2924.26 | 0 | 1195.08 | 0 | 290.9 | 0 | 124.55 | 0 | 285.71 | 0 | 133.35 | 328.37
5803 | 17.7 | 1411.34 | 660 | 131.35 | 2202.69 | 740.21 | 444.13 | 11547.34 | 3387.03 | 14490.24 | 190.84 | 4662.25 | 683.45 | 2398.5 | 11070 | 11070 | 61.5 | 24569.25 | 296.83 | 25.86 | -48.41 | 19.7 | 23.9 | 0 | 0 | 0.5 | 0.5 | 1 | 0.5 | 0 | 979.91 | 0 | 558.72 | 0 | 2208.68 | 0 | 914.94 | 0 | 145.61 | 0 | 62.34 | 0 | 215.8 | 0 | 102.09 | 157.62
5804 | 17 | 1411.34 | 660 | 131.35 | 2202.69 | 740.21 | 444.13 | 11547.34 | 3387.03 | 14490.24 | 190.84 | 261.09 | 43.66 | 2398.5 | 11070 | 11070 | 61.5 | 24569.25 | 294.82 | 23.85 | -49.45 | 18.67 | 23.85 | 0 | 0 | 0.5 | 0.5 | 1 | 0.5 | 0 | 75.16 | 0 | 42.86 | 0 | 100.22 | 0 | 42.86 | 0 | 11.17 | 0 | 4.78 | 0 | 9.79 | 0 | 4.78 | 13.13
5805 | 16.6 | 1411.34 | 660 | 131.35 | 2202.69 | 740.21 | 444.13 | 11547.34 | 3387.03 | 14490.24 | 190.84 | 0 | 0 | 2398.5 | 11070 | 11070 | 61.5 | 24569.25 | 294.37 | 23.4 | -49.86 | 18.25 | 23.4 | 0 | 0 | 0.5 | 0.5 | 1 | 0.5 | 0 | 0 | 0 | 0 | 0 | 0 | 0 | 0 | 0 | 0 | 0 | 0 | 0 | 0 | 0 | 0 | 0
5806 | 16.1 | 1411.34 | 660 | 131.35 | 2202.69 | 740.21 | 444.13 | 11547.34 | 3387.03 | 14490.24 | 190.84 | 0 | 0 | 2398.5 | 11070 | 11070 | 61.5 | 24569.25 | 293.9 | 22.92 | -50.36 | 17.76 | 22.92 | 0 | 0 | 0.5 | 0.5 | 1 | 0.5 | 0 | 0 | 0 | 0 | 0 | 0 | 0 | 0 | 0 | 0 | 0 | 0 | 0 | 0 | 0 | 0 | 0
5807 | 16.3 | 1411.34 | 660 | 131.35 | 2202.69 | 740.21 | 444.13 | 11547.34 | 3387.03 | 14490.24 | 190.84 | 0 | 0 | 2398.5 | 11070 | 11070 | 61.5 | 24569.25 | 294.07 | 23.09 | -50.16 | 17.96 | 23.09 | 0 | 0 | 0.5 | 0.5 | 1 | 0.5 | 0 | 0 | 0 | 0 | 0 | 0 | 0 | 0 | 0 | 0 | 0 | 0 | 0 | 0 | 0 | 0 | 0
5808 | 16.2 | 1411.34 | 660 | 131.35 | 2202.69 | 740.21 | 444.13 | 11547.34 | 3387.03 | 14490.24 | 190.84 | 0 | 0 | 2398.5 | 11070 | 11070 | 61.5 | 24569.25 | 293.98 | 23.01 | -50.26 | 17.86 | 23.01 | 0 | 0 | 0.5 | 0.5 | 1 | 0.5 | 0 | 0 | 0 | 0 | 0 | 0 | 0 | 0 | 0 | 0 | 0 | 0 | 0 | 0 | 0 | 0 | 0
5809 | 15.6 | 1411.34 | 660 | 131.35 | 2202.69 | 740.21 | 444.13 | 11547.34 | 3387.03 | 14490.24 | 190.84 | 0 | 0 | 2398.5 | 2214 | 2214 | 61.5 | 6857.25 | 288.63 | 17.65 | -52.06 | 16.06 | 20 | 8.66 | 0 | 0.5 | 0.1 | 0.5 | 0.5 | 0 | 0 | 0 | 0 | 0 | 0 | 0 | 0 | 0 | 0 | 0 | 0 | 0 | 0 | 0 | 0 | 0
5810 | 14.3 | 1411.34 | 660 | 131.35 | 2202.69 | 740.21 | 444.13 | 11547.34 | 3387.03 | 14490.24 | 190.84 | 0 | 0 | 2398.5 | 2214 | 2214 | 61.5 | 6857.25 | 287.34 | 16.37 | -53.34 | 14.78 | 20 | 13.4 | 0 | 0.5 | 0.1 | 0.5 | 0.5 | 0 | 0 | 0 | 0 | 0 | 0 | 0 | 0 | 0 | 0 | 0 | 0 | 0 | 0 | 0 | 0 | 0
5811 | 14 | 1411.34 | 660 | 131.35 | 2202.69 | 740.21 | 444.13 | 11547.34 | 3387.03 | 14490.24 | 190.84 | 0 | 0 | 2398.5 | 2214 | 2214 | 61.5 | 6857.25 | 287.07 | 16.09 | -53.63 | 14.48 | 20 | 14.42 | 0 | 0.5 | 0.1 | 0.5 | 0.5 | 0 | 0 | 0 | 0 | 0 | 0 | 0 | 0 | 0 | 0 | 0 | 0 | 0 | 0 | 0 | 0 | 0
5812 | 14 | 1411.34 | 660 | 131.35 | 2202.69 | 740.21 | 444.13 | 11547.34 | 3387.03 | 14490.24 | 190.84 | 0 | 0 | 2398.5 | 2214 | 2214 | 61.5 | 6857.25 | 287.07 | 16.09 | -53.63 | 14.48 | 20 | 14.42 | 0 | 0.5 | 0.1 | 0.5 | 0.5 | 0 | 0 | 0 | 0 | 0 | 0 | 0 | 0 | 0 | 0 | 0 | 0 | 0 | 0 | 0 | 0 | 0
5813 | 14.2 | 1411.34 | 660 | 131.35 | 2202.69 | 740.21 | 444.13 | 11547.34 | 3387.03 | 14490.24 | 190.84 | 0 | 0 | 2398.5 | 2214 | 2214 | 61.5 | 6857.25 | 287.25 | 16.28 | -53.44 | 14.68 | 20 | 13.74 | 0 | 0.5 | 0.1 | 0.5 | 0.5 | 0 | 0 | 0 | 0 | 0 | 0 | 0 | 0 | 0 | 0 | 0 | 0 | 0 | 0 | 0 | 0 | 0
5814 | 14.3 | 1411.34 | 660 | 131.35 | 2202.69 | 740.21 | 444.13 | 11547.34 | 3387.03 | 14490.24 | 190.84 | 0 | 0 | 2398.5 | 2214 | 2214 | 61.5 | 6857.25 | 287.34 | 16.37 | -53.34 | 14.78 | 20 | 13.4 | 0 | 0.5 | 0.1 | 0.5 | 0.5 | 0 | 0 | 0 | 0 | 0 | 0 | 0 | 0 | 0 | 0 | 0 | 0 | 0 | 0 | 0 | 0 | 0
5815 | 14.6 | 1411.34 | 660 | 131.35 | 2202.69 | 740.21 | 444.13 | 11547.34 | 3387.03 | 14490.24 | 190.84 | 7275.92 | 549.77 | 2398.5 | 2214 | 2214 | 61.5 | 6857.25 | 289.74 | 18.76 | -52.51 | 15.61 | 20 | 4.56 | 0 | 0.5 | 0.1 | 0.5 | 0.5 | 0 | 4143.99 | 0 | 1635.88 | 0 | 1047.93 | 0 | 448.13 | 0 | 307.88 | 0 | 91.27 | 0 | 51.19 | 0 | 25 | 74.43
5816 | 15.4 | 1411.34 | 660 | 131.35 | 2202.69 | 740.21 | 177.65 | 11280.86 | 3120.55 | 14223.76 | 190.84 | 17087.63 | 1350.67 | 959.4 | 4428 | 4428 | 24.6 | 9827.7 | 313.81 | 23.76 | -52.02 | 17.36 | 23.76 | 0 | 0 | 0.2 | 0.2 | 1 | 0.2 | 0 | 6839.47 | 0 | 3803.37 | 0 | 4514.32 | 0 | 1930.47 | 0 | 508.14 | 0 | 212.19 | 0 | 220.53 | 0 | 107.7 | 302.1
5817 | 15.9 | 1411.34 | 660 | 131.35 | 2202.69 | 740.21 | 177.65 | 11280.86 | 3120.55 | 14223.76 | 190.84 | 16923.48 | 1383.38 | 959.4 | 4428 | 4428 | 24.6 | 9827.7 | 314.37 | 24.32 | -51.53 | 17.84 | 23.9 | 0 | 0 | 0.2 | 0.2 | 1 | 0.2 | 0 | 5026.47 | 0 | 2952.07 | 0 | 6265.58 | 0 | 2679.36 | 0 | 373.44 | 0 | 164.7 | 0 | 306.09 | 0 | 149.48 | 389.66
5818 | 17.1 | 1411.34 | 660 | 131.35 | 2202.69 | 740.21 | 177.65 | 11280.86 | 3120.55 | 14223.76 | 190.84 | 17510.92 | 2858.6 | 959.4 | 4428 | 4428 | 24.6 | 9827.7 | 316.06 | 26.01 | -50.21 | 19.17 | 23.9 | 0 | 0 | 0.2 | 0.2 | 1 | 0.2 | 0 | 5272.44 | 0 | 3711.2 | 0 | 5973.02 | 0 | 2554.25 | 0 | 783.44 | 0 | 414.1 | 0 | 583.59 | 0 | 285.01 | 792.46
5819 | 18.4 | 1411.34 | 660 | 131.35 | 2202.69 | 740.21 | 177.65 | 11280.86 | 3120.55 | 14223.76 | 190.84 | 27655.15 | 4550.55 | 959.4 | 4428 | 4428 | 24.6 | 9827.7 | 320.67 | 30.62 | -48.1 | 21.27 | 23.9 | 0 | 0 | 0.2 | 0.2 | 1 | 0.2 | 0 | 7401.64 | 0 | 7634.97 | 0 | 8838.79 | 0 | 3779.75 | 0 | 1099.82 | 0 | 851.93 | 0 | 863.58 | 0 | 421.75 | 1313.47
5820 | 19.1 | 1411.34 | 660 | 131.35 | 2202.69 | 740.21 | 177.65 | 11280.86 | 3120.55 | 14223.76 | 190.84 | 39736.04 | 6529.29 | 959.4 | 4428 | 4428 | 24.6 | 9827.7 | 325.38 | 35.33 | -46.44 | 22.94 | 23.9 | 0 | 0 | 0.2 | 0.2 | 1 | 0.2 | 0 | 8063.53 | 0 | 12704.51 | 0 | 14370.36 | 0 | 4597.63 | 0 | 1198.17 | 0 | 1417.6 | 0 | 1404.04 | 0 | 513.01 | 1996.47
5821 | 18.5 | 1411.34 | 660 | 131.35 | 2202.69 | 740.21 | 177.65 | 11280.86 | 3120.55 | 14223.76 | 190.84 | 33348.34 | 5320.98 | 959.4 | 4428 | 4428 | 24.6 | 9827.7 | 322.64 | 32.59 | -47.56 | 21.82 | 23.9 | 0 | 0 | 0.2 | 0.2 | 1 | 0.2 | 0 | 7517.59 | 0 | 7309.09 | 0 | 14235.32 | 0 | 4286.34 | 0 | 1117.05 | 0 | 815.56 | 0 | 1390.84 | 0 | 478.28 | 1519.24
5822 | 17.6 | 1411.34 | 660 | 131.35 | 2202.69 | 740.21 | 177.65 | 11280.86 | 3120.55 | 14223.76 | 190.84 | 23896.45 | 3860.03 | 959.4 | 4428 | 4428 | 24.6 | 9827.7 | 318.66 | 28.61 | -49.2 | 20.17 | 23.9 | 0 | 0 | 0.2 | 0.2 | 1 | 0.2 | 0 | 6363.1 | 0 | 4074.22 | 0 | 9831.05 | 0 | 3628.08 | 0 | 945.5 | 0 | 454.61 | 0 | 960.53 | 0 | 404.83 | 1094.56
5823 | 17.4 | 1411.34 | 660 | 131.35 | 2202.69 | 740.21 | 177.65 | 11280.86 | 3120.55 | 14223.76 | 190.84 | 16933.91 | 2753.15 | 959.4 | 4428 | 4428 | 24.6 | 9827.7 | 316.13 | 26.08 | -49.96 | 19.42 | 23.9 | 0 | 0 | 0.2 | 0.2 | 1 | 0.2 | 0 | 4778.31 | 0 | 2763.47 | 0 | 6667.66 | 0 | 2724.47 | 0 | 710.01 | 0 | 308.35 | 0 | 651.46 | 0 | 304 | 779.32
5824 | 17.8 | 1411.34 | 660 | 131.35 | 2202.69 | 740.21 | 177.65 | 11280.86 | 3120.55 | 14223.76 | 190.84 | 29346.41 | 4456.91 | 959.4 | 4428 | 4428 | 24.6 | 9827.7 | 320.59 | 30.54 | -48.58 | 20.79 | 23.9 | 0 | 0 | 0.2 | 0.2 | 1 | 0.2 | 0 | 5962.31 | 0 | 3399.56 | 0 | 16512.02 | 0 | 3472.52 | 0 | 885.95 | 0 | 379.33 | 0 | 1613.29 | 0 | 387.47 | 1190.88
5825 | 17.3 | 1411.34 | 660 | 131.35 | 2202.69 | 740.21 | 177.65 | 11280.86 | 3120.55 | 14223.76 | 190.84 | 29603.17 | 4204.96 | 959.4 | 4428 | 4428 | 24.6 | 9827.7 | 320.14 | 30.09 | -49.08 | 20.3 | 23.9 | 0 | 0 | 0.2 | 0.2 | 1 | 0.2 | 0 | 4800.18 | 0 | 2736.94 | 0 | 17857.73 | 0 | 4208.33 | 0 | 713.26 | 0 | 305.39 | 0 | 1744.77 | 0 | 469.57 | 971.97
5826 | 16.3 | 1411.34 | 660 | 131.35 | 2202.69 | 740.21 | 444.13 | 11547.34 | 3387.03 | 14490.24 | 190.84 | 5460.53 | 888.31 | 2398.5 | 11070 | 11070 | 61.5 | 24569.25 | 295.82 | 24.84 | -49.73 | 18.39 | 23.9 | 0 | 0 | 0.5 | 0.5 | 1 | 0.5 | 0 | 1501.67 | 0 | 856.22 | 0 | 2197.68 | 0 | 904.96 | 0 | 223.14 | 0 | 95.54 | 0 | 214.72 | 0 | 100.98 | 253.94
5827 | 15.5 | 1411.34 | 660 | 131.35 | 2202.69 | 740.21 | 444.13 | 11547.34 | 3387.03 | 14490.24 | 190.84 | 1628.87 | 262.75 | 2398.5 | 11070 | 11070 | 61.5 | 24569.25 | 293.88 | 22.9 | -50.82 | 17.3 | 22.9 | 0 | 0 | 0.5 | 0.5 | 1 | 0.5 | 0 | 429.29 | 0 | 244.77 | 0 | 671.23 | 0 | 283.57 | 0 | 63.79 | 0 | 27.31 | 0 | 65.58 | 0 | 31.64 | 74.43
5828 | 15 | 1411.34 | 660 | 131.35 | 2202.69 | 740.21 | 444.13 | 11547.34 | 3387.03 | 14490.24 | 190.84 | 0 | 0 | 2398.5 | 11070 | 11070 | 61.5 | 24569.25 | 292.87 | 21.9 | -51.44 | 16.67 | 21.9 | 0 | 0 | 0.5 | 0.5 | 1 | 0.5 | 0 | 0 | 0 | 0 | 0 | 0 | 0 | 0 | 0 | 0 | 0 | 0 | 0 | 0 | 0 | 0 | 0
5829 | 13.8 | 1411.34 | 660 | 131.35 | 2202.69 | 740.21 | 444.13 | 11547.34 | 3387.03 | 14490.24 | 190.84 | 0 | 0 | 2398.5 | 11070 | 11070 | 61.5 | 24569.25 | 291.74 | 20.77 | -52.63 | 15.49 | 20.77 | 0 | 0 | 0.5 | 0.5 | 1 | 0.5 | 0 | 0 | 0 | 0 | 0 | 0 | 0 | 0 | 0 | 0 | 0 | 0 | 0 | 0 | 0 | 0 | 0
5830 | 13.2 | 1411.34 | 660 | 131.35 | 2202.69 | 740.21 | 444.13 | 11547.34 | 3387.03 | 14490.24 | 190.84 | 0 | 0 | 2398.5 | 11070 | 11070 | 61.5 | 24569.25 | 291.16 | 20.18 | -53.22 | 14.9 | 20.18 | 0 | 0 | 0.5 | 0.5 | 1 | 0.5 | 0 | 0 | 0 | 0 | 0 | 0 | 0 | 0 | 0 | 0 | 0 | 0 | 0 | 0 | 0 | 0 | 0
5831 | 13 | 1411.34 | 660 | 131.35 | 2202.69 | 740.21 | 444.13 | 11547.34 | 3387.03 | 14490.24 | 190.84 | 0 | 0 | 2398.5 | 11070 | 11070 | 61.5 | 24569.25 | 290.96 | 19.98 | -53.42 | 14.7 | 20 | 0.07 | 0 | 0.5 | 0.5 | 1 | 0.5 | 0 | 0 | 0 | 0 | 0 | 0 | 0 | 0 | 0 | 0 | 0 | 0 | 0 | 0 | 0 | 0 | 0
5832 | 12.3 | 1411.34 | 660 | 131.35 | 2202.69 | 740.21 | 444.13 | 11547.34 | 3387.03 | 14490.24 | 190.84 | 0 | 0 | 2398.5 | 11070 | 11070 | 61.5 | 24569.25 | 290.31 | 19.33 | -54.11 | 14.01 | 20 | 2.47 | 0 | 0.5 | 0.5 | 1 | 0.5 | 0 | 0 | 0 | 0 | 0 | 0 | 0 | 0 | 0 | 0 | 0 | 0 | 0 | 0 | 0 | 0 | 0
5833 | 10.8 | 1411.34 | 660 | 131.35 | 2202.69 | 740.21 | 444.13 | 11547.34 | 3387.03 | 14490.24 | 190.84 | 0 | 0 | 2398.5 | 2214 | 2214 | 61.5 | 6857.25 | 284.13 | 13.16 | -56.79 | 11.32 | 20 | 25.26 | 0 | 0.5 | 0.1 | 0.5 | 0.5 | 0 | 0 | 0 | 0 | 0 | 0 | 0 | 0 | 0 | 0 | 0 | 0 | 0 | 0 | 0 | 0 | 0
5834 | 10.3 | 1411.34 | 660 | 131.35 | 2202.69 | 740.21 | 444.13 | 11547.34 | 3387.03 | 14490.24 | 190.84 | 0 | 0 | 2398.5 | 2214 | 2214 | 61.5 | 6857.25 | 283.67 | 12.7 | -57.29 | 10.83 | 20 | 26.95 | 0 | 0.5 | 0.1 | 0.5 | 0.5 | 0 | 0 | 0 | 0 | 0 | 0 | 0 | 0 | 0 | 0 | 0 | 0 | 0 | 0 | 0 | 0 | 0
5835 | 9.8 | 1411.34 | 660 | 131.35 | 2202.69 | 740.21 | 444.13 | 11547.34 | 3387.03 | 14490.24 | 190.84 | 0 | 0 | 2398.5 | 2214 | 2214 | 61.5 | 6857.25 | 283.21 | 12.24 | -57.78 | 10.33 | 20 | 28.64 | 0 | 0.5 | 0.1 | 0.5 | 0.5 | 0 | 0 | 0 | 0 | 0 | 0 | 0 | 0 | 0 | 0 | 0 | 0 | 0 | 0 | 0 | 0 | 0
5836 | 8.9 | 1411.34 | 660 | 131.35 | 2202.69 | 740.21 | 444.13 | 11547.34 | 3387.03 | 14490.24 | 190.84 | 0 | 0 | 2398.5 | 2214 | 2214 | 61.5 | 6857.25 | 282.39 | 11.41 | -58.67 | 9.45 | 20 | 31.69 | 0 | 0.5 | 0.1 | 0.5 | 0.5 | 0 | 0 | 0 | 0 | 0 | 0 | 0 | 0 | 0 | 0 | 0 | 0 | 0 | 0 | 0 | 0 | 0
5837 | 8 | 1411.34 | 660 | 131.35 | 2202.69 | 740.21 | 444.13 | 11547.34 | 3387.03 | 14490.24 | 190.84 | 0 | 0 | 2398.5 | 2214 | 2214 | 61.5 | 6857.25 | 281.56 | 10.59 | -59.56 | 8.56 | 20 | 34.74 | 0 | 0.5 | 0.1 | 0.5 | 0.5 | 0 | 0 | 0 | 0 | 0 | 0 | 0 | 0 | 0 | 0 | 0 | 0 | 0 | 0 | 0 | 0 | 0
5838 | 8.2 | 1411.34 | 660 | 131.35 | 2202.69 | 740.21 | 444.13 | 11547.34 | 3387.03 | 14490.24 | 190.84 | 0 | 0 | 2398.5 | 2214 | 2214 | 61.5 | 6857.25 | 281.75 | 10.77 | -59.36 | 8.76 | 20 | 34.06 | 0 | 0.5 | 0.1 | 0.5 | 0.5 | 0 | 0 | 0 | 0 | 0 | 0 | 0 | 0 | 0 | 0 | 0 | 0 | 0 | 0 | 0 | 0 | 0
5839 | 9.9 | 1411.34 | 660 | 131.35 | 2202.69 | 740.21 | 444.13 | 11547.34 | 3387.03 | 14490.24 | 190.84 | 28169.46 | 2052.59 | 2398.5 | 2214 | 2214 | 61.5 | 6857.25 | 291.5 | 20.52 | -55.62 | 12.49 | 20.52 | 0 | 0 | 0.5 | 0.1 | 0.5 | 0.5 | 0 | 19166.3 | 0 | 7069.56 | 0 | 1354.41 | 0 | 579.19 | 0 | 1423.97 | 0 | 394.42 | 0 | 66.17 | 0 | 32.31 | 135.72
5840 | 12.2 | 1411.34 | 660 | 131.35 | 2202.69 | 740.21 | 444.13 | 11547.34 | 3387.03 | 14490.24 | 190.84 | 51265.14 | 3913.97 | 2398.5 | 11070 | 11070 | 61.5 | 24569.25 | 305.18 | 34.21 | -50.45 | 17.67 | 23.9 | 0 | 0 | 0.5 | 0.5 | 1 | 0.5 | 0 | 25814.97 | 0 | 14272.95 | 0 | 7829.21 | 0 | 3348.02 | 0 | 1917.94 | 0 | 796.3 | 0 | 382.47 | 0 | 186.79 | 630.46
5841 | 16.2 | 1411.34 | 660 | 131.35 | 2202.69 | 740.21 | 444.13 | 11547.34 | 3387.03 | 14490.24 | 190.84 | 47823.02 | 7590.92 | 2398.5 | 11070 | 11070 | 61.5 | 24569.25 | 309.02 | 38.05 | -46.48 | 21.63 | 23.9 | 0 | 0 | 0.5 | 0.5 | 1 | 0.5 | 0 | 21614.33 | 0 | 16877.58 | 0 | 6536.08 | 0 | 2795.03 | 0 | 3211.7 | 0 | 1883.24 | 0 | 638.6 | 0 | 311.88 | 1545.51
5842 | 15.2 | 1411.34 | 660 | 131.35 | 2202.69 | 740.21 | 444.13 | 11547.34 | 3387.03 | 14490.24 | 190.84 | 32954.54 | 5368.18 | 2398.5 | 11070 | 11070 | 61.5 | 24569.25 | 303.47 | 32.5 | -48.63 | 19.48 | 23.9 | 0 | 0 | 0.5 | 0.5 | 1 | 0.5 | 0 | 10754.7 | 0 | 10187.97 | 0 | 8413.85 | 0 | 3598.03 | 0 | 1598.05 | 0 | 1136.8 | 0 | 822.06 | 0 | 401.48 | 1409.79
5843 | 15.9 | 1411.34 | 660 | 131.35 | 2202.69 | 740.21 | 444.13 | 11547.34 | 3387.03 | 14490.24 | 190.84 | 35962.12 | 5996.83 | 2398.5 | 11070 | 11070 | 61.5 | 24569.25 | 305.1 | 34.12 | -47.69 | 20.42 | 23.9 | 0 | 0 | 0.5 | 0.5 | 1 | 0.5 | 0 | 9055.17 | 0 | 12779.72 | 0 | 9895.57 | 0 | 4231.66 | 0 | 1345.52 | 0 | 1425.99 | 0 | 966.83 | 0 | 472.18 | 1786.31
5844 | 17.5 | 1411.34 | 660 | 131.35 | 2202.69 | 740.21 | 444.13 | 11547.34 | 3387.03 | 14490.24 | 190.84 | 48916.07 | 8191.48 | 2398.5 | 11070 | 11070 | 61.5 | 24569.25 | 310.67 | 39.7 | -45.08 | 23.03 | 23.9 | 0 | 0 | 0.5 | 0.5 | 1 | 0.5 | 0 | 7025.88 | 0 | 20820.15 | 0 | 17064.06 | 0 | 4005.99 | 0 | 1043.98 | 0 | 2323.16 | 0 | 1667.22 | 0 | 447 | 2710.12
5845 | 16.8 | 1411.34 | 660 | 131.35 | 2202.69 | 740.21 | 444.13 | 11547.34 | 3387.03 | 14490.24 | 190.84 | 61084.04 | 9634.78 | 2398.5 | 11070 | 11070 | 61.5 | 24569.25 | 313.72 | 42.74 | -44.85 | 23.27 | 23.9 | 0 | 0 | 0.5 | 0.5 | 1 | 0.5 | 0 | 6655.07 | 0 | 19588.66 | 0 | 31045.75 | 0 | 3794.56 | 0 | 988.88 | 0 | 2185.74 | 0 | 3033.29 | 0 | 423.41 | 3003.46
5846 | 17.1 | 1411.34 | 660 | 131.35 | 2202.69 | 740.21 | 444.13 | 11547.34 | 3387.03 | 14490.24 | 190.84 | 42590.5 | 6534.81 | 2398.5 | 11070 | 11070 | 61.5 | 24569.25 | 308.14 | 37.17 | -46.02 | 22.09 | 23.9 | 0 | 0 | 0.5 | 0.5 | 1 | 0.5 | 0 | 7806.16 | 0 | 8293.7 | 0 | 22039.75 | 0 | 4450.88 | 0 | 1159.93 | 0 | 925.43 | 0 | 2153.37 | 0 | 496.64 | 1799.45
5847 | 17.7 | 1411.34 | 660 | 131.35 | 2202.69 | 740.21 | 444.13 | 11547.34 | 3387.03 | 14490.24 | 190.84 | 67130.63 | 9612.16 | 2398.5 | 11070 | 11070 | 61.5 | 24569.25 | 316.18 | 45.2 | -43.55 | 24.57 | 24 | 0 | -8.31 | 0.5 | 0.5 | 1 | 0.5 | 0 | 5989.59 | 0 | 8810.57 | 0 | 48915.35 | 0 | 3415.12 | 0 | 890 | 0 | 983.1 | 0 | 4779.21 | 0 | 381.07 | 2578.77
5848 | 17.7 | 1411.34 | 660 | 131.35 | 2202.69 | 740.21 | 444.13 | 11547.34 | 3387.03 | 14490.24 | 190.84 | 77406.81 | 10599.77 | 2398.5 | 11070 | 11070 | 61.5 | 24569.25 | 319.23 | 48.26 | -42.78 | 25.33 | 24 | 0 | -19.57 | 0.5 | 0.5 | 1 | 0.5 | 0 | 5527.28 | 0 | 3151.52 | 0 | 65134.8 | 0 | 3593.2 | 0 | 821.31 | 0 | 351.65 | 0 | 6363.92 | 0 | 400.94 | 2661.96
5849 | 17.6 | 1411.34 | 660 | 131.35 | 2202.69 | 740.21 | 444.13 | 11547.34 | 3387.03 | 14490.24 | 190.84 | 65148.96 | 8326.7 | 2398.5 | 11070 | 11070 | 61.5 | 24569.25 | 315.2 | 44.23 | -43.87 | 24.24 | 24 | 0 | -3.59 | 0.5 | 0.5 | 1 | 0.5 | 0 | 4122.25 | 0 | 2350.4 | 0 | 50591.27 | 0 | 8085.04 | 0 | 612.53 | 0 | 262.26 | 0 | 4942.96 | 0 | 902.15 | 1606.81
5850 | 17 | 1411.34 | 660 | 131.35 | 2202.69 | 740.21 | 444.13 | 11547.34 | 3387.03 | 14490.24 | 190.84 | 65295.07 | 7760.53 | 2398.5 | 11070 | 11070 | 61.5 | 24569.25 | 314.54 | 43.56 | -44.49 | 23.62 | 23.9 | 0 | 0 | 0.5 | 0.5 | 1 | 0.5 | 0 | 2706.23 | 0 | 1543.02 | 0 | 48404.75 | 0 | 12641.07 | 0 | 402.12 | 0 | 172.17 | 0 | 4729.33 | 0 | 1410.52 | 1046.4
5851 | 15.7 | 1411.34 | 660 | 131.35 | 2202.69 | 740.21 | 444.13 | 11547.34 | 3387.03 | 14490.24 | 190.84 | 25158.42 | 3002.21 | 2398.5 | 11070 | 11070 | 61.5 | 24569.25 | 301.18 | 30.2 | -48.83 | 19.28 | 23.9 | 0 | 0 | 0.5 | 0.5 | 1 | 0.5 | 0 | 1061.82 | 0 | 605.42 | 0 | 16859.17 | 0 | 6632 | 0 | 157.78 | 0 | 67.55 | 0 | 1647.2 | 0 | 740.01 | 389.66
5852 | 13.6 | 1411.34 | 660 | 131.35 | 2202.69 | 740.21 | 444.13 | 11547.34 | 3387.03 | 14490.24 | 190.84 | 529.16 | 88.13 | 2398.5 | 11070 | 11070 | 61.5 | 24569.25 | 291.79 | 20.81 | -52.78 | 15.33 | 20.81 | 0 | 0 | 0.5 | 0.5 | 1 | 0.5 | 0 | 152.33 | 0 | 86.86 | 0 | 203.11 | 0 | 86.86 | 0 | 22.64 | 0 | 9.69 | 0 | 19.84 | 0 | 9.69 | 26.27
5853 | 11.5 | 1411.34 | 660 | 131.35 | 2202.69 | 740.21 | 444.13 | 11547.34 | 3387.03 | 14490.24 | 190.84 | 0 | 0 | 2398.5 | 11070 | 11070 | 61.5 | 24569.25 | 289.6 | 18.62 | -54.9 | 13.22 | 20 | 5.08 | 0 | 0.5 | 0.5 | 1 | 0.5 | 0 | 0 | 0 | 0 | 0 | 0 | 0 | 0 | 0 | 0 | 0 | 0 | 0 | 0 | 0 | 0 | 0
5854 | 11.1 | 1411.34 | 660 | 131.35 | 2202.69 | 740.21 | 444.13 | 11547.34 | 3387.03 | 14490.24 | 190.84 | 0 | 0 | 2398.5 | 11070 | 11070 | 61.5 | 24569.25 | 289.21 | 18.23 | -55.29 | 12.82 | 20 | 6.53 | 0 | 0.5 | 0.5 | 1 | 0.5 | 0 | 0 | 0 | 0 | 0 | 0 | 0 | 0 | 0 | 0 | 0 | 0 | 0 | 0 | 0 | 0 | 0
5855 | 10.1 | 1411.34 | 660 | 131.35 | 2202.69 | 740.21 | 444.13 | 11547.34 | 3387.03 | 14490.24 | 190.84 | 0 | 0 | 2398.5 | 11070 | 11070 | 61.5 | 24569.25 | 288.29 | 17.31 | -56.28 | 11.84 | 20 | 9.92 | 0 | 0.5 | 0.5 | 1 | 0.5 | 0 | 0 | 0 | 0 | 0 | 0 | 0 | 0 | 0 | 0 | 0 | 0 | 0 | 0 | 0 | 0 | 0
5856 | 9.4 | 1411.34 | 660 | 131.35 | 2202.69 | 740.21 | 444.13 | 11547.34 | 3387.03 | 14490.24 | 190.84 | 0 | 0 | 2398.5 | 11070 | 11070 | 61.5 | 24569.25 | 287.65 | 16.67 | -56.97 | 11.15 | 20 | 12.29 | 0 | 0.5 | 0.5 | 1 | 0.5 | 0 | 0 | 0 | 0 | 0 | 0 | 0 | 0 | 0 | 0 | 0 | 0 | 0 | 0 | 0 | 0 | 0
5857 | 8.6 | 1411.34 | 660 | 131.35 | 2202.69 | 740.21 | 444.13 | 11547.34 | 3387.03 | 14490.24 | 190.84 | 0 | 0 | 2398.5 | 2214 | 2214 | 61.5 | 6857.25 | 282.11 | 11.14 | -58.96 | 9.15 | 20 | 32.71 | 0 | 0.5 | 0.1 | 0.5 | 0.5 | 0 | 0 | 0 | 0 | 0 | 0 | 0 | 0 | 0 | 0 | 0 | 0 | 0 | 0 | 0 | 0 | 0
5858 | 8.6 | 1411.34 | 660 | 131.35 | 2202.69 | 740.21 | 444.13 | 11547.34 | 3387.03 | 14490.24 | 190.84 | 0 | 0 | 2398.5 | 2214 | 2214 | 61.5 | 6857.25 | 282.11 | 11.14 | -58.96 | 9.15 | 20 | 32.71 | 0 | 0.5 | 0.1 | 0.5 | 0.5 | 0 | 0 | 0 | 0 | 0 | 0 | 0 | 0 | 0 | 0 | 0 | 0 | 0 | 0 | 0 | 0 | 0
5859 | 7.9 | 1411.34 | 660 | 131.35 | 2202.69 | 740.21 | 444.13 | 11547.34 | 3387.03 | 14490.24 | 190.84 | 0 | 0 | 2398.5 | 2214 | 2214 | 61.5 | 6857.25 | 281.47 | 10.49 | -59.66 | 8.46 | 20 | 35.08 | 0 | 0.5 | 0.1 | 0.5 | 0.5 | 0 | 0 | 0 | 0 | 0 | 0 | 0 | 0 | 0 | 0 | 0 | 0 | 0 | 0 | 0 | 0 | 0
5860 | 7.7 | 1411.34 | 660 | 131.35 | 2202.69 | 740.21 | 444.13 | 11547.34 | 3387.03 | 14490.24 | 190.84 | 0 | 0 | 2398.5 | 2214 | 2214 | 61.5 | 6857.25 | 281.29 | 10.31 | -59.85 | 8.26 | 20 | 35.76 | 0 | 0.5 | 0.1 | 0.5 | 0.5 | 0 | 0 | 0 | 0 | 0 | 0 | 0 | 0 | 0 | 0 | 0 | 0 | 0 | 0 | 0 | 0 | 0
5861 | 7.7 | 1411.34 | 660 | 131.35 | 2202.69 | 740.21 | 444.13 | 11547.34 | 3387.03 | 14490.24 | 190.84 | 0 | 0 | 2398.5 | 2214 | 2214 | 61.5 | 6857.25 | 281.29 | 10.31 | -59.85 | 8.26 | 20 | 35.76 | 0 | 0.5 | 0.1 | 0.5 | 0.5 | 0 | 0 | 0 | 0 | 0 | 0 | 0 | 0 | 0 | 0 | 0 | 0 | 0 | 0 | 0 | 0 | 0
5862 | 7.7 | 1411.34 | 660 | 131.35 | 2202.69 | 740.21 | 444.13 | 11547.34 | 3387.03 | 14490.24 | 190.84 | 0 | 0 | 2398.5 | 2214 | 2214 | 61.5 | 6857.25 | 281.29 | 10.31 | -59.85 | 8.26 | 20 | 35.76 | 0 | 0.5 | 0.1 | 0.5 | 0.5 | 0 | 0 | 0 | 0 | 0 | 0 | 0 | 0 | 0 | 0 | 0 | 0 | 0 | 0 | 0 | 0 | 0
5863 | 9.9 | 1411.34 | 660 | 131.35 | 2202.69 | 740.21 | 444.13 | 11547.34 | 3387.03 | 14490.24 | 190.84 | 61885.36 | 4455.07 | 2398.5 | 2214 | 2214 | 61.5 | 6857.25 | 301.28 | 30.31 | -53.16 | 14.95 | 23.9 | 0 | 0 | 0.5 | 0.1 | 0.5 | 0.5 | 0 | 44173.62 | 0 | 16142.16 | 0 | 1099.43 | 0 | 470.15 | 0 | 3281.9 | 0 | 900.59 | 0 | 53.71 | 0 | 26.23 | 192.64
5864 | 13.4 | 1411.34 | 660 | 131.35 | 2202.69 | 740.21 | 444.13 | 11547.34 | 3387.03 | 14490.24 | 190.84 | 29450.13 | 4485.45 | 2398.5 | 11070 | 11070 | 61.5 | 24569.25 | 300.63 | 29.66 | -50.71 | 17.41 | 23.9 | 0 | 0 | 0.5 | 0.5 | 1 | 0.5 | 0 | 15225.01 | 0 | 8476.51 | 0 | 4026.68 | 0 | 1721.94 | 0 | 2262.3 | 0 | 945.83 | 0 | 393.42 | 0 | 192.14 | 691.76
5865 | 16.1 | 1411.34 | 660 | 131.35 | 2202.69 | 740.21 | 444.13 | 11547.34 | 3387.03 | 14490.24 | 190.84 | 41725.11 | 6603.35 | 2398.5 | 11070 | 11070 | 61.5 | 24569.25 | 307.01 | 36.03 | -47.06 | 21.05 | 23.9 | 0 | 0 | 0.5 | 0.5 | 1 | 0.5 | 0 | 18040.24 | 0 | 13929.12 | 0 | 6833.52 | 0 | 2922.23 | 0 | 2680.62 | 0 | 1554.24 | 0 | 667.66 | 0 | 326.07 | 1374.76
5866 | 18.6 | 1411.34 | 660 | 131.35 | 2202.69 | 740.21 | 444.13 | 11547.34 | 3387.03 | 14490.24 | 190.84 | 46806.97 | 7670.59 | 2398.5 | 11070 | 11070 | 61.5 | 24569.25 | 310.97 | 40 | -44.18 | 23.94 | 23.94 | 0 | 0 | 0.5 | 0.5 | 1 | 0.5 | 0 | 16314.79 | 0 | 18858.66 | 0 | 8148.82 | 0 | 3484.69 | 0 | 2424.23 | 0 | 2104.29 | 0 | 796.17 | 0 | 388.83 | 1957.07
5867 | 20.6 | 1411.34 | 660 | 131.35 | 2202.69 | 740.21 | 444.13 | 11547.34 | 3387.03 | 14490.24 | 190.84 | 44625.89 | 7707.61 | 2398.5 | 11070 | 11070 | 61.5 | 24569.25 | 312.23 | 41.25 | -42.35 | 25.77 | 24 | 0 | -25.92 | 0.5 | 0.5 | 1 | 0.5 | 0 | 9919.53 | 0 | 22218 | 0 | 8747.61 | 0 | 3740.75 | 0 | 1473.95 | 0 | 2479.13 | 0 | 854.67 | 0 | 417.4 | 2482.45
5868 | 21.6 | 1411.34 | 660 | 131.35 | 2202.69 | 740.21 | 444.13 | 11547.34 | 3387.03 | 14490.24 | 190.84 | 49581.23 | 8338.39 | 2398.5 | 11070 | 11070 | 61.5 | 24569.25 | 314.66 | 43.68 | -40.98 | 27.13 | 24 | 0 | -45.99 | 0.5 | 0.5 | 1 | 0.5 | 0 | 6727.24 | 0 | 21678.86 | 0 | 17339.43 | 0 | 3835.71 | 0 | 999.61 | 0 | 2418.97 | 0 | 1694.13 | 0 | 428 | 2797.68
5869 | 22.3 | 1411.34 | 660 | 131.35 | 2202.69 | 740.21 | 444.13 | 11547.34 | 3387.03 | 14490.24 | 190.84 | 57507.96 | 9046 | 2398.5 | 11070 | 11070 | 61.5 | 24569.25 | 317.64 | 46.67 | -39.7 | 28.41 | 24 | 0 | -64.77 | 0.5 | 0.5 | 1 | 0.5 | 0 | 6958.31 | 0 | 17775.34 | 0 | 28806.87 | 0 | 3967.46 | 0 | 1033.94 | 0 | 1983.41 | 0 | 2814.54 | 0 | 442.7 | 2771.41
5870 | 23.3 | 1411.34 | 660 | 131.35 | 2202.69 | 740.21 | 444.13 | 11547.34 | 3387.03 | 14490.24 | 190.84 | 59583.78 | 8908.8 | 2398.5 | 11070 | 11070 | 61.5 | 24569.25 | 319.09 | 48.11 | -38.58 | 29.53 | 24 | 0 | -81.2 | 0.5 | 0.5 | 1 | 0.5 | 0 | 7140.95 | 0 | 12691.42 | 0 | 35679.81 | 0 | 4071.59 | 0 | 1061.08 | 0 | 1416.14 | 0 | 3486.05 | 0 | 454.32 | 2491.21
5871 | 23.5 | 1411.34 | 660 | 131.35 | 2202.69 | 740.21 | 444.13 | 11547.34 | 3387.03 | 14490.24 | 190.84 | 56790.86 | 8207.21 | 2398.5 | 11070 | 11070 | 61.5 | 24569.25 | 318.32 | 47.35 | -38.62 | 29.49 | 24 | 0 | -80.6 | 0.5 | 0.5 | 1 | 0.5 | 0 | 6751.73 | 0 | 7741.17 | 0 | 38448.29 | 0 | 3849.67 | 0 | 1003.25 | 0 | 863.78 | 0 | 3756.54 | 0 | 429.55 | 2154.09
5872 | 24.8 | 1411.34 | 660 | 131.35 | 2202.69 | 740.21 | 444.13 | 11547.34 | 3387.03 | 14490.24 | 190.84 | 46034.24 | 6526.05 | 2398.5 | 11070 | 11070 | 61.5 | 24569.25 | 316.15 | 45.17 | -38.19 | 29.93 | 24 | 0 | -78.12 | 0.5 | 0.5 | 1 | 0.5 | 0 | 6152.62 | 0 | 3508.07 | 0 | 32699.31 | 0 | 3674.24 | 0 | 914.22 | 0 | 391.44 | 0 | 3194.85 | 0 | 409.98 | 1615.56
5873 | 24.6 | 1411.34 | 660 | 131.35 | 2202.69 | 740.21 | 444.13 | 11547.34 | 3387.03 | 14490.24 | 190.84 | 41345.31 | 5571.98 | 2398.5 | 11070 | 11070 | 61.5 | 24569.25 | 314.43 | 43.46 | -38.77 | 29.34 | 24 | 0 | -71.8 | 0.5 | 0.5 | 1 | 0.5 | 0 | 4879.64 | 0 | 2782.25 | 0 | 28172.76 | 0 | 5510.66 | 0 | 725.07 | 0 | 310.45 | 0 | 2752.58 | 0 | 614.89 | 1168.99
5874 | 23.8 | 1411.34 | 660 | 131.35 | 2202.69 | 740.21 | 444.13 | 11547.34 | 3387.03 | 14490.24 | 190.84 | 43422.95 | 5355.2 | 2398.5 | 11070 | 11070 | 61.5 | 24569.25 | 314.2 | 43.23 | -39.43 | 28.68 | 24 | 0 | -68.73 | 0.5 | 0.5 | 1 | 0.5 | 0 | 3134.23 | 0 | 1787.06 | 0 | 30289.24 | 0 | 8212.42 | 0 | 465.72 | 0 | 199.4 | 0 | 2959.37 | 0 | 916.36 | 814.35
5875 | 22 | 1411.34 | 660 | 131.35 | 2202.69 | 740.21 | 444.13 | 11547.34 | 3387.03 | 14490.24 | 190.84 | 15452.88 | 1854.08 | 2398.5 | 11070 | 11070 | 61.5 | 24569.25 | 304.02 | 33.05 | -43.35 | 24.76 | 24 | 0 | -11.18 | 0.5 | 0.5 | 1 | 0.5 | 0 | 1228.83 | 0 | 700.65 | 0 | 9696.59 | 0 | 3826.81 | 0 | 182.59 | 0 | 78.18 | 0 | 947.39 | 0 | 427 | 218.91
5876 | 19.9 | 1411.34 | 660 | 131.35 | 2202.69 | 740.21 | 444.13 | 11547.34 | 3387.03 | 14490.24 | 190.84 | 530.02 | 88.23 | 2398.5 | 11070 | 11070 | 61.5 | 24569.25 | 297.57 | 26.6 | -46.56 | 21.55 | 23.9 | 0 | 0 | 0.5 | 0.5 | 1 | 0.5 | 0 | 152.58 | 0 | 87 | 0 | 203.44 | 0 | 87 | 0 | 22.67 | 0 | 9.71 | 0 | 19.88 | 0 | 9.71 | 26.27
5877 | 20.2 | 1411.34 | 660 | 131.35 | 2202.69 | 740.21 | 444.13 | 11547.34 | 3387.03 | 14490.24 | 190.84 | 0 | 0 | 2398.5 | 11070 | 11070 | 61.5 | 24569.25 | 297.68 | 26.7 | -46.31 | 21.81 | 23.9 | 0 | 0 | 0.5 | 0.5 | 1 | 0.5 | 0 | 0 | 0 | 0 | 0 | 0 | 0 | 0 | 0 | 0 | 0 | 0 | 0 | 0 | 0 | 0 | 0
5878 | 17.2 | 1411.34 | 660 | 131.35 | 2202.69 | 740.21 | 444.13 | 11547.34 | 3387.03 | 14490.24 | 190.84 | 0 | 0 | 2398.5 | 11070 | 11070 | 61.5 | 24569.25 | 294.92 | 23.95 | -49.27 | 18.84 | 23.9 | 0 | 0 | 0.5 | 0.5 | 1 | 0.5 | 0 | 0 | 0 | 0 | 0 | 0 | 0 | 0 | 0 | 0 | 0 | 0 | 0 | 0 | 0 | 0 | 0
5879 | 16 | 1411.34 | 660 | 131.35 | 2202.69 | 740.21 | 444.13 | 11547.34 | 3387.03 | 14490.24 | 190.84 | 0 | 0 | 2398.5 | 11070 | 11070 | 61.5 | 24569.25 | 293.82 | 22.85 | -50.45 | 17.66 | 22.85 | 0 | 0 | 0.5 | 0.5 | 1 | 0.5 | 0 | 0 | 0 | 0 | 0 | 0 | 0 | 0 | 0 | 0 | 0 | 0 | 0 | 0 | 0 | 0 | 0
5880 | 14.2 | 1411.34 | 660 | 131.35 | 2202.69 | 740.21 | 444.13 | 11547.34 | 3387.03 | 14490.24 | 190.84 | 0 | 0 | 2398.5 | 11070 | 11070 | 61.5 | 24569.25 | 292.14 | 21.16 | -52.23 | 15.88 | 21.16 | 0 | 0 | 0.5 | 0.5 | 1 | 0.5 | 0 | 0 | 0 | 0 | 0 | 0 | 0 | 0 | 0 | 0 | 0 | 0 | 0 | 0 | 0 | 0 | 0
5881 | 13.5 | 1411.34 | 660 | 131.35 | 2202.69 | 740.21 | 444.13 | 11547.34 | 3387.03 | 14490.24 | 190.84 | 0 | 0 | 2398.5 | 2214 | 2214 | 61.5 | 6857.25 | 286.65 | 15.67 | -54.13 | 13.99 | 20 | 15.98 | 0 | 0.5 | 0.1 | 0.5 | 0.5 | 0 | 0 | 0 | 0 | 0 | 0 | 0 | 0 | 0 | 0 | 0 | 0 | 0 | 0 | 0 | 0 | 0
5882 | 13.1 | 1411.34 | 660 | 131.35 | 2202.69 | 740.21 | 444.13 | 11547.34 | 3387.03 | 14490.24 | 190.84 | 0 | 0 | 2398.5 | 2214 | 2214 | 61.5 | 6857.25 | 286.24 | 15.27 | -54.52 | 13.59 | 20 | 17.47 | 0 | 0.5 | 0.1 | 0.5 | 0.5 | 0 | 0 | 0 | 0 | 0 | 0 | 0 | 0 | 0 | 0 | 0 | 0 | 0 | 0 | 0 | 0 | 0
5883 | 12.2 | 1411.34 | 660 | 131.35 | 2202.69 | 740.21 | 444.13 | 11547.34 | 3387.03 | 14490.24 | 190.84 | 0 | 0 | 2398.5 | 2214 | 2214 | 61.5 | 6857.25 | 285.42 | 14.44 | -55.41 | 12.7 | 20 | 20.52 | 0 | 0.5 | 0.1 | 0.5 | 0.5 | 0 | 0 | 0 | 0 | 0 | 0 | 0 | 0 | 0 | 0 | 0 | 0 | 0 | 0 | 0 | 0 | 0
5884 | 12 | 1411.34 | 660 | 131.35 | 2202.69 | 740.21 | 444.13 | 11547.34 | 3387.03 | 14490.24 | 190.84 | 0 | 0 | 2398.5 | 2214 | 2214 | 61.5 | 6857.25 | 285.23 | 14.26 | -55.61 | 12.51 | 20 | 21.19 | 0 | 0.5 | 0.1 | 0.5 | 0.5 | 0 | 0 | 0 | 0 | 0 | 0 | 0 | 0 | 0 | 0 | 0 | 0 | 0 | 0 | 0 | 0 | 0
5885 | 12.3 | 1411.34 | 660 | 131.35 | 2202.69 | 740.21 | 444.13 | 11547.34 | 3387.03 | 14490.24 | 190.84 | 0 | 0 | 2398.5 | 2214 | 2214 | 61.5 | 6857.25 | 285.51 | 14.53 | -55.31 | 12.8 | 20 | 20.18 | 0 | 0.5 | 0.1 | 0.5 | 0.5 | 0 | 0 | 0 | 0 | 0 | 0 | 0 | 0 | 0 | 0 | 0 | 0 | 0 | 0 | 0 | 0 | 0
5886 | 12.2 | 1411.34 | 660 | 131.35 | 2202.69 | 740.21 | 444.13 | 11547.34 | 3387.03 | 14490.24 | 190.84 | 0 | 0 | 2398.5 | 2214 | 2214 | 61.5 | 6857.25 | 285.42 | 14.44 | -55.41 | 12.7 | 20 | 20.52 | 0 | 0.5 | 0.1 | 0.5 | 0.5 | 0 | 0 | 0 | 0 | 0 | 0 | 0 | 0 | 0 | 0 | 0 | 0 | 0 | 0 | 0 | 0 | 0
5887 | 14.1 | 1411.34 | 660 | 131.35 | 2202.69 | 740.21 | 444.13 | 11547.34 | 3387.03 | 14490.24 | 190.84 | 33281.9 | 2410.52 | 2398.5 | 2214 | 2214 | 61.5 | 6857.25 | 296.83 | 25.86 | -51.1 | 17.01 | 23.9 | 0 | 0 | 0.5 | 0.1 | 0.5 | 0.5 | 0 | 23024.06 | 0 | 8594.87 | 0 | 1164.85 | 0 | 498.12 | 0 | 1710.59 | 0 | 479.52 | 0 | 56.9 | 0 | 27.79 | 135.72
5888 | 16.2 | 1411.34 | 660 | 131.35 | 2202.69 | 740.21 | 177.65 | 11280.86 | 3120.55 | 14223.76 | 190.84 | 19519.63 | 2964.37 | 959.4 | 4428 | 4428 | 24.6 | 9827.7 | 315.86 | 25.81 | -50.95 | 18.43 | 23.9 | 0 | 0 | 0.2 | 0.2 | 1 | 0.2 | 0 | 9810.21 | 0 | 5509.68 | 0 | 2941.75 | 0 | 1257.99 | 0 | 1457.71 | 0 | 614.78 | 0 | 287.42 | 0 | 140.37 | 464.09
5889 | 19.1 | 1411.34 | 660 | 131.35 | 2202.69 | 740.21 | 177.65 | 11280.86 | 3120.55 | 14223.76 | 190.84 | 36866 | 5813.71 | 959.4 | 4428 | 4428 | 24.6 | 9827.7 | 324.34 | 34.29 | -46.69 | 22.69 | 23.9 | 0 | 0 | 0.2 | 0.2 | 1 | 0.2 | 0 | 15521.24 | 0 | 11937.82 | 0 | 6589.2 | 0 | 2817.75 | 0 | 2306.32 | 0 | 1332.05 | 0 | 643.79 | 0 | 314.41 | 1217.15
5890 | 22.4 | 1411.34 | 660 | 131.35 | 2202.69 | 740.21 | 177.65 | 11280.86 | 3120.55 | 14223.76 | 190.84 | 43789.83 | 7134.38 | 959.4 | 4428 | 4428 | 24.6 | 9827.7 | 329.72 | 39.67 | -42.86 | 26.52 | 24 | 0 | -36.28 | 0.2 | 0.2 | 1 | 0.2 | 0 | 14939.3 | 0 | 16788.7 | 0 | 8448.84 | 0 | 3612.99 | 0 | 2219.85 | 0 | 1873.32 | 0 | 825.48 | 0 | 403.15 | 1812.58
5891 | 24.2 | 1411.34 | 660 | 131.35 | 2202.69 | 740.21 | 177.65 | 11280.86 | 3120.55 | 14223.76 | 190.84 | 42589.96 | 7279.91 | 959.4 | 4428 | 4428 | 24.6 | 9827.7 | 331.05 | 41 | -41.15 | 28.22 | 24 | 0 | -58.6 | 0.2 | 0.2 | 1 | 0.2 | 0 | 9620.17 | 0 | 19908.81 | 0 | 9148.7 | 0 | 3912.27 | 0 | 1429.47 | 0 | 2221.47 | 0 | 893.86 | 0 | 436.54 | 2298.57
5892 | 25.4 | 1411.34 | 660 | 131.35 | 2202.69 | 740.21 | 177.65 | 11280.86 | 3120.55 | 14223.76 | 190.84 | 48723.51 | 8151.56 | 959.4 | 4428 | 4428 | 24.6 | 9827.7 | 334.17 | 44.12 | -39.48 | 29.89 | 24 | 0 | -69.35 | 0.2 | 0.2 | 1 | 0.2 | 0 | 6822.11 | 0 | 20793.75 | 0 | 17217.85 | 0 | 3889.8 | 0 | 1013.7 | 0 | 2320.21 | 0 | 1682.25 | 0 | 434.03 | 2701.36
5893 | 26.4 | 1411.34 | 660 | 131.35 | 2202.69 | 740.21 | 177.65 | 11280.86 | 3120.55 | 14223.76 | 190.84 | 51147 | 7988.53 | 959.4 | 4428 | 4428 | 24.6 | 9827.7 | 335.73 | 45.68 | -38.34 | 31.03 | 24 | 0 | -74.74 | 0.2 | 0.2 | 1 | 0.2 | 0 | 7792.69 | 0 | 14372.48 | 0 | 24538.63 | 0 | 4443.2 | 0 | 1157.92 | 0 | 1603.71 | 0 | 2397.52 | 0 | 495.78 | 2333.59
5894 | 26.9 | 1411.34 | 660 | 131.35 | 2202.69 | 740.21 | 177.65 | 11280.86 | 3120.55 | 14223.76 | 190.84 | 66082.44 | 9835.87 | 959.4 | 4428 | 4428 | 24.6 | 9827.7 | 341.05 | 51 | -36.68 | 32.69 | 24 | 0 | -93.08 | 0.2 | 0.2 | 1 | 0.2 | 0 | 6476.2 | 0 | 14474.03 | 0 | 41439.65 | 0 | 3692.57 | 0 | 962.31 | 0 | 1615.04 | 0 | 4048.81 | 0 | 412.02 | 2797.68
5895 | 27.3 | 1411.34 | 660 | 131.35 | 2202.69 | 740.21 | 177.65 | 11280.86 | 3120.55 | 14223.76 | 190.84 | 62055.46 | 8878.77 | 959.4 | 4428 | 4428 | 24.6 | 9827.7 | 339.96 | 49.91 | -36.63 | 32.74 | 24 | 0 | -89.34 | 0.2 | 0.2 | 1 | 0.2 | 0 | 6387.84 | 0 | 8305.72 | 0 | 43719.71 | 0 | 3642.19 | 0 | 949.18 | 0 | 926.77 | 0 | 4271.58 | 0 | 406.4 | 2324.84
5896 | 27.7 | 1411.34 | 660 | 131.35 | 2202.69 | 740.21 | 177.65 | 11280.86 | 3120.55 | 14223.76 | 190.84 | 63628.08 | 8677.26 | 959.4 | 4428 | 4428 | 24.6 | 9827.7 | 340.72 | 50.67 | -36.14 | 33.23 | 24 | 0 | -91.96 | 0.2 | 0.2 | 1 | 0.2 | 0 | 5128.22 | 0 | 2923.98 | 0 | 52381.67 | 0 | 3194.2 | 0 | 762.01 | 0 | 326.26 | 0 | 5117.89 | 0 | 356.42 | 2114.68
5897 | 27.4 | 1411.34 | 660 | 131.35 | 2202.69 | 740.21 | 177.65 | 11280.86 | 3120.55 | 14223.76 | 190.84 | 64984.98 | 8265.11 | 959.4 | 4428 | 4428 | 24.6 | 9827.7 | 340.73 | 50.68 | -36.37 | 33 | 24 | 0 | -91.97 | 0.2 | 0.2 | 1 | 0.2 | 0 | 4048.27 | 0 | 2308.22 | 0 | 50674.34 | 0 | 7954.14 | 0 | 601.54 | 0 | 257.56 | 0 | 4951.07 | 0 | 887.54 | 1567.4
5898 | 26.2 | 1411.34 | 660 | 131.35 | 2202.69 | 740.21 | 444.13 | 11547.34 | 3387.03 | 14490.24 | 190.84 | 51399.01 | 6203.73 | 2398.5 | 11070 | 11070 | 61.5 | 24569.25 | 318.8 | 47.82 | -36.46 | 31.65 | 24 | 0 | -87.91 | 0.5 | 0.5 | 1 | 0.5 | 0 | 2901.49 | 0 | 1654.36 | 0 | 37072.46 | 0 | 9770.7 | 0 | 431.14 | 0 | 184.6 | 0 | 3622.12 | 0 | 1090.24 | 875.64
5899 | 23.9 | 1411.34 | 660 | 131.35 | 2202.69 | 740.21 | 444.13 | 11547.34 | 3387.03 | 14490.24 | 190.84 | 20299.49 | 2392.49 | 2398.5 | 11070 | 11070 | 61.5 | 24569.25 | 307.23 | 36.25 | -41.11 | 27 | 24 | 0 | -44.09 | 0.5 | 0.5 | 1 | 0.5 | 0 | 1194.56 | 0 | 681.11 | 0 | 13247.65 | 0 | 5176.17 | 0 | 177.5 | 0 | 76 | 0 | 1294.35 | 0 | 577.57 | 267.07
5900 | 20.6 | 1411.34 | 660 | 131.35 | 2202.69 | 740.21 | 444.13 | 11547.34 | 3387.03 | 14490.24 | 190.84 | 261.78 | 43.74 | 2398.5 | 11070 | 11070 | 61.5 | 24569.25 | 298.13 | 27.15 | -45.89 | 22.22 | 23.9 | 0 | 0 | 0.5 | 0.5 | 1 | 0.5 | 0 | 75.36 | 0 | 42.97 | 0 | 100.48 | 0 | 42.97 | 0 | 11.2 | 0 | 4.79 | 0 | 9.82 | 0 | 4.79 | 13.13
5901 | 21.2 | 1411.34 | 660 | 131.35 | 2202.69 | 740.21 | 444.13 | 11547.34 | 3387.03 | 14490.24 | 190.84 | 0 | 0 | 2398.5 | 11070 | 11070 | 61.5 | 24569.25 | 298.6 | 27.62 | -45.32 | 22.79 | 23.9 | 0 | 0 | 0.5 | 0.5 | 1 | 0.5 | 0 | 0 | 0 | 0 | 0 | 0 | 0 | 0 | 0 | 0 | 0 | 0 | 0 | 0 | 0 | 0 | 0
5902 | 22.1 | 1411.34 | 660 | 131.35 | 2202.69 | 740.21 | 444.13 | 11547.34 | 3387.03 | 14490.24 | 190.84 | 0 | 0 | 2398.5 | 11070 | 11070 | 61.5 | 24569.25 | 299.42 | 28.45 | -44.43 | 23.68 | 23.9 | 0 | 0 | 0.5 | 0.5 | 1 | 0.5 | 0 | 0 | 0 | 0 | 0 | 0 | 0 | 0 | 0 | 0 | 0 | 0 | 0 | 0 | 0 | 0 | 0
5903 | 22 | 1411.34 | 660 | 131.35 | 2202.69 | 740.21 | 444.13 | 11547.34 | 3387.03 | 14490.24 | 190.84 | 0 | 0 | 2398.5 | 11070 | 11070 | 61.5 | 24569.25 | 299.33 | 28.35 | -44.53 | 23.58 | 23.9 | 0 | 0 | 0.5 | 0.5 | 1 | 0.5 | 0 | 0 | 0 | 0 | 0 | 0 | 0 | 0 | 0 | 0 | 0 | 0 | 0 | 0 | 0 | 0 | 0
5904 | 22.3 | 1411.34 | 660 | 131.35 | 2202.69 | 740.21 | 444.13 | 11547.34 | 3387.03 | 14490.24 | 190.84 | 0 | 0 | 2398.5 | 11070 | 11070 | 61.5 | 24569.25 | 299.61 | 28.63 | -44.24 | 23.88 | 23.9 | 0 | 0 | 0.5 | 0.5 | 1 | 0.5 | 0 | 0 | 0 | 0 | 0 | 0 | 0 | 0 | 0 | 0 | 0 | 0 | 0 | 0 | 0 | 0 | 0
5905 | 22 | 1411.34 | 660 | 131.35 | 2202.69 | 740.21 | 444.13 | 11547.34 | 3387.03 | 14490.24 | 190.84 | 0 | 0 | 2398.5 | 2214 | 2214 | 61.5 | 6857.25 | 294.53 | 23.55 | -45.74 | 22.38 | 23.55 | 0 | 0 | 0.5 | 0.1 | 0.5 | 0.5 | 0 | 0 | 0 | 0 | 0 | 0 | 0 | 0 | 0 | 0 | 0 | 0 | 0 | 0 | 0 | 0 | 0
5906 | 18.9 | 1411.34 | 660 | 131.35 | 2202.69 | 740.21 | 444.13 | 11547.34 | 3387.03 | 14490.24 | 190.84 | 0 | 0 | 2398.5 | 2214 | 2214 | 61.5 | 6857.25 | 291.67 | 20.7 | -48.8 | 19.32 | 20.7 | 0 | 0 | 0.5 | 0.1 | 0.5 | 0.5 | 0 | 0 | 0 | 0 | 0 | 0 | 0 | 0 | 0 | 0 | 0 | 0 | 0 | 0 | 0 | 0 | 0
5907 | 18.5 | 1411.34 | 660 | 131.35 | 2202.69 | 740.21 | 444.13 | 11547.34 | 3387.03 | 14490.24 | 190.84 | 0 | 0 | 2398.5 | 2214 | 2214 | 61.5 | 6857.25 | 291.22 | 20.24 | -49.19 | 18.92 | 20.24 | 0 | 0 | 0.5 | 0.1 | 0.5 | 0.5 | 0 | 0 | 0 | 0 | 0 | 0 | 0 | 0 | 0 | 0 | 0 | 0 | 0 | 0 | 0 | 0 | 0
5908 | 18.5 | 1411.34 | 660 | 131.35 | 2202.69 | 740.21 | 444.13 | 11547.34 | 3387.03 | 14490.24 | 190.84 | 0 | 0 | 2398.5 | 2214 | 2214 | 61.5 | 6857.25 | 291.21 | 20.23 | -49.19 | 18.92 | 20.23 | 0 | 0 | 0.5 | 0.1 | 0.5 | 0.5 | 0 | 0 | 0 | 0 | 0 | 0 | 0 | 0 | 0 | 0 | 0 | 0 | 0 | 0 | 0 | 0 | 0
5909 | 18.2 | 1411.34 | 660 | 131.35 | 2202.69 | 740.21 | 444.13 | 11547.34 | 3387.03 | 14490.24 | 190.84 | 0 | 0 | 2398.5 | 2214 | 2214 | 61.5 | 6857.25 | 290.93 | 19.95 | -49.49 | 18.63 | 20 | 0.17 | 0 | 0.5 | 0.1 | 0.5 | 0.5 | 0 | 0 | 0 | 0 | 0 | 0 | 0 | 0 | 0 | 0 | 0 | 0 | 0 | 0 | 0 | 0 | 0
5910 | 17.7 | 1411.34 | 660 | 131.35 | 2202.69 | 740.21 | 444.13 | 11547.34 | 3387.03 | 14490.24 | 190.84 | 0 | 0 | 2398.5 | 2214 | 2214 | 61.5 | 6857.25 | 290.47 | 19.49 | -49.98 | 18.13 | 20 | 1.89 | 0 | 0.5 | 0.1 | 0.5 | 0.5 | 0 | 0 | 0 | 0 | 0 | 0 | 0 | 0 | 0 | 0 | 0 | 0 | 0 | 0 | 0 | 0 | 0
5911 | 18 | 1411.34 | 660 | 131.35 | 2202.69 | 740.21 | 444.13 | 11547.34 | 3387.03 | 14490.24 | 190.84 | 2079.89 | 170.52 | 2398.5 | 2214 | 2214 | 61.5 | 6857.25 | 291.35 | 20.37 | -49.53 | 18.58 | 20.37 | 0 | 0 | 0.5 | 0.1 | 0.5 | 0.5 | 0 | 630.51 | 0 | 348.99 | 0 | 770.79 | 0 | 329.61 | 0 | 46.84 | 0 | 19.47 | 0 | 37.65 | 0 | 18.39 | 48.16
5912 | 18.3 | 1411.34 | 660 | 131.35 | 2202.69 | 740.21 | 177.65 | 11280.86 | 3120.55 | 14223.76 | 190.84 | 5721.32 | 471.09 | 959.4 | 4428 | 4428 | 24.6 | 9827.7 | 312.9 | 22.85 | -50.01 | 19.37 | 22.85 | 0 | 0 | 0.2 | 0.2 | 1 | 0.2 | 0 | 1682.49 | 0 | 958.98 | 0 | 2157.31 | 0 | 922.54 | 0 | 125 | 0 | 53.5 | 0 | 105.39 | 0 | 51.47 | 135.72
5913 | 18.2 | 1411.34 | 660 | 131.35 | 2202.69 | 740.21 | 177.65 | 11280.86 | 3120.55 | 14223.76 | 190.84 | 3368.95 | 280.22 | 959.4 | 4428 | 4428 | 24.6 | 9827.7 | 312.17 | 22.12 | -50.28 | 19.09 | 22.12 | 0 | 0 | 0.2 | 0.2 | 1 | 0.2 | 0 | 973.4 | 0 | 557.34 | 0 | 1287.59 | 0 | 550.62 | 0 | 72.32 | 0 | 31.09 | 0 | 62.9 | 0 | 30.72 | 83.19
5914 | 18.6 | 1411.34 | 660 | 131.35 | 2202.69 | 740.21 | 177.65 | 11280.86 | 3120.55 | 14223.76 | 190.84 | 13178.18 | 1086.01 | 959.4 | 4428 | 4428 | 24.6 | 9827.7 | 315.58 | 25.53 | -49.15 | 20.22 | 23.9 | 0 | 0 | 0.2 | 0.2 | 1 | 0.2 | 0 | 3804.02 | 0 | 2207.51 | 0 | 5019.95 | 0 | 2146.69 | 0 | 282.62 | 0 | 123.16 | 0 | 245.23 | 0 | 119.77 | 315.23
5915 | 19.6 | 1411.34 | 660 | 131.35 | 2202.69 | 740.21 | 177.65 | 11280.86 | 3120.55 | 14223.76 | 190.84 | 19541.13 | 3208.18 | 959.4 | 4428 | 4428 | 24.6 | 9827.7 | 319.01 | 28.96 | -47.57 | 21.8 | 23.9 | 0 | 0 | 0.2 | 0.2 | 1 | 0.2 | 0 | 5450.76 | 0 | 4030.69 | 0 | 7046.41 | 0 | 3013.27 | 0 | 809.93 | 0 | 449.75 | 0 | 688.46 | 0 | 336.23 | 923.8
5916 | 20.3 | 1411.34 | 660 | 131.35 | 2202.69 | 740.21 | 177.65 | 11280.86 | 3120.55 | 14223.76 | 190.84 | 30380.13 | 4933.05 | 959.4 | 4428 | 4428 | 24.6 | 9827.7 | 323.29 | 33.24 | -46.01 | 23.36 | 23.9 | 0 | 0 | 0.2 | 0.2 | 1 | 0.2 | 0 | 7154.89 | 0 | 7783.8 | 0 | 11361.89 | 0 | 4079.54 | 0 | 1063.15 | 0 | 868.53 | 0 | 1110.1 | 0 | 455.2 | 1436.06
5917 | 20.7 | 1411.34 | 660 | 131.35 | 2202.69 | 740.21 | 177.65 | 11280.86 | 3120.55 | 14223.76 | 190.84 | 35903.74 | 5703.95 | 959.4 | 4428 | 4428 | 24.6 | 9827.7 | 325.48 | 35.43 | -45.18 | 24.19 | 24 | 0 | -2.78 | 0.2 | 0.2 | 1 | 0.2 | 0 | 7730.98 | 0 | 8123.32 | 0 | 15641.42 | 0 | 4408.02 | 0 | 1148.76 | 0 | 906.42 | 0 | 1528.23 | 0 | 491.86 | 1628.7
5918 | 20.5 | 1411.34 | 660 | 131.35 | 2202.69 | 740.21 | 177.65 | 11280.86 | 3120.55 | 14223.76 | 190.84 | 42363.37 | 6470.17 | 959.4 | 4428 | 4428 | 24.6 | 9827.7 | 327.4 | 37.35 | -44.88 | 24.5 | 24 | 0 | -7.16 | 0.2 | 0.2 | 1 | 0.2 | 0 | 7690.76 | 0 | 8248.03 | 0 | 22039.51 | 0 | 4385.08 | 0 | 1142.78 | 0 | 920.33 | 0 | 2153.34 | 0 | 489.3 | 1764.42
5919 | 20.6 | 1411.34 | 660 | 131.35 | 2202.69 | 740.21 | 177.65 | 11280.86 | 3120.55 | 14223.76 | 190.84 | 18879.43 | 3053.7 | 959.4 | 4428 | 4428 | 24.6 | 9827.7 | 319.69 | 29.64 | -46.64 | 22.73 | 23.9 | 0 | 0 | 0.2 | 0.2 | 1 | 0.2 | 0 | 5173.08 | 0 | 3056.21 | 0 | 7700.59 | 0 | 2949.56 | 0 | 768.67 | 0 | 341.02 | 0 | 752.38 | 0 | 329.12 | 862.51
5920 | 20.9 | 1411.34 | 660 | 131.35 | 2202.69 | 740.21 | 177.65 | 11280.86 | 3120.55 | 14223.76 | 190.84 | 27901.82 | 4228 | 959.4 | 4428 | 4428 | 24.6 | 9827.7 | 322.91 | 32.86 | -45.64 | 23.73 | 23.9 | 0 | 0 | 0.2 | 0.2 | 1 | 0.2 | 0 | 5703.37 | 0 | 3251.92 | 0 | 15653.6 | 0 | 3292.93 | 0 | 847.47 | 0 | 362.86 | 0 | 1529.42 | 0 | 367.43 | 1120.82
5921 | 20.8 | 1411.34 | 660 | 131.35 | 2202.69 | 740.21 | 177.65 | 11280.86 | 3120.55 | 14223.76 | 190.84 | 21969.48 | 3243.61 | 959.4 | 4428 | 4428 | 24.6 | 9827.7 | 320.81 | 30.77 | -46.22 | 23.15 | 23.9 | 0 | 0 | 0.2 | 0.2 | 1 | 0.2 | 0 | 4272.26 | 0 | 2435.94 | 0 | 12041.81 | 0 | 3219.48 | 0 | 634.82 | 0 | 271.81 | 0 | 1176.53 | 0 | 359.24 | 801.21
5922 | 20.3 | 1411.34 | 660 | 131.35 | 2202.69 | 740.21 | 444.13 | 11547.34 | 3387.03 | 14490.24 | 190.84 | 24479.04 | 3240.7 | 2398.5 | 11070 | 11070 | 61.5 | 24569.25 | 305.28 | 34.3 | -44.32 | 23.79 | 23.9 | 0 | 0 | 0.5 | 0.5 | 1 | 0.5 | 0 | 3037.98 | 0 | 1732.18 | 0 | 15255.97 | 0 | 4452.91 | 0 | 451.42 | 0 | 193.28 | 0 | 1490.57 | 0 | 496.87 | 608.57
5923 | 17.9 | 1411.34 | 660 | 131.35 | 2202.69 | 740.21 | 444.13 | 11547.34 | 3387.03 | 14490.24 | 190.84 | 3208.53 | 472.27 | 2398.5 | 11070 | 11070 | 61.5 | 24569.25 | 296.56 | 25.59 | -48.33 | 19.79 | 23.9 | 0 | 0 | 0.5 | 0.5 | 1 | 0.5 | 0 | 693.29 | 0 | 395.29 | 0 | 1502.85 | 0 | 617.1 | 0 | 103.02 | 0 | 44.11 | 0 | 146.83 | 0 | 68.86 | 109.46
5924 | 17 | 1411.34 | 660 | 131.35 | 2202.69 | 740.21 | 444.13 | 11547.34 | 3387.03 | 14490.24 | 190.84 | 532.22 | 88.49 | 2398.5 | 11070 | 11070 | 61.5 | 24569.25 | 294.91 | 23.93 | -49.43 | 18.69 | 23.9 | 0 | 0 | 0.5 | 0.5 | 1 | 0.5 | 0 | 153.22 | 0 | 87.36 | 0 | 204.29 | 0 | 87.36 | 0 | 22.77 | 0 | 9.75 | 0 | 19.96 | 0 | 9.75 | 26.27
5925 | 16.3 | 1411.34 | 660 | 131.35 | 2202.69 | 740.21 | 444.13 | 11547.34 | 3387.03 | 14490.24 | 190.84 | 0 | 0 | 2398.5 | 11070 | 11070 | 61.5 | 24569.25 | 294.1 | 23.12 | -50.16 | 17.96 | 23.12 | 0 | 0 | 0.5 | 0.5 | 1 | 0.5 | 0 | 0 | 0 | 0 | 0 | 0 | 0 | 0 | 0 | 0 | 0 | 0 | 0 | 0 | 0 | 0 | 0
5926 | 16.2 | 1411.34 | 660 | 131.35 | 2202.69 | 740.21 | 444.13 | 11547.34 | 3387.03 | 14490.24 | 190.84 | 0 | 0 | 2398.5 | 11070 | 11070 | 61.5 | 24569.25 | 293.98 | 23.01 | -50.26 | 17.86 | 23.01 | 0 | 0 | 0.5 | 0.5 | 1 | 0.5 | 0 | 0 | 0 | 0 | 0 | 0 | 0 | 0 | 0 | 0 | 0 | 0 | 0 | 0 | 0 | 0 | 0
5927 | 16.3 | 1411.34 | 660 | 131.35 | 2202.69 | 740.21 | 444.13 | 11547.34 | 3387.03 | 14490.24 | 190.84 | 0 | 0 | 2398.5 | 11070 | 11070 | 61.5 | 24569.25 | 294.07 | 23.09 | -50.16 | 17.96 | 23.09 | 0 | 0 | 0.5 | 0.5 | 1 | 0.5 | 0 | 0 | 0 | 0 | 0 | 0 | 0 | 0 | 0 | 0 | 0 | 0 | 0 | 0 | 0 | 0 | 0
5928 | 16.4 | 1411.34 | 660 | 131.35 | 2202.69 | 740.21 | 444.13 | 11547.34 | 3387.03 | 14490.24 | 190.84 | 0 | 0 | 2398.5 | 11070 | 11070 | 61.5 | 24569.25 | 294.17 | 23.19 | -50.06 | 18.06 | 23.19 | 0 | 0 | 0.5 | 0.5 | 1 | 0.5 | 0 | 0 | 0 | 0 | 0 | 0 | 0 | 0 | 0 | 0 | 0 | 0 | 0 | 0 | 0 | 0 | 0
5929 | 14.7 | 1411.34 | 660 | 131.35 | 2202.69 | 740.21 | 444.13 | 11547.34 | 3387.03 | 14490.24 | 190.84 | 0 | 0 | 2398.5 | 2214 | 2214 | 61.5 | 6857.25 | 287.81 | 16.83 | -52.94 | 15.17 | 20 | 11.69 | 0 | 0.5 | 0.1 | 0.5 | 0.5 | 0 | 0 | 0 | 0 | 0 | 0 | 0 | 0 | 0 | 0 | 0 | 0 | 0 | 0 | 0 | 0 | 0
5930 | 14.1 | 1411.34 | 660 | 131.35 | 2202.69 | 740.21 | 444.13 | 11547.34 | 3387.03 | 14490.24 | 190.84 | 0 | 0 | 2398.5 | 2214 | 2214 | 61.5 | 6857.25 | 287.16 | 16.18 | -53.54 | 14.58 | 20 | 14.08 | 0 | 0.5 | 0.1 | 0.5 | 0.5 | 0 | 0 | 0 | 0 | 0 | 0 | 0 | 0 | 0 | 0 | 0 | 0 | 0 | 0 | 0 | 0 | 0
5931 | 13.4 | 1411.34 | 660 | 131.35 | 2202.69 | 740.21 | 444.13 | 11547.34 | 3387.03 | 14490.24 | 190.84 | 0 | 0 | 2398.5 | 2214 | 2214 | 61.5 | 6857.25 | 286.52 | 15.54 | -54.23 | 13.89 | 20 | 16.45 | 0 | 0.5 | 0.1 | 0.5 | 0.5 | 0 | 0 | 0 | 0 | 0 | 0 | 0 | 0 | 0 | 0 | 0 | 0 | 0 | 0 | 0 | 0 | 0
5932 | 12.8 | 1411.34 | 660 | 131.35 | 2202.69 | 740.21 | 444.13 | 11547.34 | 3387.03 | 14490.24 | 190.84 | 0 | 0 | 2398.5 | 2214 | 2214 | 61.5 | 6857.25 | 285.97 | 14.99 | -54.82 | 13.3 | 20 | 18.48 | 0 | 0.5 | 0.1 | 0.5 | 0.5 | 0 | 0 | 0 | 0 | 0 | 0 | 0 | 0 | 0 | 0 | 0 | 0 | 0 | 0 | 0 | 0 | 0
5933 | 12.4 | 1411.34 | 660 | 131.35 | 2202.69 | 740.21 | 444.13 | 11547.34 | 3387.03 | 14490.24 | 190.84 | 0 | 0 | 2398.5 | 2214 | 2214 | 61.5 | 6857.25 | 285.6 | 14.62 | -55.21 | 12.9 | 20 | 19.84 | 0 | 0.5 | 0.1 | 0.5 | 0.5 | 0 | 0 | 0 | 0 | 0 | 0 | 0 | 0 | 0 | 0 | 0 | 0 | 0 | 0 | 0 | 0 | 0
5934 | 12.2 | 1411.34 | 660 | 131.35 | 2202.69 | 740.21 | 444.13 | 11547.34 | 3387.03 | 14490.24 | 190.84 | 0 | 0 | 2398.5 | 2214 | 2214 | 61.5 | 6857.25 | 285.42 | 14.44 | -55.41 | 12.7 | 20 | 20.52 | 0 | 0.5 | 0.1 | 0.5 | 0.5 | 0 | 0 | 0 | 0 | 0 | 0 | 0 | 0 | 0 | 0 | 0 | 0 | 0 | 0 | 0 | 0 | 0
5935 | 12.8 | 1411.34 | 660 | 131.35 | 2202.69 | 740.21 | 444.13 | 11547.34 | 3387.03 | 14490.24 | 190.84 | 9677.73 | 773.12 | 2398.5 | 2214 | 2214 | 61.5 | 6857.25 | 288.8 | 17.82 | -54.11 | 14.01 | 20 | 8.03 | 0 | 0.5 | 0.1 | 0.5 | 0.5 | 0 | 4278.82 | 0 | 1954.56 | 0 | 2412.62 | 0 | 1031.71 | 0 | 317.9 | 0 | 109.05 | 0 | 117.86 | 0 | 57.56 | 170.75
5936 | 13.8 | 1411.34 | 660 | 131.35 | 2202.69 | 740.21 | 177.65 | 11280.86 | 3120.55 | 14223.76 | 190.84 | 60182.76 | 4554.44 | 959.4 | 4428 | 4428 | 24.6 | 9827.7 | 325.79 | 35.74 | -50.39 | 18.99 | 23.9 | 0 | 0 | 0.2 | 0.2 | 1 | 0.2 | 0 | 31348.91 | 0 | 17892.41 | 0 | 7664.05 | 0 | 3277.39 | 0 | 2329.09 | 0 | 998.24 | 0 | 374.4 | 0 | 182.85 | 669.87
5937 | 14.4 | 1411.34 | 660 | 131.35 | 2202.69 | 740.21 | 177.65 | 11280.86 | 3120.55 | 14223.76 | 190.84 | 7644.78 | 1251 | 959.4 | 4428 | 4428 | 24.6 | 9827.7 | 310.29 | 20.24 | -53.67 | 15.71 | 20.24 | 0 | 0 | 0.2 | 0.2 | 1 | 0.2 | 0 | 2245.16 | 0 | 1310.38 | 0 | 2864.35 | 0 | 1224.89 | 0 | 333.61 | 0 | 146.22 | 0 | 279.86 | 0 | 136.68 | 354.64
5938 | 15.7 | 1411.34 | 660 | 131.35 | 2202.69 | 740.21 | 177.65 | 11280.86 | 3120.55 | 14223.76 | 190.84 | 45322.14 | 3690.11 | 959.4 | 4428 | 4428 | 24.6 | 9827.7 | 322.96 | 32.91 | -49.6 | 19.77 | 23.9 | 0 | 0 | 0.2 | 0.2 | 1 | 0.2 | 0 | 13986.01 | 0 | 11688.04 | 0 | 13762.72 | 0 | 5885.37 | 0 | 1039.1 | 0 | 652.09 | 0 | 672.33 | 0 | 328.35 | 998.23
5939 | 16.7 | 1411.34 | 660 | 131.35 | 2202.69 | 740.21 | 177.65 | 11280.86 | 3120.55 | 14223.76 | 190.84 | 36170.38 | 6036.96 | 959.4 | 4428 | 4428 | 24.6 | 9827.7 | 322.03 | 31.98 | -49.09 | 20.29 | 23.9 | 0 | 0 | 0.2 | 0.2 | 1 | 0.2 | 0 | 8738.61 | 0 | 13544.7 | 0 | 9727.35 | 0 | 4159.72 | 0 | 1298.48 | 0 | 1511.35 | 0 | 950.4 | 0 | 464.15 | 1812.58
5940 | 16 | 1411.34 | 660 | 131.35 | 2202.69 | 740.21 | 177.65 | 11280.86 | 3120.55 | 14223.76 | 190.84 | 41326.46 | 6746.38 | 959.4 | 4428 | 4428 | 24.6 | 9827.7 | 323.1 | 33.05 | -49.37 | 20 | 23.9 | 0 | 0 | 0.2 | 0.2 | 1 | 0.2 | 0 | 7900.68 | 0 | 13739.02 | 0 | 15181.98 | 0 | 4504.77 | 0 | 1173.97 | 0 | 1533.03 | 0 | 1483.34 | 0 | 502.65 | 2053.39
5941 | 17.9 | 1411.34 | 660 | 131.35 | 2202.69 | 740.21 | 177.65 | 11280.86 | 3120.55 | 14223.76 | 190.84 | 59470.28 | 9262.88 | 959.4 | 4428 | 4428 | 24.6 | 9827.7 | 330.81 | 40.76 | -46.06 | 23.31 | 23.9 | 0 | 0 | 0.2 | 0.2 | 1 | 0.2 | 0 | 6750.69 | 0 | 18574.18 | 0 | 30296.33 | 0 | 3849.08 | 0 | 1003.09 | 0 | 2072.55 | 0 | 2960.07 | 0 | 429.49 | 2797.68
5942 | 13.2 | 1411.34 | 660 | 131.35 | 2202.69 | 740.21 | 177.65 | 11280.86 | 3120.55 | 14223.76 | 190.84 | 24019.86 | 3869.38 | 959.4 | 4428 | 4428 | 24.6 | 9827.7 | 314.71 | 24.66 | -53.53 | 15.84 | 23.9 | 0 | 0 | 0.2 | 0.2 | 1 | 0.2 | 0 | 6307.17 | 0 | 4116.2 | 0 | 10000.29 | 0 | 3596.19 | 0 | 937.19 | 0 | 459.29 | 0 | 977.07 | 0 | 401.27 | 1094.56
5943 | 17.5 | 1411.34 | 660 | 131.35 | 2202.69 | 740.21 | 177.65 | 11280.86 | 3120.55 | 14223.76 | 190.84 | 55641.16 | 8003.18 | 959.4 | 4428 | 4428 | 24.6 | 9827.7 | 328.97 | 38.93 | -46.81 | 22.56 | 23.9 | 0 | 0 | 0.2 | 0.2 | 1 | 0.2 | 0 | 6709.23 | 0 | 7623.22 | 0 | 37483.26 | 0 | 3825.44 | 0 | 996.93 | 0 | 850.61 | 0 | 3662.26 | 0 | 426.85 | 2066.52
5944 | 18.1 | 1411.34 | 660 | 131.35 | 2202.69 | 740.21 | 177.65 | 11280.86 | 3120.55 | 14223.76 | 190.84 | 64680.04 | 8761.68 | 959.4 | 4428 | 4428 | 24.6 | 9827.7 | 332.36 | 42.31 | -45.54 | 23.84 | 23.9 | 0 | 0 | 0.2 | 0.2 | 1 | 0.2 | 0 | 4998.65 | 0 | 2850.11 | 0 | 53780.1 | 0 | 3051.18 | 0 | 742.76 | 0 | 318.02 | 0 | 5254.52 | 0 | 340.46 | 2105.93
5945 | 18.2 | 1411.34 | 660 | 131.35 | 2202.69 | 740.21 | 177.65 | 11280.86 | 3120.55 | 14223.76 | 190.84 | 61304.37 | 7806.15 | 959.4 | 4428 | 4428 | 24.6 | 9827.7 | 331.19 | 41.14 | -45.74 | 23.63 | 23.9 | 0 | 0 | 0.2 | 0.2 | 1 | 0.2 | 0 | 4111.56 | 0 | 2344.31 | 0 | 47381.02 | 0 | 7467.47 | 0 | 610.94 | 0 | 261.58 | 0 | 4629.3 | 0 | 833.24 | 1471.08
5946 | 17.4 | 1411.34 | 660 | 131.35 | 2202.69 | 740.21 | 444.13 | 11547.34 | 3387.03 | 14490.24 | 190.84 | 13667.78 | 1969.7 | 2398.5 | 11070 | 11070 | 61.5 | 24569.25 | 299.35 | 28.37 | -48.01 | 20.11 | 23.9 | 0 | 0 | 0.5 | 0.5 | 1 | 0.5 | 0 | 2554.51 | 0 | 1456.52 | 0 | 7268.62 | 0 | 2388.13 | 0 | 379.58 | 0 | 162.52 | 0 | 710.17 | 0 | 266.47 | 450.96
5947 | 16.8 | 1411.34 | 660 | 131.35 | 2202.69 | 740.21 | 444.13 | 11547.34 | 3387.03 | 14490.24 | 190.84 | 14089.08 | 1827.01 | 2398.5 | 11070 | 11070 | 61.5 | 24569.25 | 298.87 | 27.89 | -48.58 | 19.53 | 23.9 | 0 | 0 | 0.5 | 0.5 | 1 | 0.5 | 0 | 783.65 | 0 | 446.82 | 0 | 9274.69 | 0 | 3583.91 | 0 | 116.44 | 0 | 49.86 | 0 | 906.17 | 0 | 399.9 | 354.64
5948 | 16.2 | 1411.34 | 660 | 131.35 | 2202.69 | 740.21 | 444.13 | 11547.34 | 3387.03 | 14490.24 | 190.84 | 0 | 0 | 2398.5 | 11070 | 11070 | 61.5 | 24569.25 | 294.01 | 23.03 | -50.26 | 17.86 | 23.03 | 0 | 0 | 0.5 | 0.5 | 1 | 0.5 | 0 | 0 | 0 | 0 | 0 | 0 | 0 | 0 | 0 | 0 | 0 | 0 | 0 | 0 | 0 | 0 | 0
5949 | 15.8 | 1411.34 | 660 | 131.35 | 2202.69 | 740.21 | 444.13 | 11547.34 | 3387.03 | 14490.24 | 190.84 | 0 | 0 | 2398.5 | 11070 | 11070 | 61.5 | 24569.25 | 293.61 | 22.64 | -50.65 | 17.46 | 22.64 | 0 | 0 | 0.5 | 0.5 | 1 | 0.5 | 0 | 0 | 0 | 0 | 0 | 0 | 0 | 0 | 0 | 0 | 0 | 0 | 0 | 0 | 0 | 0 | 0
5950 | 15.8 | 1411.34 | 660 | 131.35 | 2202.69 | 740.21 | 444.13 | 11547.34 | 3387.03 | 14490.24 | 190.84 | 0 | 0 | 2398.5 | 11070 | 11070 | 61.5 | 24569.25 | 293.6 | 22.62 | -50.65 | 17.46 | 22.62 | 0 | 0 | 0.5 | 0.5 | 1 | 0.5 | 0 | 0 | 0 | 0 | 0 | 0 | 0 | 0 | 0 | 0 | 0 | 0 | 0 | 0 | 0 | 0 | 0
5951 | 15.3 | 1411.34 | 660 | 131.35 | 2202.69 | 740.21 | 444.13 | 11547.34 | 3387.03 | 14490.24 | 190.84 | 0 | 0 | 2398.5 | 11070 | 11070 | 61.5 | 24569.25 | 293.14 | 22.17 | -51.15 | 16.97 | 22.17 | 0 | 0 | 0.5 | 0.5 | 1 | 0.5 | 0 | 0 | 0 | 0 | 0 | 0 | 0 | 0 | 0 | 0 | 0 | 0 | 0 | 0 | 0 | 0 | 0
5952 | 15.2 | 1411.34 | 660 | 131.35 | 2202.69 | 740.21 | 444.13 | 11547.34 | 3387.03 | 14490.24 | 190.84 | 0 | 0 | 2398.5 | 11070 | 11070 | 61.5 | 24569.25 | 293.04 | 22.06 | -51.24 | 16.87 | 22.06 | 0 | 0 | 0.5 | 0.5 | 1 | 0.5 | 0 | 0 | 0 | 0 | 0 | 0 | 0 | 0 | 0 | 0 | 0 | 0 | 0 | 0 | 0 | 0 | 0
5953 | 14.7 | 1411.34 | 660 | 131.35 | 2202.69 | 740.21 | 444.13 | 11547.34 | 3387.03 | 14490.24 | 190.84 | 0 | 0 | 2398.5 | 2214 | 2214 | 61.5 | 6857.25 | 287.77 | 16.8 | -52.94 | 15.17 | 20 | 11.82 | 0 | 0.5 | 0.1 | 0.5 | 0.5 | 0 | 0 | 0 | 0 | 0 | 0 | 0 | 0 | 0 | 0 | 0 | 0 | 0 | 0 | 0 | 0 | 0
5954 | 14.4 | 1411.34 | 660 | 131.35 | 2202.69 | 740.21 | 444.13 | 11547.34 | 3387.03 | 14490.24 | 190.84 | 0 | 0 | 2398.5 | 2214 | 2214 | 61.5 | 6857.25 | 287.44 | 16.46 | -53.24 | 14.87 | 20 | 13.06 | 0 | 0.5 | 0.1 | 0.5 | 0.5 | 0 | 0 | 0 | 0 | 0 | 0 | 0 | 0 | 0 | 0 | 0 | 0 | 0 | 0 | 0 | 0 | 0
5955 | 14.8 | 1411.34 | 660 | 131.35 | 2202.69 | 740.21 | 444.13 | 11547.34 | 3387.03 | 14490.24 | 190.84 | 0 | 0 | 2398.5 | 2214 | 2214 | 61.5 | 6857.25 | 287.8 | 16.83 | -52.85 | 15.27 | 20 | 11.71 | 0 | 0.5 | 0.1 | 0.5 | 0.5 | 0 | 0 | 0 | 0 | 0 | 0 | 0 | 0 | 0 | 0 | 0 | 0 | 0 | 0 | 0 | 0 | 0
5956 | 14.4 | 1411.34 | 660 | 131.35 | 2202.69 | 740.21 | 444.13 | 11547.34 | 3387.03 | 14490.24 | 190.84 | 0 | 0 | 2398.5 | 2214 | 2214 | 61.5 | 6857.25 | 287.44 | 16.46 | -53.24 | 14.87 | 20 | 13.06 | 0 | 0.5 | 0.1 | 0.5 | 0.5 | 0 | 0 | 0 | 0 | 0 | 0 | 0 | 0 | 0 | 0 | 0 | 0 | 0 | 0 | 0 | 0 | 0
5957 | 14.2 | 1411.34 | 660 | 131.35 | 2202.69 | 740.21 | 444.13 | 11547.34 | 3387.03 | 14490.24 | 190.84 | 0 | 0 | 2398.5 | 2214 | 2214 | 61.5 | 6857.25 | 287.25 | 16.28 | -53.44 | 14.68 | 20 | 13.74 | 0 | 0.5 | 0.1 | 0.5 | 0.5 | 0 | 0 | 0 | 0 | 0 | 0 | 0 | 0 | 0 | 0 | 0 | 0 | 0 | 0 | 0 | 0 | 0
5958 | 14 | 1411.34 | 660 | 131.35 | 2202.69 | 740.21 | 444.13 | 11547.34 | 3387.03 | 14490.24 | 190.84 | 0 | 0 | 2398.5 | 2214 | 2214 | 61.5 | 6857.25 | 287.07 | 16.09 | -53.63 | 14.48 | 20 | 14.42 | 0 | 0.5 | 0.1 | 0.5 | 0.5 | 0 | 0 | 0 | 0 | 0 | 0 | 0 | 0 | 0 | 0 | 0 | 0 | 0 | 0 | 0 | 0 | 0
5959 | 13.9 | 1411.34 | 660 | 131.35 | 2202.69 | 740.21 | 444.13 | 11547.34 | 3387.03 | 14490.24 | 190.84 | 4137.33 | 333.9 | 2398.5 | 2214 | 2214 | 61.5 | 6857.25 | 288.19 | 17.21 | -53.43 | 14.69 | 20 | 10.29 | 0 | 0.5 | 0.1 | 0.5 | 0.5 | 0 | 1551.78 | 0 | 769.83 | 0 | 1271.84 | 0 | 543.88 | 0 | 115.29 | 0 | 42.95 | 0 | 62.13 | 0 | 30.34 | 83.19
5960 | 14.4 | 1411.34 | 660 | 131.35 | 2202.69 | 740.21 | 177.65 | 11280.86 | 3120.55 | 14223.76 | 190.84 | 41169.05 | 3098.64 | 959.4 | 4428 | 4428 | 24.6 | 9827.7 | 320.39 | 30.34 | -51.21 | 18.16 | 23.9 | 0 | 0 | 0.2 | 0.2 | 1 | 0.2 | 0 | 21057.77 | 0 | 12119.9 | 0 | 5597.65 | 0 | 2393.73 | 0 | 1564.5 | 0 | 676.18 | 0 | 273.46 | 0 | 133.55 | 450.96
5961 | 15.1 | 1411.34 | 660 | 131.35 | 2202.69 | 740.21 | 177.65 | 11280.86 | 3120.55 | 14223.76 | 190.84 | 21017.31 | 3334.95 | 959.4 | 4428 | 4428 | 24.6 | 9827.7 | 315.41 | 25.36 | -51.9 | 17.47 | 23.9 | 0 | 0 | 0.2 | 0.2 | 1 | 0.2 | 0 | 7937.39 | 0 | 5863.38 | 0 | 5054.91 | 0 | 2161.64 | 0 | 1179.43 | 0 | 654.25 | 0 | 493.88 | 0 | 241.2 | 766.19
5962 | 15.6 | 1411.34 | 660 | 131.35 | 2202.69 | 740.21 | 177.65 | 11280.86 | 3120.55 | 14223.76 | 190.84 | 26298.63 | 4244.31 | 959.4 | 4428 | 4428 | 24.6 | 9827.7 | 317.65 | 27.6 | -50.98 | 18.39 | 23.9 | 0 | 0 | 0.2 | 0.2 | 1 | 0.2 | 0 | 8238.06 | 0 | 7494.11 | 0 | 7401.39 | 0 | 3165.07 | 0 | 1224.1 | 0 | 836.21 | 0 | 723.14 | 0 | 353.17 | 1107.69
5963 | 16.6 | 1411.34 | 660 | 131.35 | 2202.69 | 740.21 | 177.65 | 11280.86 | 3120.55 | 14223.76 | 190.84 | 26720.01 | 4386.18 | 959.4 | 4428 | 4428 | 24.6 | 9827.7 | 318.72 | 28.67 | -49.96 | 19.42 | 23.9 | 0 | 0 | 0.2 | 0.2 | 1 | 0.2 | 0 | 6967.97 | 0 | 7564.27 | 0 | 8537.05 | 0 | 3650.71 | 0 | 1035.38 | 0 | 844.04 | 0 | 834.1 | 0 | 407.35 | 1265.31
5964 | 16.3 | 1411.34 | 660 | 131.35 | 2202.69 | 740.21 | 177.65 | 11280.86 | 3120.55 | 14223.76 | 190.84 | 15916.77 | 2598.83 | 959.4 | 4428 | 4428 | 24.6 | 9827.7 | 314.8 | 24.75 | -51.12 | 18.25 | 23.9 | 0 | 0 | 0.2 | 0.2 | 1 | 0.2 | 0 | 4527.36 | 0 | 2706.93 | 0 | 6101.1 | 0 | 2581.39 | 0 | 672.73 | 0 | 302.04 | 0 | 596.1 | 0 | 288.04 | 739.92
5965 | 15.1 | 1411.34 | 660 | 131.35 | 2202.69 | 740.21 | 177.65 | 11280.86 | 3120.55 | 14223.76 | 190.84 | 8922.98 | 1467.05 | 959.4 | 4428 | 4428 | 24.6 | 9827.7 | 311.36 | 21.31 | -52.87 | 16.5 | 21.31 | 0 | 0 | 0.2 | 0.2 | 1 | 0.2 | 0 | 2551.5 | 0 | 1479.17 | 0 | 3437.5 | 0 | 1454.8 | 0 | 379.13 | 0 | 165.05 | 0 | 335.86 | 0 | 162.33 | 424.69
5966 | 15.6 | 1411.34 | 660 | 131.35 | 2202.69 | 740.21 | 177.65 | 11280.86 | 3120.55 | 14223.76 | 190.84 | 23280.01 | 1906.12 | 959.4 | 4428 | 4428 | 24.6 | 9827.7 | 316 | 25.95 | -51.35 | 18.02 | 23.9 | 0 | 0 | 0.2 | 0.2 | 1 | 0.2 | 0 | 6629.4 | 0 | 3841.77 | 0 | 9028.92 | 0 | 3779.92 | 0 | 492.53 | 0 | 214.34 | 0 | 441.08 | 0 | 210.89 | 547.28
5967 | 15.3 | 1411.34 | 660 | 131.35 | 2202.69 | 740.21 | 177.65 | 11280.86 | 3120.55 | 14223.76 | 190.84 | 5824.13 | 960.34 | 959.4 | 4428 | 4428 | 24.6 | 9827.7 | 310.49 | 20.44 | -52.93 | 16.45 | 20.44 | 0 | 0 | 0.2 | 0.2 | 1 | 0.2 | 0 | 1664.14 | 0 | 953.96 | 0 | 2257.18 | 0 | 948.85 | 0 | 247.28 | 0 | 106.45 | 0 | 220.54 | 0 | 105.87 | 280.21
5968 | 15.8 | 1411.34 | 660 | 131.35 | 2202.69 | 740.21 | 177.65 | 11280.86 | 3120.55 | 14223.76 | 190.84 | 9607.47 | 792.83 | 959.4 | 4428 | 4428 | 24.6 | 9827.7 | 311.86 | 21.81 | -52.18 | 17.19 | 21.81 | 0 | 0 | 0.2 | 0.2 | 1 | 0.2 | 0 | 2741.1 | 0 | 1562.91 | 0 | 3740.27 | 0 | 1563.2 | 0 | 203.65 | 0 | 87.2 | 0 | 182.72 | 0 | 87.21 | 232.05
5969 | 15.6 | 1411.34 | 660 | 131.35 | 2202.69 | 740.21 | 177.65 | 11280.86 | 3120.55 | 14223.76 | 190.84 | 9688.17 | 796.77 | 959.4 | 4428 | 4428 | 24.6 | 9827.7 | 311.75 | 21.7 | -52.37 | 17 | 21.7 | 0 | 0 | 0.2 | 0.2 | 1 | 0.2 | 0 | 2737.17 | 0 | 1560.67 | 0 | 3810.21 | 0 | 1580.12 | 0 | 203.36 | 0 | 87.07 | 0 | 186.14 | 0 | 88.16 | 232.05
5970 | 15.4 | 1411.34 | 660 | 131.35 | 2202.69 | 740.21 | 444.13 | 11547.34 | 3387.03 | 14490.24 | 190.84 | 4536.23 | 373.65 | 2398.5 | 11070 | 11070 | 61.5 | 24569.25 | 294.54 | 23.56 | -50.71 | 17.4 | 23.56 | 0 | 0 | 0.5 | 0.5 | 1 | 0.5 | 0 | 1272.21 | 0 | 725.38 | 0 | 1790.64 | 0 | 747.99 | 0 | 94.52 | 0 | 40.47 | 0 | 87.48 | 0 | 41.73 | 109.46
5971 | 15.6 | 1411.34 | 660 | 131.35 | 2202.69 | 740.21 | 444.13 | 11547.34 | 3387.03 | 14490.24 | 190.84 | 1113.4 | 90.81 | 2398.5 | 11070 | 11070 | 61.5 | 24569.25 | 293.77 | 22.8 | -50.77 | 17.35 | 22.8 | 0 | 0 | 0.5 | 0.5 | 1 | 0.5 | 0 | 300.23 | 0 | 171.18 | 0 | 451.44 | 0 | 190.56 | 0 | 22.31 | 0 | 9.55 | 0 | 22.05 | 0 | 10.63 | 26.27
5972 | 15.9 | 1411.34 | 660 | 131.35 | 2202.69 | 740.21 | 444.13 | 11547.34 | 3387.03 | 14490.24 | 190.84 | 0 | 0 | 2398.5 | 11070 | 11070 | 61.5 | 24569.25 | 293.7 | 22.72 | -50.55 | 17.56 | 22.72 | 0 | 0 | 0.5 | 0.5 | 1 | 0.5 | 0 | 0 | 0 | 0 | 0 | 0 | 0 | 0 | 0 | 0 | 0 | 0 | 0 | 0 | 0 | 0 | 0
5973 | 15.8 | 1411.34 | 660 | 131.35 | 2202.69 | 740.21 | 444.13 | 11547.34 | 3387.03 | 14490.24 | 190.84 | 0 | 0 | 2398.5 | 11070 | 11070 | 61.5 | 24569.25 | 293.6 | 22.63 | -50.65 | 17.46 | 22.63 | 0 | 0 | 0.5 | 0.5 | 1 | 0.5 | 0 | 0 | 0 | 0 | 0 | 0 | 0 | 0 | 0 | 0 | 0 | 0 | 0 | 0 | 0 | 0 | 0
5974 | 15.7 | 1411.34 | 660 | 131.35 | 2202.69 | 740.21 | 444.13 | 11547.34 | 3387.03 | 14490.24 | 190.84 | 0 | 0 | 2398.5 | 11070 | 11070 | 61.5 | 24569.25 | 293.51 | 22.53 | -50.75 | 17.36 | 22.53 | 0 | 0 | 0.5 | 0.5 | 1 | 0.5 | 0 | 0 | 0 | 0 | 0 | 0 | 0 | 0 | 0 | 0 | 0 | 0 | 0 | 0 | 0 | 0 | 0
5975 | 15.7 | 1411.34 | 660 | 131.35 | 2202.69 | 740.21 | 444.13 | 11547.34 | 3387.03 | 14490.24 | 190.84 | 0 | 0 | 2398.5 | 11070 | 11070 | 61.5 | 24569.25 | 293.51 | 22.53 | -50.75 | 17.36 | 22.53 | 0 | 0 | 0.5 | 0.5 | 1 | 0.5 | 0 | 0 | 0 | 0 | 0 | 0 | 0 | 0 | 0 | 0 | 0 | 0 | 0 | 0 | 0 | 0 | 0
5976 | 15.2 | 1411.34 | 660 | 131.35 | 2202.69 | 740.21 | 444.13 | 11547.34 | 3387.03 | 14490.24 | 190.84 | 0 | 0 | 2398.5 | 11070 | 11070 | 61.5 | 24569.25 | 293.05 | 22.07 | -51.24 | 16.87 | 22.07 | 0 | 0 | 0.5 | 0.5 | 1 | 0.5 | 0 | 0 | 0 | 0 | 0 | 0 | 0 | 0 | 0 | 0 | 0 | 0 | 0 | 0 | 0 | 0 | 0
5977 | 14.8 | 1411.34 | 660 | 131.35 | 2202.69 | 740.21 | 444.13 | 11547.34 | 3387.03 | 14490.24 | 190.84 | 0 | 0 | 2398.5 | 2214 | 2214 | 61.5 | 6857.25 | 287.87 | 16.89 | -52.85 | 15.27 | 20 | 11.48 | 0 | 0.5 | 0.1 | 0.5 | 0.5 | 0 | 0 | 0 | 0 | 0 | 0 | 0 | 0 | 0 | 0 | 0 | 0 | 0 | 0 | 0 | 0 | 0
5978 | 14.5 | 1411.34 | 660 | 131.35 | 2202.69 | 740.21 | 444.13 | 11547.34 | 3387.03 | 14490.24 | 190.84 | 0 | 0 | 2398.5 | 2214 | 2214 | 61.5 | 6857.25 | 287.53 | 16.55 | -53.14 | 14.97 | 20 | 12.73 | 0 | 0.5 | 0.1 | 0.5 | 0.5 | 0 | 0 | 0 | 0 | 0 | 0 | 0 | 0 | 0 | 0 | 0 | 0 | 0 | 0 | 0 | 0 | 0
5979 | 14.5 | 1411.34 | 660 | 131.35 | 2202.69 | 740.21 | 444.13 | 11547.34 | 3387.03 | 14490.24 | 190.84 | 0 | 0 | 2398.5 | 2214 | 2214 | 61.5 | 6857.25 | 287.53 | 16.55 | -53.14 | 14.97 | 20 | 12.73 | 0 | 0.5 | 0.1 | 0.5 | 0.5 | 0 | 0 | 0 | 0 | 0 | 0 | 0 | 0 | 0 | 0 | 0 | 0 | 0 | 0 | 0 | 0 | 0
5980 | 14.4 | 1411.34 | 660 | 131.35 | 2202.69 | 740.21 | 444.13 | 11547.34 | 3387.03 | 14490.24 | 190.84 | 0 | 0 | 2398.5 | 2214 | 2214 | 61.5 | 6857.25 | 287.44 | 16.46 | -53.24 | 14.87 | 20 | 13.06 | 0 | 0.5 | 0.1 | 0.5 | 0.5 | 0 | 0 | 0 | 0 | 0 | 0 | 0 | 0 | 0 | 0 | 0 | 0 | 0 | 0 | 0 | 0 | 0
5981 | 13.9 | 1411.34 | 660 | 131.35 | 2202.69 | 740.21 | 444.13 | 11547.34 | 3387.03 | 14490.24 | 190.84 | 0 | 0 | 2398.5 | 2214 | 2214 | 61.5 | 6857.25 | 286.98 | 16 | -53.73 | 14.38 | 20 | 14.76 | 0 | 0.5 | 0.1 | 0.5 | 0.5 | 0 | 0 | 0 | 0 | 0 | 0 | 0 | 0 | 0 | 0 | 0 | 0 | 0 | 0 | 0 | 0 | 0
5982 | 14.2 | 1411.34 | 660 | 131.35 | 2202.69 | 740.21 | 444.13 | 11547.34 | 3387.03 | 14490.24 | 190.84 | 0 | 0 | 2398.5 | 2214 | 2214 | 61.5 | 6857.25 | 287.25 | 16.28 | -53.44 | 14.68 | 20 | 13.74 | 0 | 0.5 | 0.1 | 0.5 | 0.5 | 0 | 0 | 0 | 0 | 0 | 0 | 0 | 0 | 0 | 0 | 0 | 0 | 0 | 0 | 0 | 0 | 0
5983 | 14.2 | 1411.34 | 660 | 131.35 | 2202.69 | 740.21 | 444.13 | 11547.34 | 3387.03 | 14490.24 | 190.84 | 1510.3 | 123.84 | 2398.5 | 2214 | 2214 | 61.5 | 6857.25 | 287.7 | 16.72 | -53.33 | 14.79 | 20 | 12.11 | 0 | 0.5 | 0.1 | 0.5 | 0.5 | 0 | 456.5 | 0 | 253.5 | 0 | 560.58 | 0 | 239.72 | 0 | 33.92 | 0 | 14.14 | 0 | 27.39 | 0 | 13.37 | 35.03
5984 | 14.8 | 1411.34 | 660 | 131.35 | 2202.69 | 740.21 | 177.65 | 11280.86 | 3120.55 | 14223.76 | 190.84 | 15120.87 | 1185.02 | 959.4 | 4428 | 4428 | 24.6 | 9827.7 | 312.65 | 22.6 | -52.76 | 16.62 | 22.6 | 0 | 0 | 0.2 | 0.2 | 1 | 0.2 | 0 | 6150.78 | 0 | 3549.41 | 0 | 3796.98 | 0 | 1623.71 | 0 | 456.98 | 0 | 198.03 | 0 | 185.49 | 0 | 90.59 | 253.94
5985 | 15.3 | 1411.34 | 660 | 131.35 | 2202.69 | 740.21 | 177.65 | 11280.86 | 3120.55 | 14223.76 | 190.84 | 27824.26 | 2232.01 | 959.4 | 4428 | 4428 | 24.6 | 9827.7 | 317.19 | 27.14 | -51.31 | 18.06 | 23.9 | 0 | 0 | 0.2 | 0.2 | 1 | 0.2 | 0 | 9528.87 | 0 | 6553.09 | 0 | 8225.03 | 0 | 3517.28 | 0 | 707.95 | 0 | 365.6 | 0 | 401.81 | 0 | 196.23 | 560.41
5986 | 16.6 | 1411.34 | 660 | 131.35 | 2202.69 | 740.21 | 177.65 | 11280.86 | 3120.55 | 14223.76 | 190.84 | 28882.85 | 4669.7 | 959.4 | 4428 | 4428 | 24.6 | 9827.7 | 319.43 | 29.38 | -49.79 | 19.59 | 23.9 | 0 | 0 | 0.2 | 0.2 | 1 | 0.2 | 0 | 9108.94 | 0 | 8729.35 | 0 | 7736.28 | 0 | 3308.28 | 0 | 1353.51 | 0 | 974.04 | 0 | 755.86 | 0 | 369.14 | 1217.15
5987 | 16.7 | 1411.34 | 660 | 131.35 | 2202.69 | 740.21 | 177.65 | 11280.86 | 3120.55 | 14223.76 | 190.84 | 29429.66 | 4858.15 | 959.4 | 4428 | 4428 | 24.6 | 9827.7 | 319.74 | 29.69 | -49.64 | 19.74 | 23.9 | 0 | 0 | 0.2 | 0.2 | 1 | 0.2 | 0 | 7490.07 | 0 | 8999.42 | 0 | 9064.08 | 0 | 3876.09 | 0 | 1112.96 | 0 | 1004.17 | 0 | 885.6 | 0 | 432.5 | 1422.92
5988 | 16.7 | 1411.34 | 660 | 131.35 | 2202.69 | 740.21 | 177.65 | 11280.86 | 3120.55 | 14223.76 | 190.84 | 37055.24 | 5976.86 | 959.4 | 4428 | 4428 | 24.6 | 9827.7 | 322.27 | 32.22 | -49.03 | 20.34 | 23.9 | 0 | 0 | 0.2 | 0.2 | 1 | 0.2 | 0 | 7634.78 | 0 | 11255.39 | 0 | 13811.91 | 0 | 4353.16 | 0 | 1134.46 | 0 | 1255.9 | 0 | 1349.48 | 0 | 485.74 | 1751.29
5989 | 15.2 | 1411.34 | 660 | 131.35 | 2202.69 | 740.21 | 177.65 | 11280.86 | 3120.55 | 14223.76 | 190.84 | 15166.47 | 2475.71 | 959.4 | 4428 | 4428 | 24.6 | 9827.7 | 313.55 | 23.5 | -52.27 | 17.1 | 23.5 | 0 | 0 | 0.2 | 0.2 | 1 | 0.2 | 0 | 4317.61 | 0 | 2530.06 | 0 | 5857.01 | 0 | 2461.79 | 0 | 641.56 | 0 | 282.31 | 0 | 572.25 | 0 | 274.69 | 704.89
5990 | 15.9 | 1411.34 | 660 | 131.35 | 2202.69 | 740.21 | 177.65 | 11280.86 | 3120.55 | 14223.76 | 190.84 | 28207.51 | 2302.67 | 959.4 | 4428 | 4428 | 24.6 | 9827.7 | 317.9 | 27.85 | -50.69 | 18.69 | 23.9 | 0 | 0 | 0.2 | 0.2 | 1 | 0.2 | 0 | 8013.92 | 0 | 4660.04 | 0 | 10964.2 | 0 | 4569.34 | 0 | 595.4 | 0 | 259.99 | 0 | 535.62 | 0 | 254.93 | 656.73
5991 | 15.1 | 1411.34 | 660 | 131.35 | 2202.69 | 740.21 | 177.65 | 11280.86 | 3120.55 | 14223.76 | 190.84 | 13860.11 | 2259.86 | 959.4 | 4428 | 4428 | 24.6 | 9827.7 | 313.02 | 22.97 | -52.48 | 16.9 | 22.97 | 0 | 0 | 0.2 | 0.2 | 1 | 0.2 | 0 | 3922.65 | 0 | 2264.19 | 0 | 5436.68 | 0 | 2236.6 | 0 | 582.87 | 0 | 252.64 | 0 | 531.18 | 0 | 249.56 | 643.6
5992 | 15.2 | 1411.34 | 660 | 131.35 | 2202.69 | 740.21 | 177.65 | 11280.86 | 3120.55 | 14223.76 | 190.84 | 24717.95 | 2013.29 | 959.4 | 4428 | 4428 | 24.6 | 9827.7 | 316.15 | 26.1 | -51.64 | 17.73 | 23.9 | 0 | 0 | 0.2 | 0.2 | 1 | 0.2 | 0 | 6961.51 | 0 | 3969.28 | 0 | 9816.46 | 0 | 3970.7 | 0 | 517.21 | 0 | 221.45 | 0 | 479.55 | 0 | 221.53 | 573.55
5993 | 15.4 | 1411.34 | 660 | 131.35 | 2202.69 | 740.21 | 177.65 | 11280.86 | 3120.55 | 14223.76 | 190.84 | 14550.91 | 2300.47 | 959.4 | 4428 | 4428 | 24.6 | 9827.7 | 313.5 | 23.45 | -52.13 | 17.25 | 23.45 | 0 | 0 | 0.2 | 0.2 | 1 | 0.2 | 0 | 3683.18 | 0 | 2100.06 | 0 | 6479.54 | 0 | 2288.13 | 0 | 547.29 | 0 | 234.33 | 0 | 633.08 | 0 | 255.31 | 630.46
5994 | 15.9 | 1411.34 | 660 | 131.35 | 2202.69 | 740.21 | 444.13 | 11547.34 | 3387.03 | 14490.24 | 190.84 | 64947.3 | 4072.35 | 2398.5 | 11070 | 11070 | 61.5 | 24569.25 | 312.42 | 41.44 | -45.85 | 22.26 | 23.9 | 0 | 0 | 0.5 | 0.5 | 1 | 0.5 | 0 | 5894.75 | 0 | 3361.04 | 0 | 43781.77 | 0 | 11909.73 | 0 | 437.95 | 0 | 187.52 | 0 | 2138.82 | 0 | 664.46 | 643.6
5995 | 15.6 | 1411.34 | 660 | 131.35 | 2202.69 | 740.21 | 444.13 | 11547.34 | 3387.03 | 14490.24 | 190.84 | 6055.16 | 778.09 | 2398.5 | 11070 | 11070 | 61.5 | 24569.25 | 295.31 | 24.33 | -50.38 | 17.73 | 23.9 | 0 | 0 | 0.5 | 0.5 | 1 | 0.5 | 0 | 764.03 | 0 | 435.63 | 0 | 3489.13 | 0 | 1366.37 | 0 | 113.53 | 0 | 48.61 | 0 | 340.9 | 0 | 152.46 | 122.59
5996 | 15.1 | 1411.34 | 660 | 131.35 | 2202.69 | 740.21 | 444.13 | 11547.34 | 3387.03 | 14490.24 | 190.84 | 0 | 0 | 2398.5 | 11070 | 11070 | 61.5 | 24569.25 | 293 | 22.02 | -51.34 | 16.77 | 22.02 | 0 | 0 | 0.5 | 0.5 | 1 | 0.5 | 0 | 0 | 0 | 0 | 0 | 0 | 0 | 0 | 0 | 0 | 0 | 0 | 0 | 0 | 0 | 0 | 0
5997 | 14.6 | 1411.34 | 660 | 131.35 | 2202.69 | 740.21 | 444.13 | 11547.34 | 3387.03 | 14490.24 | 190.84 | 0 | 0 | 2398.5 | 11070 | 11070 | 61.5 | 24569.25 | 292.48 | 21.5 | -51.84 | 16.28 | 21.5 | 0 | 0 | 0.5 | 0.5 | 1 | 0.5 | 0 | 0 | 0 | 0 | 0 | 0 | 0 | 0 | 0 | 0 | 0 | 0 | 0 | 0 | 0 | 0 | 0
5998 | 13.8 | 1411.34 | 660 | 131.35 | 2202.69 | 740.21 | 444.13 | 11547.34 | 3387.03 | 14490.24 | 190.84 | 0 | 0 | 2398.5 | 11070 | 11070 | 61.5 | 24569.25 | 291.73 | 20.75 | -52.63 | 15.49 | 20.75 | 0 | 0 | 0.5 | 0.5 | 1 | 0.5 | 0 | 0 | 0 | 0 | 0 | 0 | 0 | 0 | 0 | 0 | 0 | 0 | 0 | 0 | 0 | 0 | 0
5999 | 13.7 | 1411.34 | 660 | 131.35 | 2202.69 | 740.21 | 444.13 | 11547.34 | 3387.03 | 14490.24 | 190.84 | 0 | 0 | 2398.5 | 11070 | 11070 | 61.5 | 24569.25 | 291.62 | 20.64 | -52.72 | 15.39 | 20.64 | 0 | 0 | 0.5 | 0.5 | 1 | 0.5 | 0 | 0 | 0 | 0 | 0 | 0 | 0 | 0 | 0 | 0 | 0 | 0 | 0 | 0 | 0 | 0 | 0
6000 | 12.9 | 1411.34 | 660 | 131.35 | 2202.69 | 740.21 | 444.13 | 11547.34 | 3387.03 | 14490.24 | 190.84 | 0 | 0 | 2398.5 | 11070 | 11070 | 61.5 | 24569.25 | 290.88 | 19.9 | -53.51 | 14.6 | 20 | 0.36 | 0 | 0.5 | 0.5 | 1 | 0.5 | 0 | 0 | 0 | 0 | 0 | 0 | 0 | 0 | 0 | 0 | 0 | 0 | 0 | 0 | 0 | 0 | 0
6001 | 12.9 | 1411.34 | 660 | 131.35 | 2202.69 | 740.21 | 444.13 | 11547.34 | 3387.03 | 14490.24 | 190.84 | 0 | 0 | 2398.5 | 2214 | 2214 | 61.5 | 6857.25 | 286.06 | 15.08 | -54.72 | 13.39 | 20 | 18.14 | 0 | 0.5 | 0.1 | 0.5 | 0.5 | 0 | 0 | 0 | 0 | 0 | 0 | 0 | 0 | 0 | 0 | 0 | 0 | 0 | 0 | 0 | 0 | 0
6002 | 13 | 1411.34 | 660 | 131.35 | 2202.69 | 740.21 | 444.13 | 11547.34 | 3387.03 | 14490.24 | 190.84 | 0 | 0 | 2398.5 | 2214 | 2214 | 61.5 | 6857.25 | 286.15 | 15.17 | -54.62 | 13.49 | 20 | 17.81 | 0 | 0.5 | 0.1 | 0.5 | 0.5 | 0 | 0 | 0 | 0 | 0 | 0 | 0 | 0 | 0 | 0 | 0 | 0 | 0 | 0 | 0 | 0 | 0
6003 | 12.9 | 1411.34 | 660 | 131.35 | 2202.69 | 740.21 | 444.13 | 11547.34 | 3387.03 | 14490.24 | 190.84 | 0 | 0 | 2398.5 | 2214 | 2214 | 61.5 | 6857.25 | 286.06 | 15.08 | -54.72 | 13.39 | 20 | 18.14 | 0 | 0.5 | 0.1 | 0.5 | 0.5 | 0 | 0 | 0 | 0 | 0 | 0 | 0 | 0 | 0 | 0 | 0 | 0 | 0 | 0 | 0 | 0 | 0
6004 | 12.6 | 1411.34 | 660 | 131.35 | 2202.69 | 740.21 | 444.13 | 11547.34 | 3387.03 | 14490.24 | 190.84 | 0 | 0 | 2398.5 | 2214 | 2214 | 61.5 | 6857.25 | 285.78 | 14.81 | -55.02 | 13.1 | 20 | 19.16 | 0 | 0.5 | 0.1 | 0.5 | 0.5 | 0 | 0 | 0 | 0 | 0 | 0 | 0 | 0 | 0 | 0 | 0 | 0 | 0 | 0 | 0 | 0 | 0
6005 | 12.9 | 1411.34 | 660 | 131.35 | 2202.69 | 740.21 | 444.13 | 11547.34 | 3387.03 | 14490.24 | 190.84 | 0 | 0 | 2398.5 | 2214 | 2214 | 61.5 | 6857.25 | 286.06 | 15.08 | -54.72 | 13.39 | 20 | 18.14 | 0 | 0.5 | 0.1 | 0.5 | 0.5 | 0 | 0 | 0 | 0 | 0 | 0 | 0 | 0 | 0 | 0 | 0 | 0 | 0 | 0 | 0 | 0 | 0
6006 | 13.1 | 1411.34 | 660 | 131.35 | 2202.69 | 740.21 | 444.13 | 11547.34 | 3387.03 | 14490.24 | 190.84 | 0 | 0 | 2398.5 | 2214 | 2214 | 61.5 | 6857.25 | 286.24 | 15.27 | -54.52 | 13.59 | 20 | 17.47 | 0 | 0.5 | 0.1 | 0.5 | 0.5 | 0 | 0 | 0 | 0 | 0 | 0 | 0 | 0 | 0 | 0 | 0 | 0 | 0 | 0 | 0 | 0 | 0
6007 | 13.4 | 1411.34 | 660 | 131.35 | 2202.69 | 740.21 | 444.13 | 11547.34 | 3387.03 | 14490.24 | 190.84 | 1515.27 | 124.19 | 2398.5 | 2214 | 2214 | 61.5 | 6857.25 | 286.96 | 15.99 | -54.12 | 14 | 20 | 14.81 | 0 | 0.5 | 0.1 | 0.5 | 0.5 | 0 | 460.11 | 0 | 255.04 | 0 | 560.46 | 0 | 239.67 | 0 | 34.18 | 0 | 14.23 | 0 | 27.38 | 0 | 13.37 | 35.03
6008 | 13.8 | 1411.34 | 660 | 131.35 | 2202.69 | 740.21 | 444.13 | 11547.34 | 3387.03 | 14490.24 | 190.84 | 6162.17 | 505.88 | 2398.5 | 11070 | 11070 | 61.5 | 24569.25 | 293.49 | 22.52 | -52.17 | 15.94 | 22.52 | 0 | 0 | 0.5 | 0.5 | 1 | 0.5 | 0 | 1819.07 | 0 | 1038.78 | 0 | 2314.55 | 0 | 989.77 | 0 | 135.15 | 0 | 57.95 | 0 | 113.07 | 0 | 55.22 | 144.48
6009 | 13.4 | 1411.34 | 660 | 131.35 | 2202.69 | 740.21 | 444.13 | 11547.34 | 3387.03 | 14490.24 | 190.84 | 5568.68 | 461.53 | 2398.5 | 11070 | 11070 | 61.5 | 24569.25 | 293.03 | 22.05 | -52.61 | 15.51 | 22.05 | 0 | 0 | 0.5 | 0.5 | 1 | 0.5 | 0 | 1612.93 | 0 | 927.19 | 0 | 2121.39 | 0 | 907.17 | 0 | 119.83 | 0 | 51.73 | 0 | 103.63 | 0 | 50.61 | 135.72
6010 | 14.5 | 1411.34 | 660 | 131.35 | 2202.69 | 740.21 | 444.13 | 11547.34 | 3387.03 | 14490.24 | 190.84 | 21424.97 | 1752.93 | 2398.5 | 11070 | 11070 | 61.5 | 24569.25 | 298.67 | 27.69 | -50.36 | 17.76 | 23.9 | 0 | 0 | 0.5 | 0.5 | 1 | 0.5 | 0 | 6196.76 | 0 | 3670.55 | 0 | 8095.69 | 0 | 3461.97 | 0 | 460.39 | 0 | 204.78 | 0 | 395.49 | 0 | 193.15 | 499.12
6011 | 15 | 1411.34 | 660 | 131.35 | 2202.69 | 740.21 | 444.13 | 11547.34 | 3387.03 | 14490.24 | 190.84 | 13319.2 | 2178.72 | 2398.5 | 11070 | 11070 | 61.5 | 24569.25 | 297.1 | 26.13 | -50.39 | 17.73 | 23.9 | 0 | 0 | 0.5 | 0.5 | 1 | 0.5 | 0 | 3815.51 | 0 | 2263.51 | 0 | 5071.46 | 0 | 2168.72 | 0 | 566.95 | 0 | 252.57 | 0 | 495.5 | 0 | 241.99 | 621.71
6012 | 14.6 | 1411.34 | 660 | 131.35 | 2202.69 | 740.21 | 444.13 | 11547.34 | 3387.03 | 14490.24 | 190.84 | 8152.23 | 1342.31 | 2398.5 | 11070 | 11070 | 61.5 | 24569.25 | 295.11 | 24.13 | -51.19 | 16.93 | 23.9 | 0 | 0 | 0.5 | 0.5 | 1 | 0.5 | 0 | 2334.88 | 0 | 1358.35 | 0 | 3127.72 | 0 | 1331.29 | 0 | 346.94 | 0 | 151.57 | 0 | 305.59 | 0 | 148.55 | 389.66
6013 | 14.6 | 1411.34 | 660 | 131.35 | 2202.69 | 740.21 | 444.13 | 11547.34 | 3387.03 | 14490.24 | 190.84 | 9978.27 | 1638.35 | 2398.5 | 11070 | 11070 | 61.5 | 24569.25 | 295.69 | 24.71 | -51.04 | 17.07 | 23.9 | 0 | 0 | 0.5 | 0.5 | 1 | 0.5 | 0 | 2850.24 | 0 | 1656.38 | 0 | 3846.51 | 0 | 1625.14 | 0 | 423.52 | 0 | 184.82 | 0 | 375.82 | 0 | 181.34 | 472.85
6014 | 14.6 | 1411.34 | 660 | 131.35 | 2202.69 | 740.21 | 444.13 | 11547.34 | 3387.03 | 14490.24 | 190.84 | 9225.45 | 1515.04 | 2398.5 | 11070 | 11070 | 61.5 | 24569.25 | 295.45 | 24.47 | -51.1 | 17.01 | 23.9 | 0 | 0 | 0.5 | 0.5 | 1 | 0.5 | 0 | 2631.68 | 0 | 1521.04 | 0 | 3572.21 | 0 | 1500.52 | 0 | 391.04 | 0 | 169.72 | 0 | 349.02 | 0 | 167.43 | 437.82
6015 | 15.1 | 1411.34 | 660 | 131.35 | 2202.69 | 740.21 | 444.13 | 11547.34 | 3387.03 | 14490.24 | 190.84 | 7427.63 | 1221.72 | 2398.5 | 11070 | 11070 | 61.5 | 24569.25 | 295.34 | 24.36 | -50.75 | 17.36 | 23.9 | 0 | 0 | 0.5 | 0.5 | 1 | 0.5 | 0 | 2117.36 | 0 | 1215.84 | 0 | 2887.17 | 0 | 1207.26 | 0 | 314.62 | 0 | 135.67 | 0 | 282.09 | 0 | 134.71 | 354.64
6016 | 15.9 | 1411.34 | 660 | 131.35 | 2202.69 | 740.21 | 444.13 | 11547.34 | 3387.03 | 14490.24 | 190.84 | 14299.47 | 2320.71 | 2398.5 | 11070 | 11070 | 61.5 | 24569.25 | 298.24 | 27.26 | -49.42 | 18.69 | 23.9 | 0 | 0 | 0.5 | 0.5 | 1 | 0.5 | 0 | 4000.06 | 0 | 2280.74 | 0 | 5737.18 | 0 | 2281.48 | 0 | 594.37 | 0 | 254.49 | 0 | 560.54 | 0 | 254.57 | 656.73
6017 | 16.5 | 1411.34 | 660 | 131.35 | 2202.69 | 740.21 | 444.13 | 11547.34 | 3387.03 | 14490.24 | 190.84 | 18025.26 | 2688.08 | 2398.5 | 11070 | 11070 | 61.5 | 24569.25 | 299.89 | 28.92 | -48.55 | 19.56 | 23.9 | 0 | 0 | 0.5 | 0.5 | 1 | 0.5 | 0 | 3742.45 | 0 | 2133.85 | 0 | 9481.84 | 0 | 2667.12 | 0 | 556.09 | 0 | 238.1 | 0 | 926.41 | 0 | 297.6 | 669.87
6018 | 16.1 | 1411.34 | 660 | 131.35 | 2202.69 | 740.21 | 444.13 | 11547.34 | 3387.03 | 14490.24 | 190.84 | 10973.81 | 1604.7 | 2398.5 | 11070 | 11070 | 61.5 | 24569.25 | 297.32 | 26.35 | -49.5 | 18.62 | 23.9 | 0 | 0 | 0.5 | 0.5 | 1 | 0.5 | 0 | 2206.68 | 0 | 1258.19 | 0 | 5618.18 | 0 | 1890.76 | 0 | 327.89 | 0 | 140.39 | 0 | 548.92 | 0 | 210.98 | 376.53
6019 | 15 | 1411.34 | 660 | 131.35 | 2202.69 | 740.21 | 444.13 | 11547.34 | 3387.03 | 14490.24 | 190.84 | 1121.3 | 176.74 | 2398.5 | 11070 | 11070 | 61.5 | 24569.25 | 293.26 | 22.28 | -51.35 | 16.76 | 22.28 | 0 | 0 | 0.5 | 0.5 | 1 | 0.5 | 0 | 275.93 | 0 | 157.33 | 0 | 486.35 | 0 | 201.69 | 0 | 41 | 0 | 17.56 | 0 | 47.52 | 0 | 22.51 | 48.16
6020 | 15 | 1411.34 | 660 | 131.35 | 2202.69 | 740.21 | 444.13 | 11547.34 | 3387.03 | 14490.24 | 190.84 | 0 | 0 | 2398.5 | 11070 | 11070 | 61.5 | 24569.25 | 292.86 | 21.88 | -51.44 | 16.67 | 21.88 | 0 | 0 | 0.5 | 0.5 | 1 | 0.5 | 0 | 0 | 0 | 0 | 0 | 0 | 0 | 0 | 0 | 0 | 0 | 0 | 0 | 0 | 0 | 0 | 0
6021 | 14.9 | 1411.34 | 660 | 131.35 | 2202.69 | 740.21 | 444.13 | 11547.34 | 3387.03 | 14490.24 | 190.84 | 0 | 0 | 2398.5 | 11070 | 11070 | 61.5 | 24569.25 | 292.75 | 21.78 | -51.54 | 16.57 | 21.78 | 0 | 0 | 0.5 | 0.5 | 1 | 0.5 | 0 | 0 | 0 | 0 | 0 | 0 | 0 | 0 | 0 | 0 | 0 | 0 | 0 | 0 | 0 | 0 | 0
6022 | 14.5 | 1411.34 | 660 | 131.35 | 2202.69 | 740.21 | 444.13 | 11547.34 | 3387.03 | 14490.24 | 190.84 | 0 | 0 | 2398.5 | 11070 | 11070 | 61.5 | 24569.25 | 292.38 | 21.41 | -51.93 | 16.18 | 21.41 | 0 | 0 | 0.5 | 0.5 | 1 | 0.5 | 0 | 0 | 0 | 0 | 0 | 0 | 0 | 0 | 0 | 0 | 0 | 0 | 0 | 0 | 0 | 0 | 0
6023 | 15.1 | 1411.34 | 660 | 131.35 | 2202.69 | 740.21 | 444.13 | 11547.34 | 3387.03 | 14490.24 | 190.84 | 0 | 0 | 2398.5 | 11070 | 11070 | 61.5 | 24569.25 | 292.92 | 21.94 | -51.34 | 16.77 | 21.94 | 0 | 0 | 0.5 | 0.5 | 1 | 0.5 | 0 | 0 | 0 | 0 | 0 | 0 | 0 | 0 | 0 | 0 | 0 | 0 | 0 | 0 | 0 | 0 | 0
6024 | 15.5 | 1411.34 | 660 | 131.35 | 2202.69 | 740.21 | 444.13 | 11547.34 | 3387.03 | 14490.24 | 190.84 | 0 | 0 | 2398.5 | 11070 | 11070 | 61.5 | 24569.25 | 293.3 | 22.33 | -50.95 | 17.17 | 22.33 | 0 | 0 | 0.5 | 0.5 | 1 | 0.5 | 0 | 0 | 0 | 0 | 0 | 0 | 0 | 0 | 0 | 0 | 0 | 0 | 0 | 0 | 0 | 0 | 0
6025 | 15.6 | 1411.34 | 660 | 131.35 | 2202.69 | 740.21 | 444.13 | 11547.34 | 3387.03 | 14490.24 | 190.84 | 0 | 0 | 2398.5 | 2214 | 2214 | 61.5 | 6857.25 | 288.61 | 17.63 | -52.06 | 16.06 | 20 | 8.74 | 0 | 0.5 | 0.1 | 0.5 | 0.5 | 0 | 0 | 0 | 0 | 0 | 0 | 0 | 0 | 0 | 0 | 0 | 0 | 0 | 0 | 0 | 0 | 0
6026 | 15.6 | 1411.34 | 660 | 131.35 | 2202.69 | 740.21 | 444.13 | 11547.34 | 3387.03 | 14490.24 | 190.84 | 0 | 0 | 2398.5 | 2214 | 2214 | 61.5 | 6857.25 | 288.54 | 17.56 | -52.06 | 16.06 | 20 | 9 | 0 | 0.5 | 0.1 | 0.5 | 0.5 | 0 | 0 | 0 | 0 | 0 | 0 | 0 | 0 | 0 | 0 | 0 | 0 | 0 | 0 | 0 | 0 | 0
6027 | 15.7 | 1411.34 | 660 | 131.35 | 2202.69 | 740.21 | 444.13 | 11547.34 | 3387.03 | 14490.24 | 190.84 | 0 | 0 | 2398.5 | 2214 | 2214 | 61.5 | 6857.25 | 288.63 | 17.65 | -51.96 | 16.16 | 20 | 8.66 | 0 | 0.5 | 0.1 | 0.5 | 0.5 | 0 | 0 | 0 | 0 | 0 | 0 | 0 | 0 | 0 | 0 | 0 | 0 | 0 | 0 | 0 | 0 | 0
6028 | 15.8 | 1411.34 | 660 | 131.35 | 2202.69 | 740.21 | 444.13 | 11547.34 | 3387.03 | 14490.24 | 190.84 | 0 | 0 | 2398.5 | 2214 | 2214 | 61.5 | 6857.25 | 288.72 | 17.74 | -51.86 | 16.26 | 20 | 8.32 | 0 | 0.5 | 0.1 | 0.5 | 0.5 | 0 | 0 | 0 | 0 | 0 | 0 | 0 | 0 | 0 | 0 | 0 | 0 | 0 | 0 | 0 | 0 | 0
6029 | 16.1 | 1411.34 | 660 | 131.35 | 2202.69 | 740.21 | 444.13 | 11547.34 | 3387.03 | 14490.24 | 190.84 | 0 | 0 | 2398.5 | 2214 | 2214 | 61.5 | 6857.25 | 289 | 18.02 | -51.56 | 16.55 | 20 | 7.31 | 0 | 0.5 | 0.1 | 0.5 | 0.5 | 0 | 0 | 0 | 0 | 0 | 0 | 0 | 0 | 0 | 0 | 0 | 0 | 0 | 0 | 0 | 0 | 0
6030 | 16.2 | 1411.34 | 660 | 131.35 | 2202.69 | 740.21 | 444.13 | 11547.34 | 3387.03 | 14490.24 | 190.84 | 0 | 0 | 2398.5 | 2214 | 2214 | 61.5 | 6857.25 | 289.09 | 18.11 | -51.46 | 16.65 | 20 | 6.97 | 0 | 0.5 | 0.1 | 0.5 | 0.5 | 0 | 0 | 0 | 0 | 0 | 0 | 0 | 0 | 0 | 0 | 0 | 0 | 0 | 0 | 0 | 0 | 0
6031 | 16.4 | 1411.34 | 660 | 131.35 | 2202.69 | 740.21 | 444.13 | 11547.34 | 3387.03 | 14490.24 | 190.84 | 3748.75 | 301.89 | 2398.5 | 2214 | 2214 | 61.5 | 6857.25 | 290.37 | 19.39 | -50.99 | 17.12 | 20 | 2.24 | 0 | 0.5 | 0.1 | 0.5 | 0.5 | 0 | 1416.74 | 0 | 706.81 | 0 | 1138.39 | 0 | 486.81 | 0 | 105.26 | 0 | 39.43 | 0 | 55.61 | 0 | 27.16 | 74.43
6032 | 16.6 | 1411.34 | 660 | 131.35 | 2202.69 | 740.21 | 444.13 | 11547.34 | 3387.03 | 14490.24 | 190.84 | 9708.35 | 776.74 | 2398.5 | 11070 | 11070 | 61.5 | 24569.25 | 297.1 | 26.12 | -49.15 | 18.97 | 23.9 | 0 | 0 | 0.5 | 0.5 | 1 | 0.5 | 0 | 3424.45 | 0 | 1982.06 | 0 | 3013.26 | 0 | 1288.57 | 0 | 254.42 | 0 | 110.58 | 0 | 147.2 | 0 | 71.89 | 192.64
6033 | 17.3 | 1411.34 | 660 | 131.35 | 2202.69 | 740.21 | 444.13 | 11547.34 | 3387.03 | 14490.24 | 190.84 | 15329.31 | 2446.4 | 2398.5 | 11070 | 11070 | 61.5 | 24569.25 | 299.83 | 28.86 | -47.96 | 20.15 | 23.9 | 0 | 0 | 0.5 | 0.5 | 1 | 0.5 | 0 | 5392.99 | 0 | 3856.36 | 0 | 4258.77 | 0 | 1821.18 | 0 | 801.35 | 0 | 430.3 | 0 | 416.1 | 0 | 203.21 | 595.44
6034 | 17.3 | 1411.34 | 660 | 131.35 | 2202.69 | 740.21 | 444.13 | 11547.34 | 3387.03 | 14490.24 | 190.84 | 13593.98 | 2218.97 | 2398.5 | 11070 | 11070 | 61.5 | 24569.25 | 299.3 | 28.32 | -48.09 | 20.02 | 23.9 | 0 | 0 | 0.5 | 0.5 | 1 | 0.5 | 0 | 3992.28 | 0 | 2675.41 | 0 | 4851.6 | 0 | 2074.7 | 0 | 593.22 | 0 | 298.53 | 0 | 474.02 | 0 | 231.5 | 621.71
6035 | 17.2 | 1411.34 | 660 | 131.35 | 2202.69 | 740.21 | 444.13 | 11547.34 | 3387.03 | 14490.24 | 190.84 | 7588.7 | 1250.53 | 2398.5 | 11070 | 11070 | 61.5 | 24569.25 | 297.32 | 26.34 | -48.67 | 19.45 | 23.9 | 0 | 0 | 0.5 | 0.5 | 1 | 0.5 | 0 | 2178.15 | 0 | 1271.43 | 0 | 2899.29 | 0 | 1239.83 | 0 | 323.65 | 0 | 141.87 | 0 | 283.27 | 0 | 138.34 | 363.39
6036 | 18.1 | 1411.34 | 660 | 131.35 | 2202.69 | 740.21 | 444.13 | 11547.34 | 3387.03 | 14490.24 | 190.84 | 9968.44 | 1637.61 | 2398.5 | 11070 | 11070 | 61.5 | 24569.25 | 298.9 | 27.92 | -47.59 | 20.52 | 23.9 | 0 | 0 | 0.5 | 0.5 | 1 | 0.5 | 0 | 2851.62 | 0 | 1666.47 | 0 | 3824.43 | 0 | 1625.93 | 0 | 423.73 | 0 | 185.95 | 0 | 373.66 | 0 | 181.42 | 472.85
6037 | 18.7 | 1411.34 | 660 | 131.35 | 2202.69 | 740.21 | 444.13 | 11547.34 | 3387.03 | 14490.24 | 190.84 | 15175.52 | 2476.65 | 2398.5 | 11070 | 11070 | 61.5 | 24569.25 | 301.08 | 30.11 | -46.59 | 21.53 | 23.9 | 0 | 0 | 0.5 | 0.5 | 1 | 0.5 | 0 | 4318.09 | 0 | 2532.71 | 0 | 5862.65 | 0 | 2462.07 | 0 | 641.63 | 0 | 282.61 | 0 | 572.8 | 0 | 274.72 | 704.89
6038 | 18.7 | 1411.34 | 660 | 131.35 | 2202.69 | 740.21 | 444.13 | 11547.34 | 3387.03 | 14490.24 | 190.84 | 13022.34 | 2128.39 | 2398.5 | 11070 | 11070 | 61.5 | 24569.25 | 300.41 | 29.43 | -46.76 | 21.36 | 23.9 | 0 | 0 | 0.5 | 0.5 | 1 | 0.5 | 0 | 3701.25 | 0 | 2150.77 | 0 | 5059.96 | 0 | 2110.36 | 0 | 549.97 | 0 | 239.99 | 0 | 494.38 | 0 | 235.48 | 608.57
6039 | 19.5 | 1411.34 | 660 | 131.35 | 2202.69 | 740.21 | 444.13 | 11547.34 | 3387.03 | 14490.24 | 190.84 | 26860.67 | 4135.02 | 2398.5 | 11070 | 11070 | 61.5 | 24569.25 | 305.43 | 34.46 | -44.89 | 23.23 | 23.9 | 0 | 0 | 0.5 | 0.5 | 1 | 0.5 | 0 | 5881.6 | 0 | 4114.13 | 0 | 13511.39 | 0 | 3353.55 | 0 | 873.95 | 0 | 459.06 | 0 | 1320.11 | 0 | 374.2 | 1107.69
6040 | 19.1 | 1411.34 | 660 | 131.35 | 2202.69 | 740.21 | 444.13 | 11547.34 | 3387.03 | 14490.24 | 190.84 | 7648.01 | 1255.35 | 2398.5 | 11070 | 11070 | 61.5 | 24569.25 | 299.08 | 28.1 | -46.79 | 21.33 | 23.9 | 0 | 0 | 0.5 | 0.5 | 1 | 0.5 | 0 | 2169.28 | 0 | 1236.87 | 0 | 3004.87 | 0 | 1236.99 | 0 | 322.34 | 0 | 138.01 | 0 | 293.59 | 0 | 138.03 | 363.39
6041 | 18.9 | 1411.34 | 660 | 131.35 | 2202.69 | 740.21 | 444.13 | 11547.34 | 3387.03 | 14490.24 | 190.84 | 3998.77 | 658.93 | 2398.5 | 11070 | 11070 | 61.5 | 24569.25 | 297.75 | 26.77 | -47.27 | 20.84 | 23.9 | 0 | 0 | 0.5 | 0.5 | 1 | 0.5 | 0 | 1131.66 | 0 | 645.24 | 0 | 1569.5 | 0 | 652.37 | 0 | 168.15 | 0 | 72 | 0 | 153.35 | 0 | 72.79 | 192.64
6042 | 18.6 | 1411.34 | 660 | 131.35 | 2202.69 | 740.21 | 444.13 | 11547.34 | 3387.03 | 14490.24 | 190.84 | 1526.32 | 252.35 | 2398.5 | 11070 | 11070 | 61.5 | 24569.25 | 296.69 | 25.72 | -47.77 | 20.35 | 23.9 | 0 | 0 | 0.5 | 0.5 | 1 | 0.5 | 0 | 430.42 | 0 | 245.41 | 0 | 599.15 | 0 | 251.34 | 0 | 63.96 | 0 | 27.38 | 0 | 58.54 | 0 | 28.05 | 74.43
6043 | 18.2 | 1411.34 | 660 | 131.35 | 2202.69 | 740.21 | 444.13 | 11547.34 | 3387.03 | 14490.24 | 190.84 | 578.89 | 93.05 | 2398.5 | 11070 | 11070 | 61.5 | 24569.25 | 296.02 | 25.05 | -48.24 | 19.88 | 23.9 | 0 | 0 | 0.5 | 0.5 | 1 | 0.5 | 0 | 149.94 | 0 | 85.49 | 0 | 242.21 | 0 | 101.24 | 0 | 22.28 | 0 | 9.54 | 0 | 23.67 | 0 | 11.3 | 26.27
6044 | 17.7 | 1411.34 | 660 | 131.35 | 2202.69 | 740.21 | 444.13 | 11547.34 | 3387.03 | 14490.24 | 190.84 | 0 | 0 | 2398.5 | 11070 | 11070 | 61.5 | 24569.25 | 295.38 | 24.41 | -48.78 | 19.34 | 23.9 | 0 | 0 | 0.5 | 0.5 | 1 | 0.5 | 0 | 0 | 0 | 0 | 0 | 0 | 0 | 0 | 0 | 0 | 0 | 0 | 0 | 0 | 0 | 0 | 0
6045 | 17.7 | 1411.34 | 660 | 131.35 | 2202.69 | 740.21 | 444.13 | 11547.34 | 3387.03 | 14490.24 | 190.84 | 0 | 0 | 2398.5 | 11070 | 11070 | 61.5 | 24569.25 | 295.38 | 24.41 | -48.78 | 19.34 | 23.9 | 0 | 0 | 0.5 | 0.5 | 1 | 0.5 | 0 | 0 | 0 | 0 | 0 | 0 | 0 | 0 | 0 | 0 | 0 | 0 | 0 | 0 | 0 | 0 | 0
6046 | 17.7 | 1411.34 | 660 | 131.35 | 2202.69 | 740.21 | 444.13 | 11547.34 | 3387.03 | 14490.24 | 190.84 | 0 | 0 | 2398.5 | 11070 | 11070 | 61.5 | 24569.25 | 295.38 | 24.41 | -48.78 | 19.34 | 23.9 | 0 | 0 | 0.5 | 0.5 | 1 | 0.5 | 0 | 0 | 0 | 0 | 0 | 0 | 0 | 0 | 0 | 0 | 0 | 0 | 0 | 0 | 0 | 0 | 0
6047 | 17.9 | 1411.34 | 660 | 131.35 | 2202.69 | 740.21 | 444.13 | 11547.34 | 3387.03 | 14490.24 | 190.84 | 0 | 0 | 2398.5 | 11070 | 11070 | 61.5 | 24569.25 | 295.57 | 24.59 | -48.58 | 19.54 | 23.9 | 0 | 0 | 0.5 | 0.5 | 1 | 0.5 | 0 | 0 | 0 | 0 | 0 | 0 | 0 | 0 | 0 | 0 | 0 | 0 | 0 | 0 | 0 | 0 | 0
6048 | 17.7 | 1411.34 | 660 | 131.35 | 2202.69 | 740.21 | 444.13 | 11547.34 | 3387.03 | 14490.24 | 190.84 | 0 | 0 | 2398.5 | 11070 | 11070 | 61.5 | 24569.25 | 295.38 | 24.41 | -48.78 | 19.34 | 23.9 | 0 | 0 | 0.5 | 0.5 | 1 | 0.5 | 0 | 0 | 0 | 0 | 0 | 0 | 0 | 0 | 0 | 0 | 0 | 0 | 0 | 0 | 0 | 0 | 0
6049 | 16.7 | 1411.34 | 660 | 131.35 | 2202.69 | 740.21 | 444.13 | 11547.34 | 3387.03 | 14490.24 | 190.84 | 0 | 0 | 2398.5 | 2214 | 2214 | 61.5 | 6857.25 | 289.67 | 18.69 | -50.97 | 17.14 | 20 | 4.84 | 0 | 0.5 | 0.1 | 0.5 | 0.5 | 0 | 0 | 0 | 0 | 0 | 0 | 0 | 0 | 0 | 0 | 0 | 0 | 0 | 0 | 0 | 0 | 0
6050 | 16.1 | 1411.34 | 660 | 131.35 | 2202.69 | 740.21 | 444.13 | 11547.34 | 3387.03 | 14490.24 | 190.84 | 0 | 0 | 2398.5 | 2214 | 2214 | 61.5 | 6857.25 | 289 | 18.02 | -51.56 | 16.55 | 20 | 7.31 | 0 | 0.5 | 0.1 | 0.5 | 0.5 | 0 | 0 | 0 | 0 | 0 | 0 | 0 | 0 | 0 | 0 | 0 | 0 | 0 | 0 | 0 | 0 | 0
6051 | 16 | 1411.34 | 660 | 131.35 | 2202.69 | 740.21 | 444.13 | 11547.34 | 3387.03 | 14490.24 | 190.84 | 0 | 0 | 2398.5 | 2214 | 2214 | 61.5 | 6857.25 | 288.9 | 17.93 | -51.66 | 16.45 | 20 | 7.65 | 0 | 0.5 | 0.1 | 0.5 | 0.5 | 0 | 0 | 0 | 0 | 0 | 0 | 0 | 0 | 0 | 0 | 0 | 0 | 0 | 0 | 0 | 0 | 0
6052 | 16.1 | 1411.34 | 660 | 131.35 | 2202.69 | 740.21 | 444.13 | 11547.34 | 3387.03 | 14490.24 | 190.84 | 0 | 0 | 2398.5 | 2214 | 2214 | 61.5 | 6857.25 | 289 | 18.02 | -51.56 | 16.55 | 20 | 7.31 | 0 | 0.5 | 0.1 | 0.5 | 0.5 | 0 | 0 | 0 | 0 | 0 | 0 | 0 | 0 | 0 | 0 | 0 | 0 | 0 | 0 | 0 | 0 | 0
6053 | 16.7 | 1411.34 | 660 | 131.35 | 2202.69 | 740.21 | 444.13 | 11547.34 | 3387.03 | 14490.24 | 190.84 | 0 | 0 | 2398.5 | 2214 | 2214 | 61.5 | 6857.25 | 289.55 | 18.57 | -50.97 | 17.14 | 20 | 5.27 | 0 | 0.5 | 0.1 | 0.5 | 0.5 | 0 | 0 | 0 | 0 | 0 | 0 | 0 | 0 | 0 | 0 | 0 | 0 | 0 | 0 | 0 | 0 | 0
6054 | 17.1 | 1411.34 | 660 | 131.35 | 2202.69 | 740.21 | 444.13 | 11547.34 | 3387.03 | 14490.24 | 190.84 | 0 | 0 | 2398.5 | 2214 | 2214 | 61.5 | 6857.25 | 289.91 | 18.94 | -50.58 | 17.54 | 20 | 3.92 | 0 | 0.5 | 0.1 | 0.5 | 0.5 | 0 | 0 | 0 | 0 | 0 | 0 | 0 | 0 | 0 | 0 | 0 | 0 | 0 | 0 | 0 | 0 | 0
6055 | 17.6 | 1411.34 | 660 | 131.35 | 2202.69 | 740.21 | 444.13 | 11547.34 | 3387.03 | 14490.24 | 190.84 | 1711.92 | 138.33 | 2398.5 | 2214 | 2214 | 61.5 | 6857.25 | 290.87 | 19.9 | -49.96 | 18.16 | 20 | 0.38 | 0 | 0.5 | 0.1 | 0.5 | 0.5 | 0 | 623.53 | 0 | 317.3 | 0 | 540.11 | 0 | 230.97 | 0 | 46.33 | 0 | 17.7 | 0 | 26.39 | 0 | 12.89 | 35.03
6056 | 18.6 | 1411.34 | 660 | 131.35 | 2202.69 | 740.21 | 177.65 | 11280.86 | 3120.55 | 14223.76 | 190.84 | 23240.35 | 1769.63 | 959.4 | 4428 | 4428 | 24.6 | 9827.7 | 318.61 | 28.56 | -48.4 | 20.97 | 23.9 | 0 | 0 | 0.2 | 0.2 | 1 | 0.2 | 0 | 10816.82 | 0 | 6410.72 | 0 | 4211.74 | 0 | 1801.07 | 0 | 803.64 | 0 | 357.66 | 0 | 205.75 | 0 | 100.48 | 302.1
6057 | 19.8 | 1411.34 | 660 | 131.35 | 2202.69 | 740.21 | 177.65 | 11280.86 | 3120.55 | 14223.76 | 190.84 | 16717.84 | 2657.23 | 959.4 | 4428 | 4428 | 24.6 | 9827.7 | 318.22 | 28.17 | -47.61 | 21.76 | 23.9 | 0 | 0 | 0.2 | 0.2 | 1 | 0.2 | 0 | 6011.07 | 0 | 4420.75 | 0 | 4403.11 | 0 | 1882.91 | 0 | 893.19 | 0 | 493.28 | 0 | 430.2 | 0 | 210.1 | 630.46
6058 | 21.5 | 1411.34 | 660 | 131.35 | 2202.69 | 740.21 | 177.65 | 11280.86 | 3120.55 | 14223.76 | 190.84 | 31859.32 | 5157.28 | 959.4 | 4428 | 4428 | 24.6 | 9827.7 | 324.87 | 34.82 | -44.71 | 24.66 | 24 | 0 | -9.57 | 0.2 | 0.2 | 1 | 0.2 | 0 | 10056.63 | 0 | 10531.51 | 0 | 7895.03 | 0 | 3376.16 | 0 | 1494.33 | 0 | 1175.13 | 0 | 771.37 | 0 | 376.72 | 1339.74
6059 | 22.5 | 1411.34 | 660 | 131.35 | 2202.69 | 740.21 | 177.65 | 11280.86 | 3120.55 | 14223.76 | 190.84 | 36564.4 | 6114.53 | 959.4 | 4428 | 4428 | 24.6 | 9827.7 | 327.42 | 37.37 | -43.33 | 26.04 | 24 | 0 | -29.45 | 0.2 | 0.2 | 1 | 0.2 | 0 | 8236.94 | 0 | 14852.98 | 0 | 9438.34 | 0 | 4036.13 | 0 | 1223.94 | 0 | 1657.33 | 0 | 922.16 | 0 | 450.36 | 1860.74
6060 | 23.3 | 1411.34 | 660 | 131.35 | 2202.69 | 740.21 | 177.65 | 11280.86 | 3120.55 | 14223.76 | 190.84 | 41553.6 | 6710.03 | 959.4 | 4428 | 4428 | 24.6 | 9827.7 | 329.77 | 39.72 | -42.15 | 27.22 | 24 | 0 | -46.42 | 0.2 | 0.2 | 1 | 0.2 | 0 | 7685.94 | 0 | 13900.89 | 0 | 15584.44 | 0 | 4382.34 | 0 | 1142.06 | 0 | 1551.09 | 0 | 1522.66 | 0 | 488.99 | 2005.23
6061 | 24 | 1411.34 | 660 | 131.35 | 2202.69 | 740.21 | 177.65 | 11280.86 | 3120.55 | 14223.76 | 190.84 | 40375.29 | 6269.98 | 959.4 | 4428 | 4428 | 24.6 | 9827.7 | 329.93 | 39.88 | -41.58 | 27.8 | 24 | 0 | -54.76 | 0.2 | 0.2 | 1 | 0.2 | 0 | 7650.66 | 0 | 9882.14 | 0 | 18480.28 | 0 | 4362.22 | 0 | 1136.82 | 0 | 1102.67 | 0 | 1805.59 | 0 | 486.75 | 1738.15
6062 | 24.7 | 1411.34 | 660 | 131.35 | 2202.69 | 740.21 | 177.65 | 11280.86 | 3120.55 | 14223.76 | 190.84 | 46209.56 | 6962.61 | 959.4 | 4428 | 4428 | 24.6 | 9827.7 | 332.46 | 42.41 | -40.43 | 28.94 | 24 | 0 | -63.47 | 0.2 | 0.2 | 1 | 0.2 | 0 | 7596.94 | 0 | 9164.09 | 0 | 25116.94 | 0 | 4331.59 | 0 | 1128.84 | 0 | 1022.55 | 0 | 2454.02 | 0 | 483.33 | 1873.88
6063 | 24.9 | 1411.34 | 660 | 131.35 | 2202.69 | 740.21 | 177.65 | 11280.86 | 3120.55 | 14223.76 | 190.84 | 44595.3 | 6544.54 | 959.4 | 4428 | 4428 | 24.6 | 9827.7 | 332.05 | 42 | -40.38 | 29 | 24 | 0 | -62.06 | 0.2 | 0.2 | 1 | 0.2 | 0 | 6952.11 | 0 | 6386.41 | 0 | 27292.87 | 0 | 3963.92 | 0 | 1033.02 | 0 | 712.61 | 0 | 2666.62 | 0 | 442.3 | 1689.99
6064 | 24.7 | 1411.34 | 660 | 131.35 | 2202.69 | 740.21 | 177.65 | 11280.86 | 3120.55 | 14223.76 | 190.84 | 23081.09 | 3511.29 | 959.4 | 4428 | 4428 | 24.6 | 9827.7 | 324.75 | 34.7 | -42.28 | 27.1 | 24 | 0 | -36.89 | 0.2 | 0.2 | 1 | 0.2 | 0 | 4981.72 | 0 | 2840.46 | 0 | 12416.81 | 0 | 2842.1 | 0 | 740.24 | 0 | 316.94 | 0 | 1213.17 | 0 | 317.13 | 923.8
6065 | 24.5 | 1411.34 | 660 | 131.35 | 2202.69 | 740.21 | 177.65 | 11280.86 | 3120.55 | 14223.76 | 190.84 | 19502.49 | 2876.18 | 959.4 | 4428 | 4428 | 24.6 | 9827.7 | 323.35 | 33.3 | -42.77 | 26.61 | 24 | 0 | -32.05 | 0.2 | 0.2 | 1 | 0.2 | 0 | 3851.64 | 0 | 2196.11 | 0 | 10620.23 | 0 | 2834.5 | 0 | 572.32 | 0 | 245.05 | 0 | 1037.64 | 0 | 316.28 | 704.89
6066 | 24 | 1411.34 | 660 | 131.35 | 2202.69 | 740.21 | 444.13 | 11547.34 | 3387.03 | 14490.24 | 190.84 | 13743.45 | 1940.53 | 2398.5 | 11070 | 11070 | 61.5 | 24569.25 | 305.42 | 34.44 | -41.49 | 26.62 | 24 | 0 | -38.54 | 0.5 | 0.5 | 1 | 0.5 | 0 | 2378.3 | 0 | 1356.05 | 0 | 7616.22 | 0 | 2392.87 | 0 | 353.39 | 0 | 151.31 | 0 | 744.13 | 0 | 267 | 424.69
6067 | 23.4 | 1411.34 | 660 | 131.35 | 2202.69 | 740.21 | 444.13 | 11547.34 | 3387.03 | 14490.24 | 190.84 | 5545.95 | 691.31 | 2398.5 | 11070 | 11070 | 61.5 | 24569.25 | 302.31 | 31.33 | -42.73 | 25.39 | 24 | 0 | -20.39 | 0.5 | 0.5 | 1 | 0.5 | 0 | 602.22 | 0 | 343.37 | 0 | 3323.77 | 0 | 1276.59 | 0 | 89.48 | 0 | 38.31 | 0 | 324.75 | 0 | 142.45 | 96.32
6068 | 23.1 | 1411.34 | 660 | 131.35 | 2202.69 | 740.21 | 444.13 | 11547.34 | 3387.03 | 14490.24 | 190.84 | 0 | 0 | 2398.5 | 11070 | 11070 | 61.5 | 24569.25 | 300.34 | 29.37 | -43.45 | 24.67 | 24 | 0 | -9.81 | 0.5 | 0.5 | 1 | 0.5 | 0 | 0 | 0 | 0 | 0 | 0 | 0 | 0 | 0 | 0 | 0 | 0 | 0 | 0 | 0 | 0 | 0
6069 | 22.3 | 1411.34 | 660 | 131.35 | 2202.69 | 740.21 | 444.13 | 11547.34 | 3387.03 | 14490.24 | 190.84 | 0 | 0 | 2398.5 | 11070 | 11070 | 61.5 | 24569.25 | 299.61 | 28.63 | -44.24 | 23.88 | 23.9 | 0 | 0 | 0.5 | 0.5 | 1 | 0.5 | 0 | 0 | 0 | 0 | 0 | 0 | 0 | 0 | 0 | 0 | 0 | 0 | 0 | 0 | 0 | 0 | 0
6070 | 19 | 1411.34 | 660 | 131.35 | 2202.69 | 740.21 | 444.13 | 11547.34 | 3387.03 | 14490.24 | 190.84 | 0 | 0 | 2398.5 | 11070 | 11070 | 61.5 | 24569.25 | 296.58 | 25.6 | -47.49 | 20.62 | 23.9 | 0 | 0 | 0.5 | 0.5 | 1 | 0.5 | 0 | 0 | 0 | 0 | 0 | 0 | 0 | 0 | 0 | 0 | 0 | 0 | 0 | 0 | 0 | 0 | 0
6071 | 19 | 1411.34 | 660 | 131.35 | 2202.69 | 740.21 | 444.13 | 11547.34 | 3387.03 | 14490.24 | 190.84 | 0 | 0 | 2398.5 | 11070 | 11070 | 61.5 | 24569.25 | 296.58 | 25.6 | -47.49 | 20.62 | 23.9 | 0 | 0 | 0.5 | 0.5 | 1 | 0.5 | 0 | 0 | 0 | 0 | 0 | 0 | 0 | 0 | 0 | 0 | 0 | 0 | 0 | 0 | 0 | 0 | 0
6072 | 18.8 | 1411.34 | 660 | 131.35 | 2202.69 | 740.21 | 444.13 | 11547.34 | 3387.03 | 14490.24 | 190.84 | 0 | 0 | 2398.5 | 11070 | 11070 | 61.5 | 24569.25 | 296.39 | 25.42 | -47.69 | 20.42 | 23.9 | 0 | 0 | 0.5 | 0.5 | 1 | 0.5 | 0 | 0 | 0 | 0 | 0 | 0 | 0 | 0 | 0 | 0 | 0 | 0 | 0 | 0 | 0 | 0 | 0
6073 | 18.3 | 1411.34 | 660 | 131.35 | 2202.69 | 740.21 | 444.13 | 11547.34 | 3387.03 | 14490.24 | 190.84 | 0 | 0 | 2398.5 | 2214 | 2214 | 61.5 | 6857.25 | 291.13 | 20.16 | -49.39 | 18.72 | 20.16 | 0 | 0 | 0.5 | 0.1 | 0.5 | 0.5 | 0 | 0 | 0 | 0 | 0 | 0 | 0 | 0 | 0 | 0 | 0 | 0 | 0 | 0 | 0 | 0 | 0
6074 | 18 | 1411.34 | 660 | 131.35 | 2202.69 | 740.21 | 444.13 | 11547.34 | 3387.03 | 14490.24 | 190.84 | 0 | 0 | 2398.5 | 2214 | 2214 | 61.5 | 6857.25 | 290.75 | 19.77 | -49.69 | 18.43 | 20 | 0.85 | 0 | 0.5 | 0.1 | 0.5 | 0.5 | 0 | 0 | 0 | 0 | 0 | 0 | 0 | 0 | 0 | 0 | 0 | 0 | 0 | 0 | 0 | 0 | 0
6075 | 17.7 | 1411.34 | 660 | 131.35 | 2202.69 | 740.21 | 444.13 | 11547.34 | 3387.03 | 14490.24 | 190.84 | 0 | 0 | 2398.5 | 2214 | 2214 | 61.5 | 6857.25 | 290.47 | 19.49 | -49.98 | 18.13 | 20 | 1.89 | 0 | 0.5 | 0.1 | 0.5 | 0.5 | 0 | 0 | 0 | 0 | 0 | 0 | 0 | 0 | 0 | 0 | 0 | 0 | 0 | 0 | 0 | 0 | 0
6076 | 17.3 | 1411.34 | 660 | 131.35 | 2202.69 | 740.21 | 444.13 | 11547.34 | 3387.03 | 14490.24 | 190.84 | 0 | 0 | 2398.5 | 2214 | 2214 | 61.5 | 6857.25 | 290.1 | 19.12 | -50.38 | 17.74 | 20 | 3.24 | 0 | 0.5 | 0.1 | 0.5 | 0.5 | 0 | 0 | 0 | 0 | 0 | 0 | 0 | 0 | 0 | 0 | 0 | 0 | 0 | 0 | 0 | 0 | 0
6077 | 16.8 | 1411.34 | 660 | 131.35 | 2202.69 | 740.21 | 444.13 | 11547.34 | 3387.03 | 14490.24 | 190.84 | 0 | 0 | 2398.5 | 2214 | 2214 | 61.5 | 6857.25 | 289.64 | 18.66 | -50.87 | 17.24 | 20 | 4.94 | 0 | 0.5 | 0.1 | 0.5 | 0.5 | 0 | 0 | 0 | 0 | 0 | 0 | 0 | 0 | 0 | 0 | 0 | 0 | 0 | 0 | 0 | 0 | 0
6078 | 16.2 | 1411.34 | 660 | 131.35 | 2202.69 | 740.21 | 444.13 | 11547.34 | 3387.03 | 14490.24 | 190.84 | 0 | 0 | 2398.5 | 2214 | 2214 | 61.5 | 6857.25 | 289.09 | 18.11 | -51.46 | 16.65 | 20 | 6.97 | 0 | 0.5 | 0.1 | 0.5 | 0.5 | 0 | 0 | 0 | 0 | 0 | 0 | 0 | 0 | 0 | 0 | 0 | 0 | 0 | 0 | 0 | 0 | 0
6079 | 16.7 | 1411.34 | 660 | 131.35 | 2202.69 | 740.21 | 444.13 | 11547.34 | 3387.03 | 14490.24 | 190.84 | 5056.07 | 404.98 | 2398.5 | 2214 | 2214 | 61.5 | 6857.25 | 291.03 | 20.05 | -50.6 | 17.52 | 20.05 | 0 | 0 | 0.5 | 0.1 | 0.5 | 0.5 | 0 | 1985.23 | 0 | 980.66 | 0 | 1464.09 | 0 | 626.09 | 0 | 147.49 | 0 | 54.71 | 0 | 71.52 | 0 | 34.93 | 96.32
6080 | 17.7 | 1411.34 | 660 | 131.35 | 2202.69 | 740.21 | 177.65 | 11280.86 | 3120.55 | 14223.76 | 190.84 | 47788.53 | 3571.31 | 959.4 | 4428 | 4428 | 24.6 | 9827.7 | 325.44 | 35.39 | -47.46 | 21.91 | 23.9 | 0 | 0 | 0.2 | 0.2 | 1 | 0.2 | 0 | 24282.25 | 0 | 14595.24 | 0 | 6241.84 | 0 | 2669.21 | 0 | 1804.06 | 0 | 814.28 | 0 | 304.93 | 0 | 148.92 | 499.12
6081 | 18.1 | 1411.34 | 660 | 131.35 | 2202.69 | 740.21 | 177.65 | 11280.86 | 3120.55 | 14223.76 | 190.84 | 13436.85 | 2149.4 | 959.4 | 4428 | 4428 | 24.6 | 9827.7 | 315.58 | 25.53 | -49.55 | 19.82 | 23.9 | 0 | 0 | 0.2 | 0.2 | 1 | 0.2 | 0 | 4599.73 | 0 | 3253.02 | 0 | 3911.44 | 0 | 1672.66 | 0 | 683.48 | 0 | 362.98 | 0 | 382.16 | 0 | 186.64 | 534.14
6082 | 19.4 | 1411.34 | 660 | 131.35 | 2202.69 | 740.21 | 177.65 | 11280.86 | 3120.55 | 14223.76 | 190.84 | 35025.94 | 5633.43 | 959.4 | 4428 | 4428 | 24.6 | 9827.7 | 324.03 | 33.98 | -46.53 | 22.84 | 23.9 | 0 | 0 | 0.2 | 0.2 | 1 | 0.2 | 0 | 11145.16 | 0 | 12541.77 | 0 | 7942.53 | 0 | 3396.48 | 0 | 1656.07 | 0 | 1399.44 | 0 | 776.02 | 0 | 378.99 | 1422.92
6083 | 19.3 | 1411.34 | 660 | 131.35 | 2202.69 | 740.21 | 177.65 | 11280.86 | 3120.55 | 14223.76 | 190.84 | 34887.93 | 5795.57 | 959.4 | 4428 | 4428 | 24.6 | 9827.7 | 323.94 | 33.89 | -46.63 | 22.75 | 23.9 | 0 | 0 | 0.2 | 0.2 | 1 | 0.2 | 0 | 7957.92 | 0 | 13560.38 | 0 | 9364.9 | 0 | 4004.73 | 0 | 1182.48 | 0 | 1513.1 | 0 | 914.99 | 0 | 446.86 | 1738.15
6084 | 19 | 1411.34 | 660 | 131.35 | 2202.69 | 740.21 | 177.65 | 11280.86 | 3120.55 | 14223.76 | 190.84 | 27913.42 | 4489.32 | 959.4 | 4428 | 4428 | 24.6 | 9827.7 | 321.27 | 31.22 | -47.5 | 21.88 | 23.9 | 0 | 0 | 0.2 | 0.2 | 1 | 0.2 | 0 | 6580.56 | 0 | 6967.29 | 0 | 10613.5 | 0 | 3752.07 | 0 | 977.81 | 0 | 777.43 | 0 | 1036.98 | 0 | 418.66 | 1278.44
6085 | 18.9 | 1411.34 | 660 | 131.35 | 2202.69 | 740.21 | 177.65 | 11280.86 | 3120.55 | 14223.76 | 190.84 | 20062.27 | 3255.38 | 959.4 | 4428 | 4428 | 24.6 | 9827.7 | 318.55 | 28.5 | -48.23 | 21.15 | 23.9 | 0 | 0 | 0.2 | 0.2 | 1 | 0.2 | 0 | 5483.19 | 0 | 3530.81 | 0 | 7921.89 | 0 | 3126.38 | 0 | 814.75 | 0 | 393.98 | 0 | 774 | 0 | 348.85 | 923.8
6086 | 18.7 | 1411.34 | 660 | 131.35 | 2202.69 | 740.21 | 177.65 | 11280.86 | 3120.55 | 14223.76 | 190.84 | 17425.79 | 2830.77 | 959.4 | 4428 | 4428 | 24.6 | 9827.7 | 317.48 | 27.43 | -48.64 | 20.74 | 23.9 | 0 | 0 | 0.2 | 0.2 | 1 | 0.2 | 0 | 4876.76 | 0 | 2898.73 | 0 | 6869.7 | 0 | 2780.61 | 0 | 724.64 | 0 | 323.45 | 0 | 671.2 | 0 | 310.27 | 801.21
6087 | 18.9 | 1411.34 | 660 | 131.35 | 2202.69 | 740.21 | 177.65 | 11280.86 | 3120.55 | 14223.76 | 190.84 | 19660.92 | 3161.3 | 959.4 | 4428 | 4428 | 24.6 | 9827.7 | 318.4 | 28.35 | -48.26 | 21.11 | 23.9 | 0 | 0 | 0.2 | 0.2 | 1 | 0.2 | 0 | 5233.29 | 0 | 3159.78 | 0 | 8283.95 | 0 | 2983.89 | 0 | 777.62 | 0 | 352.57 | 0 | 809.37 | 0 | 332.95 | 888.78
6088 | 19.2 | 1411.34 | 660 | 131.35 | 2202.69 | 740.21 | 177.65 | 11280.86 | 3120.55 | 14223.76 | 190.84 | 30675.18 | 4553.27 | 959.4 | 4428 | 4428 | 24.6 | 9827.7 | 322.27 | 32.22 | -47.1 | 22.27 | 23.9 | 0 | 0 | 0.2 | 0.2 | 1 | 0.2 | 0 | 5671.69 | 0 | 3239.17 | 0 | 18530.46 | 0 | 3233.86 | 0 | 842.76 | 0 | 361.43 | 0 | 1810.5 | 0 | 360.84 | 1177.74
6089 | 17.1 | 1411.34 | 660 | 131.35 | 2202.69 | 740.21 | 177.65 | 11280.86 | 3120.55 | 14223.76 | 190.84 | 9527.12 | 1545.02 | 959.4 | 4428 | 4428 | 24.6 | 9827.7 | 313.36 | 23.31 | -50.85 | 18.52 | 23.31 | 0 | 0 | 0.2 | 0.2 | 1 | 0.2 | 0 | 2635.57 | 0 | 1502.74 | 0 | 3847.64 | 0 | 1541.18 | 0 | 391.62 | 0 | 167.68 | 0 | 375.93 | 0 | 171.97 | 437.82
6090 | 17.4 | 1411.34 | 660 | 131.35 | 2202.69 | 740.21 | 444.13 | 11547.34 | 3387.03 | 14490.24 | 190.84 | 15454.9 | 1215.69 | 2398.5 | 11070 | 11070 | 61.5 | 24569.25 | 299.61 | 28.63 | -47.94 | 20.18 | 23.9 | 0 | 0 | 0.5 | 0.5 | 1 | 0.5 | 0 | 3890.86 | 0 | 2218.48 | 0 | 6762.29 | 0 | 2583.27 | 0 | 289.07 | 0 | 123.77 | 0 | 330.35 | 0 | 144.12 | 328.37
6091 | 15.1 | 1411.34 | 660 | 131.35 | 2202.69 | 740.21 | 444.13 | 11547.34 | 3387.03 | 14490.24 | 190.84 | 3677.69 | 473.4 | 2398.5 | 11070 | 11070 | 61.5 | 24569.25 | 294.12 | 23.15 | -51.06 | 17.05 | 23.15 | 0 | 0 | 0.5 | 0.5 | 1 | 0.5 | 0 | 482.11 | 0 | 274.89 | 0 | 2106.93 | 0 | 813.76 | 0 | 71.64 | 0 | 30.67 | 0 | 205.85 | 0 | 90.8 | 74.43
6092 | 15.2 | 1411.34 | 660 | 131.35 | 2202.69 | 740.21 | 444.13 | 11547.34 | 3387.03 | 14490.24 | 190.84 | 0 | 0 | 2398.5 | 11070 | 11070 | 61.5 | 24569.25 | 293.07 | 22.09 | -51.24 | 16.87 | 22.09 | 0 | 0 | 0.5 | 0.5 | 1 | 0.5 | 0 | 0 | 0 | 0 | 0 | 0 | 0 | 0 | 0 | 0 | 0 | 0 | 0 | 0 | 0 | 0 | 0
6093 | 15.3 | 1411.34 | 660 | 131.35 | 2202.69 | 740.21 | 444.13 | 11547.34 | 3387.03 | 14490.24 | 190.84 | 0 | 0 | 2398.5 | 11070 | 11070 | 61.5 | 24569.25 | 293.13 | 22.15 | -51.15 | 16.97 | 22.15 | 0 | 0 | 0.5 | 0.5 | 1 | 0.5 | 0 | 0 | 0 | 0 | 0 | 0 | 0 | 0 | 0 | 0 | 0 | 0 | 0 | 0 | 0 | 0 | 0
6094 | 15 | 1411.34 | 660 | 131.35 | 2202.69 | 740.21 | 444.13 | 11547.34 | 3387.03 | 14490.24 | 190.84 | 0 | 0 | 2398.5 | 11070 | 11070 | 61.5 | 24569.25 | 292.85 | 21.88 | -51.44 | 16.67 | 21.88 | 0 | 0 | 0.5 | 0.5 | 1 | 0.5 | 0 | 0 | 0 | 0 | 0 | 0 | 0 | 0 | 0 | 0 | 0 | 0 | 0 | 0 | 0 | 0 | 0
6095 | 15 | 1411.34 | 660 | 131.35 | 2202.69 | 740.21 | 444.13 | 11547.34 | 3387.03 | 14490.24 | 190.84 | 0 | 0 | 2398.5 | 11070 | 11070 | 61.5 | 24569.25 | 292.84 | 21.87 | -51.44 | 16.67 | 21.87 | 0 | 0 | 0.5 | 0.5 | 1 | 0.5 | 0 | 0 | 0 | 0 | 0 | 0 | 0 | 0 | 0 | 0 | 0 | 0 | 0 | 0 | 0 | 0 | 0
6096 | 14.9 | 1411.34 | 660 | 131.35 | 2202.69 | 740.21 | 444.13 | 11547.34 | 3387.03 | 14490.24 | 190.84 | 0 | 0 | 2398.5 | 11070 | 11070 | 61.5 | 24569.25 | 292.75 | 21.78 | -51.54 | 16.57 | 21.78 | 0 | 0 | 0.5 | 0.5 | 1 | 0.5 | 0 | 0 | 0 | 0 | 0 | 0 | 0 | 0 | 0 | 0 | 0 | 0 | 0 | 0 | 0 | 0 | 0
6097 | 14.9 | 1411.34 | 660 | 131.35 | 2202.69 | 740.21 | 444.13 | 11547.34 | 3387.03 | 14490.24 | 190.84 | 0 | 0 | 2398.5 | 2214 | 2214 | 61.5 | 6857.25 | 287.95 | 16.97 | -52.75 | 15.37 | 20 | 11.17 | 0 | 0.5 | 0.1 | 0.5 | 0.5 | 0 | 0 | 0 | 0 | 0 | 0 | 0 | 0 | 0 | 0 | 0 | 0 | 0 | 0 | 0 | 0 | 0
6098 | 14.4 | 1411.34 | 660 | 131.35 | 2202.69 | 740.21 | 444.13 | 11547.34 | 3387.03 | 14490.24 | 190.84 | 0 | 0 | 2398.5 | 2214 | 2214 | 61.5 | 6857.25 | 287.44 | 16.46 | -53.24 | 14.87 | 20 | 13.06 | 0 | 0.5 | 0.1 | 0.5 | 0.5 | 0 | 0 | 0 | 0 | 0 | 0 | 0 | 0 | 0 | 0 | 0 | 0 | 0 | 0 | 0 | 0 | 0
6099 | 14.4 | 1411.34 | 660 | 131.35 | 2202.69 | 740.21 | 444.13 | 11547.34 | 3387.03 | 14490.24 | 190.84 | 0 | 0 | 2398.5 | 2214 | 2214 | 61.5 | 6857.25 | 287.44 | 16.46 | -53.24 | 14.87 | 20 | 13.06 | 0 | 0.5 | 0.1 | 0.5 | 0.5 | 0 | 0 | 0 | 0 | 0 | 0 | 0 | 0 | 0 | 0 | 0 | 0 | 0 | 0 | 0 | 0 | 0
6100 | 14.3 | 1411.34 | 660 | 131.35 | 2202.69 | 740.21 | 444.13 | 11547.34 | 3387.03 | 14490.24 | 190.84 | 0 | 0 | 2398.5 | 2214 | 2214 | 61.5 | 6857.25 | 287.34 | 16.37 | -53.34 | 14.78 | 20 | 13.4 | 0 | 0.5 | 0.1 | 0.5 | 0.5 | 0 | 0 | 0 | 0 | 0 | 0 | 0 | 0 | 0 | 0 | 0 | 0 | 0 | 0 | 0 | 0 | 0
6101 | 14.6 | 1411.34 | 660 | 131.35 | 2202.69 | 740.21 | 444.13 | 11547.34 | 3387.03 | 14490.24 | 190.84 | 0 | 0 | 2398.5 | 2214 | 2214 | 61.5 | 6857.25 | 287.62 | 16.64 | -53.04 | 15.07 | 20 | 12.39 | 0 | 0.5 | 0.1 | 0.5 | 0.5 | 0 | 0 | 0 | 0 | 0 | 0 | 0 | 0 | 0 | 0 | 0 | 0 | 0 | 0 | 0 | 0 | 0
6102 | 14.8 | 1411.34 | 660 | 131.35 | 2202.69 | 740.21 | 444.13 | 11547.34 | 3387.03 | 14490.24 | 190.84 | 0 | 0 | 2398.5 | 2214 | 2214 | 61.5 | 6857.25 | 287.8 | 16.83 | -52.85 | 15.27 | 20 | 11.71 | 0 | 0.5 | 0.1 | 0.5 | 0.5 | 0 | 0 | 0 | 0 | 0 | 0 | 0 | 0 | 0 | 0 | 0 | 0 | 0 | 0 | 0 | 0 | 0
6103 | 15.1 | 1411.34 | 660 | 131.35 | 2202.69 | 740.21 | 444.13 | 11547.34 | 3387.03 | 14490.24 | 190.84 | 560.47 | 46.03 | 2398.5 | 2214 | 2214 | 61.5 | 6857.25 | 288.24 | 17.27 | -52.51 | 15.61 | 20 | 10.09 | 0 | 0.5 | 0.1 | 0.5 | 0.5 | 0 | 166.61 | 0 | 93.53 | 0 | 210.36 | 0 | 89.96 | 0 | 12.38 | 0 | 5.22 | 0 | 10.28 | 0 | 5.02 | 13.13
6104 | 15.6 | 1411.34 | 660 | 131.35 | 2202.69 | 740.21 | 177.65 | 11280.86 | 3120.55 | 14223.76 | 190.84 | 17013.13 | 1307.56 | 959.4 | 4428 | 4428 | 24.6 | 9827.7 | 313.95 | 23.91 | -51.83 | 17.54 | 23.9 | 0 | 0 | 0.2 | 0.2 | 1 | 0.2 | 0 | 7455 | 0 | 4465.13 | 0 | 3567.45 | 0 | 1525.55 | 0 | 553.87 | 0 | 249.11 | 0 | 174.28 | 0 | 85.11 | 245.18
6105 | 16.3 | 1411.34 | 660 | 131.35 | 2202.69 | 740.21 | 177.65 | 11280.86 | 3120.55 | 14223.76 | 190.84 | 11478.86 | 1844.84 | 959.4 | 4428 | 4428 | 24.6 | 9827.7 | 313.29 | 23.24 | -51.49 | 17.89 | 23.24 | 0 | 0 | 0.2 | 0.2 | 1 | 0.2 | 0 | 3796.6 | 0 | 2605.44 | 0 | 3556.11 | 0 | 1520.71 | 0 | 564.14 | 0 | 290.72 | 0 | 347.45 | 0 | 169.68 | 472.85
6106 | 16.5 | 1411.34 | 660 | 131.35 | 2202.69 | 740.21 | 177.65 | 11280.86 | 3120.55 | 14223.76 | 190.84 | 19865.55 | 1626.29 | 959.4 | 4428 | 4428 | 24.6 | 9827.7 | 315.82 | 25.77 | -50.72 | 18.65 | 23.9 | 0 | 0 | 0.2 | 0.2 | 1 | 0.2 | 0 | 5735.96 | 0 | 3377.92 | 0 | 7531.13 | 0 | 3220.55 | 0 | 426.16 | 0 | 188.46 | 0 | 367.91 | 0 | 179.68 | 464.09
6107 | 17.3 | 1411.34 | 660 | 131.35 | 2202.69 | 740.21 | 177.65 | 11280.86 | 3120.55 | 14223.76 | 190.84 | 11653.12 | 1909.44 | 959.4 | 4428 | 4428 | 24.6 | 9827.7 | 314.27 | 24.22 | -50.48 | 18.89 | 23.9 | 0 | 0 | 0.2 | 0.2 | 1 | 0.2 | 0 | 3337.6 | 0 | 1975.15 | 0 | 4441.18 | 0 | 1899.19 | 0 | 495.94 | 0 | 220.39 | 0 | 433.92 | 0 | 211.92 | 547.28
6108 | 17.8 | 1411.34 | 660 | 131.35 | 2202.69 | 740.21 | 177.65 | 11280.86 | 3120.55 | 14223.76 | 190.84 | 9781.31 | 1606.94 | 959.4 | 4428 | 4428 | 24.6 | 9827.7 | 314.09 | 24.04 | -50.14 | 19.23 | 23.9 | 0 | 0 | 0.2 | 0.2 | 1 | 0.2 | 0 | 2797.06 | 0 | 1636 | 0 | 3753.44 | 0 | 1594.81 | 0 | 415.62 | 0 | 182.55 | 0 | 366.73 | 0 | 177.95 | 464.09
6109 | 18.3 | 1411.34 | 660 | 131.35 | 2202.69 | 740.21 | 177.65 | 11280.86 | 3120.55 | 14223.76 | 190.84 | 10563.65 | 1732.82 | 959.4 | 4428 | 4428 | 24.6 | 9827.7 | 314.81 | 24.76 | -49.58 | 19.79 | 23.9 | 0 | 0 | 0.2 | 0.2 | 1 | 0.2 | 0 | 3013.95 | 0 | 1755.81 | 0 | 4075.4 | 0 | 1718.48 | 0 | 447.85 | 0 | 195.92 | 0 | 398.18 | 0 | 191.75 | 499.12
6110 | 18.7 | 1411.34 | 660 | 131.35 | 2202.69 | 740.21 | 177.65 | 11280.86 | 3120.55 | 14223.76 | 190.84 | 11069.77 | 1813.12 | 959.4 | 4428 | 4428 | 24.6 | 9827.7 | 315.34 | 25.29 | -49.15 | 20.23 | 23.9 | 0 | 0 | 0.2 | 0.2 | 1 | 0.2 | 0 | 3149.59 | 0 | 1827.16 | 0 | 4297.2 | 0 | 1795.82 | 0 | 468 | 0 | 203.88 | 0 | 419.85 | 0 | 200.38 | 521.01
6111 | 17.8 | 1411.34 | 660 | 131.35 | 2202.69 | 740.21 | 177.65 | 11280.86 | 3120.55 | 14223.76 | 190.84 | 10032.22 | 1643.23 | 959.4 | 4428 | 4428 | 24.6 | 9827.7 | 314.17 | 24.12 | -50.12 | 19.25 | 23.9 | 0 | 0 | 0.2 | 0.2 | 1 | 0.2 | 0 | 2847.51 | 0 | 1640.32 | 0 | 3920.8 | 0 | 1623.58 | 0 | 423.12 | 0 | 183.03 | 0 | 383.08 | 0 | 181.16 | 472.85
6112 | 20.3 | 1411.34 | 660 | 131.35 | 2202.69 | 740.21 | 177.65 | 11280.86 | 3120.55 | 14223.76 | 190.84 | 27892.82 | 4169.51 | 959.4 | 4428 | 4428 | 24.6 | 9827.7 | 322.35 | 32.3 | -46.24 | 23.14 | 23.9 | 0 | 0 | 0.2 | 0.2 | 1 | 0.2 | 0 | 5436.63 | 0 | 3111.04 | 0 | 16245.31 | 0 | 3099.83 | 0 | 807.83 | 0 | 347.14 | 0 | 1587.23 | 0 | 345.89 | 1081.42
6113 | 20.8 | 1411.34 | 660 | 131.35 | 2202.69 | 740.21 | 177.65 | 11280.86 | 3120.55 | 14223.76 | 190.84 | 23742.05 | 3408.06 | 959.4 | 4428 | 4428 | 24.6 | 9827.7 | 321.38 | 31.33 | -46.09 | 23.29 | 23.9 | 0 | 0 | 0.2 | 0.2 | 1 | 0.2 | 0 | 4102.13 | 0 | 2338.93 | 0 | 13989.84 | 0 | 3311.16 | 0 | 609.54 | 0 | 260.98 | 0 | 1366.86 | 0 | 369.47 | 801.21
6114 | 20.1 | 1411.34 | 660 | 131.35 | 2202.69 | 740.21 | 444.13 | 11547.34 | 3387.03 | 14490.24 | 190.84 | 47562.27 | 5638.75 | 2398.5 | 11070 | 11070 | 61.5 | 24569.25 | 312 | 41.03 | -42.78 | 25.33 | 24 | 0 | -19.54 | 0.5 | 0.5 | 1 | 0.5 | 0 | 2375.99 | 0 | 1354.73 | 0 | 35122.65 | 0 | 8708.91 | 0 | 353.05 | 0 | 151.16 | 0 | 3431.62 | 0 | 971.76 | 731.16
6115 | 19.1 | 1411.34 | 660 | 131.35 | 2202.69 | 740.21 | 444.13 | 11547.34 | 3387.03 | 14490.24 | 190.84 | 4733.57 | 632.72 | 2398.5 | 11070 | 11070 | 61.5 | 24569.25 | 298.13 | 27.15 | -47.03 | 21.09 | 23.9 | 0 | 0 | 0.5 | 0.5 | 1 | 0.5 | 0 | 558.4 | 0 | 318.39 | 0 | 2789.96 | 0 | 1066.82 | 0 | 82.97 | 0 | 35.53 | 0 | 272.59 | 0 | 119.04 | 122.59
6116 | 17.1 | 1411.34 | 660 | 131.35 | 2202.69 | 740.21 | 444.13 | 11547.34 | 3387.03 | 14490.24 | 190.84 | 0 | 0 | 2398.5 | 11070 | 11070 | 61.5 | 24569.25 | 294.83 | 23.86 | -49.37 | 18.75 | 23.86 | 0 | 0 | 0.5 | 0.5 | 1 | 0.5 | 0 | 0 | 0 | 0 | 0 | 0 | 0 | 0 | 0 | 0 | 0 | 0 | 0 | 0 | 0 | 0 | 0
6117 | 16.7 | 1411.34 | 660 | 131.35 | 2202.69 | 740.21 | 444.13 | 11547.34 | 3387.03 | 14490.24 | 190.84 | 0 | 0 | 2398.5 | 11070 | 11070 | 61.5 | 24569.25 | 294.46 | 23.49 | -49.76 | 18.35 | 23.49 | 0 | 0 | 0.5 | 0.5 | 1 | 0.5 | 0 | 0 | 0 | 0 | 0 | 0 | 0 | 0 | 0 | 0 | 0 | 0 | 0 | 0 | 0 | 0 | 0
6118 | 16.3 | 1411.34 | 660 | 131.35 | 2202.69 | 740.21 | 444.13 | 11547.34 | 3387.03 | 14490.24 | 190.84 | 0 | 0 | 2398.5 | 11070 | 11070 | 61.5 | 24569.25 | 294.09 | 23.11 | -50.16 | 17.96 | 23.11 | 0 | 0 | 0.5 | 0.5 | 1 | 0.5 | 0 | 0 | 0 | 0 | 0 | 0 | 0 | 0 | 0 | 0 | 0 | 0 | 0 | 0 | 0 | 0 | 0
6119 | 15.6 | 1411.34 | 660 | 131.35 | 2202.69 | 740.21 | 444.13 | 11547.34 | 3387.03 | 14490.24 | 190.84 | 0 | 0 | 2398.5 | 11070 | 11070 | 61.5 | 24569.25 | 293.43 | 22.46 | -50.85 | 17.27 | 22.46 | 0 | 0 | 0.5 | 0.5 | 1 | 0.5 | 0 | 0 | 0 | 0 | 0 | 0 | 0 | 0 | 0 | 0 | 0 | 0 | 0 | 0 | 0 | 0 | 0
6120 | 15.8 | 1411.34 | 660 | 131.35 | 2202.69 | 740.21 | 444.13 | 11547.34 | 3387.03 | 14490.24 | 190.84 | 0 | 0 | 2398.5 | 11070 | 11070 | 61.5 | 24569.25 | 293.6 | 22.62 | -50.65 | 17.46 | 22.62 | 0 | 0 | 0.5 | 0.5 | 1 | 0.5 | 0 | 0 | 0 | 0 | 0 | 0 | 0 | 0 | 0 | 0 | 0 | 0 | 0 | 0 | 0 | 0 | 0
6121 | 15.7 | 1411.34 | 660 | 131.35 | 2202.69 | 740.21 | 444.13 | 11547.34 | 3387.03 | 14490.24 | 190.84 | 0 | 0 | 2398.5 | 2214 | 2214 | 61.5 | 6857.25 | 288.71 | 17.73 | -51.96 | 16.16 | 20 | 8.37 | 0 | 0.5 | 0.1 | 0.5 | 0.5 | 0 | 0 | 0 | 0 | 0 | 0 | 0 | 0 | 0 | 0 | 0 | 0 | 0 | 0 | 0 | 0 | 0
6122 | 15.3 | 1411.34 | 660 | 131.35 | 2202.69 | 740.21 | 444.13 | 11547.34 | 3387.03 | 14490.24 | 190.84 | 0 | 0 | 2398.5 | 2214 | 2214 | 61.5 | 6857.25 | 288.26 | 17.29 | -52.35 | 15.76 | 20 | 10.02 | 0 | 0.5 | 0.1 | 0.5 | 0.5 | 0 | 0 | 0 | 0 | 0 | 0 | 0 | 0 | 0 | 0 | 0 | 0 | 0 | 0 | 0 | 0 | 0
6123 | 15.1 | 1411.34 | 660 | 131.35 | 2202.69 | 740.21 | 444.13 | 11547.34 | 3387.03 | 14490.24 | 190.84 | 0 | 0 | 2398.5 | 2214 | 2214 | 61.5 | 6857.25 | 288.08 | 17.1 | -52.55 | 15.57 | 20 | 10.69 | 0 | 0.5 | 0.1 | 0.5 | 0.5 | 0 | 0 | 0 | 0 | 0 | 0 | 0 | 0 | 0 | 0 | 0 | 0 | 0 | 0 | 0 | 0 | 0
6124 | 14.4 | 1411.34 | 660 | 131.35 | 2202.69 | 740.21 | 444.13 | 11547.34 | 3387.03 | 14490.24 | 190.84 | 0 | 0 | 2398.5 | 2214 | 2214 | 61.5 | 6857.25 | 287.44 | 16.46 | -53.24 | 14.87 | 20 | 13.06 | 0 | 0.5 | 0.1 | 0.5 | 0.5 | 0 | 0 | 0 | 0 | 0 | 0 | 0 | 0 | 0 | 0 | 0 | 0 | 0 | 0 | 0 | 0 | 0
6125 | 14.4 | 1411.34 | 660 | 131.35 | 2202.69 | 740.21 | 444.13 | 11547.34 | 3387.03 | 14490.24 | 190.84 | 0 | 0 | 2398.5 | 2214 | 2214 | 61.5 | 6857.25 | 287.44 | 16.46 | -53.24 | 14.87 | 20 | 13.06 | 0 | 0.5 | 0.1 | 0.5 | 0.5 | 0 | 0 | 0 | 0 | 0 | 0 | 0 | 0 | 0 | 0 | 0 | 0 | 0 | 0 | 0 | 0 | 0
6126 | 13.9 | 1411.34 | 660 | 131.35 | 2202.69 | 740.21 | 444.13 | 11547.34 | 3387.03 | 14490.24 | 190.84 | 0 | 0 | 2398.5 | 2214 | 2214 | 61.5 | 6857.25 | 286.98 | 16 | -53.73 | 14.38 | 20 | 14.76 | 0 | 0.5 | 0.1 | 0.5 | 0.5 | 0 | 0 | 0 | 0 | 0 | 0 | 0 | 0 | 0 | 0 | 0 | 0 | 0 | 0 | 0 | 0 | 0
6127 | 14.1 | 1411.34 | 660 | 131.35 | 2202.69 | 740.21 | 444.13 | 11547.34 | 3387.03 | 14490.24 | 190.84 | 4746.83 | 377.76 | 2398.5 | 2214 | 2214 | 61.5 | 6857.25 | 288.55 | 17.57 | -53.19 | 14.93 | 20 | 8.96 | 0 | 0.5 | 0.1 | 0.5 | 0.5 | 0 | 2055.53 | 0 | 984.93 | 0 | 1195.25 | 0 | 511.13 | 0 | 152.72 | 0 | 54.95 | 0 | 58.39 | 0 | 28.52 | 83.19
6128 | 15.3 | 1411.34 | 660 | 131.35 | 2202.69 | 740.21 | 177.65 | 11280.86 | 3120.55 | 14223.76 | 190.84 | 62504.97 | 4645.94 | 959.4 | 4428 | 4428 | 24.6 | 9827.7 | 327.85 | 37.8 | -48.74 | 20.64 | 23.9 | 0 | 0 | 0.2 | 0.2 | 1 | 0.2 | 0 | 32907.41 | 0 | 20205.75 | 0 | 6578.6 | 0 | 2813.22 | 0 | 2444.87 | 0 | 1127.3 | 0 | 321.38 | 0 | 156.95 | 595.44
6129 | 16.2 | 1411.34 | 660 | 131.35 | 2202.69 | 740.21 | 177.65 | 11280.86 | 3120.55 | 14223.76 | 190.84 | 27858.17 | 4358.56 | 959.4 | 4428 | 4428 | 24.6 | 9827.7 | 318.68 | 28.63 | -50.27 | 19.1 | 23.9 | 0 | 0 | 0.2 | 0.2 | 1 | 0.2 | 0 | 10920.6 | 0 | 8926.67 | 0 | 5611.33 | 0 | 2399.58 | 0 | 1622.7 | 0 | 996.06 | 0 | 548.25 | 0 | 267.75 | 923.8
6130 | 16.7 | 1411.34 | 660 | 131.35 | 2202.69 | 740.21 | 177.65 | 11280.86 | 3120.55 | 14223.76 | 190.84 | 48492.68 | 7877.57 | 959.4 | 4428 | 4428 | 24.6 | 9827.7 | 326.14 | 36.09 | -48.1 | 21.27 | 23.9 | 0 | 0 | 0.2 | 0.2 | 1 | 0.2 | 0 | 15969.37 | 0 | 22796.27 | 0 | 6813.41 | 0 | 2913.63 | 0 | 2372.91 | 0 | 2543.66 | 0 | 665.7 | 0 | 325.11 | 1970.2
6131 | 17.1 | 1411.34 | 660 | 131.35 | 2202.69 | 740.21 | 177.65 | 11280.86 | 3120.55 | 14223.76 | 190.84 | 35437.93 | 5899.76 | 959.4 | 4428 | 4428 | 24.6 | 9827.7 | 322.14 | 32.09 | -48.75 | 20.62 | 23.9 | 0 | 0 | 0.2 | 0.2 | 1 | 0.2 | 0 | 7771.36 | 0 | 14457.37 | 0 | 9252.53 | 0 | 3956.67 | 0 | 1154.76 | 0 | 1613.18 | 0 | 904.01 | 0 | 441.49 | 1786.31
6132 | 17.2 | 1411.34 | 660 | 131.35 | 2202.69 | 740.21 | 177.65 | 11280.86 | 3120.55 | 14223.76 | 190.84 | 31790.21 | 5112.49 | 959.4 | 4428 | 4428 | 24.6 | 9827.7 | 320.95 | 30.9 | -48.96 | 20.41 | 23.9 | 0 | 0 | 0.2 | 0.2 | 1 | 0.2 | 0 | 7091.95 | 0 | 8529.72 | 0 | 12124.89 | 0 | 4043.65 | 0 | 1053.8 | 0 | 951.76 | 0 | 1184.65 | 0 | 451.2 | 1471.08
6133 | 17.2 | 1411.34 | 660 | 131.35 | 2202.69 | 740.21 | 177.65 | 11280.86 | 3120.55 | 14223.76 | 190.84 | 35521.75 | 5576.4 | 959.4 | 4428 | 4428 | 24.6 | 9827.7 | 322.16 | 32.11 | -48.67 | 20.7 | 23.9 | 0 | 0 | 0.2 | 0.2 | 1 | 0.2 | 0 | 7392.8 | 0 | 8101.75 | 0 | 15812.01 | 0 | 4215.19 | 0 | 1098.5 | 0 | 904.01 | 0 | 1544.89 | 0 | 470.34 | 1558.65
6134 | 17.5 | 1411.34 | 660 | 131.35 | 2202.69 | 740.21 | 177.65 | 11280.86 | 3120.55 | 14223.76 | 190.84 | 47021.71 | 7037.53 | 959.4 | 4428 | 4428 | 24.6 | 9827.7 | 326.19 | 36.15 | -47.48 | 21.9 | 23.9 | 0 | 0 | 0.2 | 0.2 | 1 | 0.2 | 0 | 7474.38 | 0 | 9363.79 | 0 | 25921.83 | 0 | 4261.71 | 0 | 1110.63 | 0 | 1044.83 | 0 | 2532.66 | 0 | 475.53 | 1873.88
6135 | 18.4 | 1411.34 | 660 | 131.35 | 2202.69 | 740.21 | 177.65 | 11280.86 | 3120.55 | 14223.76 | 190.84 | 72873.92 | 10088.75 | 959.4 | 4428 | 4428 | 24.6 | 9827.7 | 335.39 | 45.34 | -44.58 | 24.79 | 24 | 0 | -11.42 | 0.2 | 0.2 | 1 | 0.2 | 0 | 5425.66 | 0 | 9524.53 | 0 | 54830.16 | 0 | 3093.58 | 0 | 806.2 | 0 | 1062.77 | 0 | 5357.11 | 0 | 345.19 | 2517.48
6136 | 18.5 | 1411.34 | 660 | 131.35 | 2202.69 | 740.21 | 177.65 | 11280.86 | 3120.55 | 14223.76 | 190.84 | 69785.42 | 9216.75 | 959.4 | 4428 | 4428 | 24.6 | 9827.7 | 334.34 | 44.29 | -44.76 | 24.62 | 24 | 0 | -8.88 | 0.2 | 0.2 | 1 | 0.2 | 0 | 4559.24 | 0 | 2707.3 | 0 | 59919.3 | 0 | 2599.57 | 0 | 677.46 | 0 | 302.09 | 0 | 5854.34 | 0 | 290.07 | 2092.79
6137 | 18.2 | 1411.34 | 660 | 131.35 | 2202.69 | 740.21 | 177.65 | 11280.86 | 3120.55 | 14223.76 | 190.84 | 66344.37 | 8208.76 | 959.4 | 4428 | 4428 | 24.6 | 9827.7 | 332.78 | 42.73 | -45.36 | 24.01 | 24 | 0 | -0.17 | 0.2 | 0.2 | 1 | 0.2 | 0 | 3613.99 | 0 | 2060.61 | 0 | 53149.05 | 0 | 7520.72 | 0 | 537.01 | 0 | 229.93 | 0 | 5192.86 | 0 | 839.18 | 1409.79
6138 | 17.2 | 1411.34 | 660 | 131.35 | 2202.69 | 740.21 | 444.13 | 11547.34 | 3387.03 | 14490.24 | 190.84 | 36170.88 | 4370.95 | 2398.5 | 11070 | 11070 | 61.5 | 24569.25 | 305.91 | 34.94 | -46.51 | 21.61 | 23.9 | 0 | 0 | 0.5 | 0.5 | 1 | 0.5 | 0 | 2564.31 | 0 | 1462.11 | 0 | 25609.51 | 0 | 6534.96 | 0 | 381.03 | 0 | 163.15 | 0 | 2502.15 | 0 | 729.18 | 595.44
6139 | 16.3 | 1411.34 | 660 | 131.35 | 2202.69 | 740.21 | 444.13 | 11547.34 | 3387.03 | 14490.24 | 190.84 | 4215.07 | 591.6 | 2398.5 | 11070 | 11070 | 61.5 | 24569.25 | 295.4 | 24.42 | -49.83 | 18.28 | 23.9 | 0 | 0 | 0.5 | 0.5 | 1 | 0.5 | 0 | 365.61 | 0 | 208.46 | 0 | 2646.97 | 0 | 994.03 | 0 | 54.33 | 0 | 23.26 | 0 | 258.62 | 0 | 110.92 | 144.48
6140 | 14 | 1411.34 | 660 | 131.35 | 2202.69 | 740.21 | 444.13 | 11547.34 | 3387.03 | 14490.24 | 190.84 | 0 | 0 | 2398.5 | 11070 | 11070 | 61.5 | 24569.25 | 291.99 | 21.01 | -52.43 | 15.69 | 21.01 | 0 | 0 | 0.5 | 0.5 | 1 | 0.5 | 0 | 0 | 0 | 0 | 0 | 0 | 0 | 0 | 0 | 0 | 0 | 0 | 0 | 0 | 0 | 0 | 0
6141 | 13.6 | 1411.34 | 660 | 131.35 | 2202.69 | 740.21 | 444.13 | 11547.34 | 3387.03 | 14490.24 | 190.84 | 0 | 0 | 2398.5 | 11070 | 11070 | 61.5 | 24569.25 | 291.53 | 20.56 | -52.82 | 15.29 | 20.56 | 0 | 0 | 0.5 | 0.5 | 1 | 0.5 | 0 | 0 | 0 | 0 | 0 | 0 | 0 | 0 | 0 | 0 | 0 | 0 | 0 | 0 | 0 | 0 | 0
6142 | 14 | 1411.34 | 660 | 131.35 | 2202.69 | 740.21 | 444.13 | 11547.34 | 3387.03 | 14490.24 | 190.84 | 0 | 0 | 2398.5 | 11070 | 11070 | 61.5 | 24569.25 | 291.89 | 20.91 | -52.43 | 15.69 | 20.91 | 0 | 0 | 0.5 | 0.5 | 1 | 0.5 | 0 | 0 | 0 | 0 | 0 | 0 | 0 | 0 | 0 | 0 | 0 | 0 | 0 | 0 | 0 | 0 | 0
6143 | 12.2 | 1411.34 | 660 | 131.35 | 2202.69 | 740.21 | 444.13 | 11547.34 | 3387.03 | 14490.24 | 190.84 | 0 | 0 | 2398.5 | 11070 | 11070 | 61.5 | 24569.25 | 290.24 | 19.27 | -54.2 | 13.91 | 20 | 2.7 | 0 | 0.5 | 0.5 | 1 | 0.5 | 0 | 0 | 0 | 0 | 0 | 0 | 0 | 0 | 0 | 0 | 0 | 0 | 0 | 0 | 0 | 0 | 0
6144 | 12.2 | 1411.34 | 660 | 131.35 | 2202.69 | 740.21 | 444.13 | 11547.34 | 3387.03 | 14490.24 | 190.84 | 0 | 0 | 2398.5 | 11070 | 11070 | 61.5 | 24569.25 | 290.22 | 19.24 | -54.2 | 13.91 | 20 | 2.8 | 0 | 0.5 | 0.5 | 1 | 0.5 | 0 | 0 | 0 | 0 | 0 | 0 | 0 | 0 | 0 | 0 | 0 | 0 | 0 | 0 | 0 | 0 | 0
6145 | 12.7 | 1411.34 | 660 | 131.35 | 2202.69 | 740.21 | 444.13 | 11547.34 | 3387.03 | 14490.24 | 190.84 | 0 | 0 | 2398.5 | 2214 | 2214 | 61.5 | 6857.25 | 285.88 | 14.9 | -54.92 | 13.2 | 20 | 18.82 | 0 | 0.5 | 0.1 | 0.5 | 0.5 | 0 | 0 | 0 | 0 | 0 | 0 | 0 | 0 | 0 | 0 | 0 | 0 | 0 | 0 | 0 | 0 | 0
6146 | 13.1 | 1411.34 | 660 | 131.35 | 2202.69 | 740.21 | 444.13 | 11547.34 | 3387.03 | 14490.24 | 190.84 | 0 | 0 | 2398.5 | 2214 | 2214 | 61.5 | 6857.25 | 286.24 | 15.27 | -54.52 | 13.59 | 20 | 17.47 | 0 | 0.5 | 0.1 | 0.5 | 0.5 | 0 | 0 | 0 | 0 | 0 | 0 | 0 | 0 | 0 | 0 | 0 | 0 | 0 | 0 | 0 | 0 | 0
6147 | 12.8 | 1411.34 | 660 | 131.35 | 2202.69 | 740.21 | 444.13 | 11547.34 | 3387.03 | 14490.24 | 190.84 | 0 | 0 | 2398.5 | 2214 | 2214 | 61.5 | 6857.25 | 285.97 | 14.99 | -54.82 | 13.3 | 20 | 18.48 | 0 | 0.5 | 0.1 | 0.5 | 0.5 | 0 | 0 | 0 | 0 | 0 | 0 | 0 | 0 | 0 | 0 | 0 | 0 | 0 | 0 | 0 | 0 | 0
6148 | 12 | 1411.34 | 660 | 131.35 | 2202.69 | 740.21 | 444.13 | 11547.34 | 3387.03 | 14490.24 | 190.84 | 0 | 0 | 2398.5 | 2214 | 2214 | 61.5 | 6857.25 | 285.23 | 14.26 | -55.61 | 12.51 | 20 | 21.19 | 0 | 0.5 | 0.1 | 0.5 | 0.5 | 0 | 0 | 0 | 0 | 0 | 0 | 0 | 0 | 0 | 0 | 0 | 0 | 0 | 0 | 0 | 0 | 0
6149 | 11.6 | 1411.34 | 660 | 131.35 | 2202.69 | 740.21 | 444.13 | 11547.34 | 3387.03 | 14490.24 | 190.84 | 0 | 0 | 2398.5 | 2214 | 2214 | 61.5 | 6857.25 | 284.87 | 13.89 | -56 | 12.11 | 20 | 22.55 | 0 | 0.5 | 0.1 | 0.5 | 0.5 | 0 | 0 | 0 | 0 | 0 | 0 | 0 | 0 | 0 | 0 | 0 | 0 | 0 | 0 | 0 | 0 | 0
6150 | 11.7 | 1411.34 | 660 | 131.35 | 2202.69 | 740.21 | 444.13 | 11547.34 | 3387.03 | 14490.24 | 190.84 | 0 | 0 | 2398.5 | 2214 | 2214 | 61.5 | 6857.25 | 284.96 | 13.98 | -55.9 | 12.21 | 20 | 22.21 | 0 | 0.5 | 0.1 | 0.5 | 0.5 | 0 | 0 | 0 | 0 | 0 | 0 | 0 | 0 | 0 | 0 | 0 | 0 | 0 | 0 | 0 | 0 | 0
6151 | 12.2 | 1411.34 | 660 | 131.35 | 2202.69 | 740.21 | 444.13 | 11547.34 | 3387.03 | 14490.24 | 190.84 | 5798.96 | 458.42 | 2398.5 | 2214 | 2214 | 61.5 | 6857.25 | 287.11 | 16.14 | -54.99 | 13.13 | 20 | 14.26 | 0 | 0.5 | 0.1 | 0.5 | 0.5 | 0 | 2599.82 | 0 | 1236.42 | 0 | 1374.81 | 0 | 587.91 | 0 | 193.16 | 0 | 68.98 | 0 | 67.16 | 0 | 32.8 | 96.32
6152 | 13.8 | 1411.34 | 660 | 131.35 | 2202.69 | 740.21 | 177.65 | 11280.86 | 3120.55 | 14223.76 | 190.84 | 67613.68 | 5014.22 | 959.4 | 4428 | 4428 | 24.6 | 9827.7 | 328.08 | 38.03 | -49.84 | 19.54 | 23.9 | 0 | 0 | 0.2 | 0.2 | 1 | 0.2 | 0 | 35969.01 | 0 | 22322.48 | 0 | 6529.83 | 0 | 2792.36 | 0 | 2672.34 | 0 | 1245.39 | 0 | 318.99 | 0 | 155.79 | 621.71
6153 | 15.3 | 1411.34 | 660 | 131.35 | 2202.69 | 740.21 | 177.65 | 11280.86 | 3120.55 | 14223.76 | 190.84 | 40520.32 | 6301.14 | 959.4 | 4428 | 4428 | 24.6 | 9827.7 | 322.1 | 32.05 | -50.15 | 19.23 | 23.9 | 0 | 0 | 0.2 | 0.2 | 1 | 0.2 | 0 | 17074.84 | 0 | 14968.24 | 0 | 5937.98 | 0 | 2539.27 | 0 | 2537.17 | 0 | 1670.19 | 0 | 580.16 | 0 | 283.34 | 1230.28
6154 | 16.3 | 1411.34 | 660 | 131.35 | 2202.69 | 740.21 | 177.65 | 11280.86 | 3120.55 | 14223.76 | 190.84 | 48207.91 | 7785.78 | 959.4 | 4428 | 4428 | 24.6 | 9827.7 | 325.67 | 35.62 | -48.52 | 20.85 | 23.9 | 0 | 0 | 0.2 | 0.2 | 1 | 0.2 | 0 | 15708.68 | 0 | 22545 | 0 | 6972.55 | 0 | 2981.68 | 0 | 2334.17 | 0 | 2515.62 | 0 | 681.24 | 0 | 332.7 | 1922.04
6155 | 15.6 | 1411.34 | 660 | 131.35 | 2202.69 | 740.21 | 177.65 | 11280.86 | 3120.55 | 14223.76 | 190.84 | 28826.62 | 4749.34 | 959.4 | 4428 | 4428 | 24.6 | 9827.7 | 318.53 | 28.48 | -50.77 | 18.6 | 23.9 | 0 | 0 | 0.2 | 0.2 | 1 | 0.2 | 0 | 6965.92 | 0 | 9347.01 | 0 | 8765.35 | 0 | 3748.34 | 0 | 1035.07 | 0 | 1042.96 | 0 | 856.41 | 0 | 418.25 | 1396.65
6156 | 16.7 | 1411.34 | 660 | 131.35 | 2202.69 | 740.21 | 177.65 | 11280.86 | 3120.55 | 14223.76 | 190.84 | 44206.64 | 7037.08 | 959.4 | 4428 | 4428 | 24.6 | 9827.7 | 324.65 | 34.6 | -48.46 | 20.91 | 23.9 | 0 | 0 | 0.2 | 0.2 | 1 | 0.2 | 0 | 7342.21 | 0 | 15829.14 | 0 | 16848.94 | 0 | 4186.35 | 0 | 1090.99 | 0 | 1766.25 | 0 | 1646.2 | 0 | 467.12 | 2066.52
6157 | 16.3 | 1411.34 | 660 | 131.35 | 2202.69 | 740.21 | 177.65 | 11280.86 | 3120.55 | 14223.76 | 190.84 | 50150.63 | 7635.77 | 959.4 | 4428 | 4428 | 24.6 | 9827.7 | 326.19 | 36.14 | -48.4 | 20.97 | 23.9 | 0 | 0 | 0.2 | 0.2 | 1 | 0.2 | 0 | 7459.65 | 0 | 13784.96 | 0 | 24652.71 | 0 | 4253.31 | 0 | 1108.44 | 0 | 1538.15 | 0 | 2408.66 | 0 | 474.59 | 2105.93
6158 | 16.1 | 1411.34 | 660 | 131.35 | 2202.69 | 740.21 | 177.65 | 11280.86 | 3120.55 | 14223.76 | 190.84 | 21129.52 | 3403.3 | 959.4 | 4428 | 4428 | 24.6 | 9827.7 | 316.36 | 26.31 | -50.9 | 18.47 | 23.9 | 0 | 0 | 0.2 | 0.2 | 1 | 0.2 | 0 | 5614.85 | 0 | 3594.41 | 0 | 8718.8 | 0 | 3201.45 | 0 | 834.32 | 0 | 401.07 | 0 | 851.86 | 0 | 357.22 | 958.83
6159 | 16.2 | 1411.34 | 660 | 131.35 | 2202.69 | 740.21 | 177.65 | 11280.86 | 3120.55 | 14223.76 | 190.84 | 23086.3 | 3663.89 | 959.4 | 4428 | 4428 | 24.6 | 9827.7 | 317.1 | 27.05 | -50.65 | 18.72 | 23.9 | 0 | 0 | 0.2 | 0.2 | 1 | 0.2 | 0 | 5740.04 | 0 | 3648 | 0 | 10425.42 | 0 | 3272.83 | 0 | 852.92 | 0 | 407.05 | 0 | 1018.6 | 0 | 365.19 | 1020.13
6160 | 15.8 | 1411.34 | 660 | 131.35 | 2202.69 | 740.21 | 177.65 | 11280.86 | 3120.55 | 14223.76 | 190.84 | 18516.53 | 2934.83 | 959.4 | 4428 | 4428 | 24.6 | 9827.7 | 315.2 | 25.15 | -51.41 | 17.96 | 23.9 | 0 | 0 | 0.2 | 0.2 | 1 | 0.2 | 0 | 4665.62 | 0 | 2666.55 | 0 | 8524.13 | 0 | 2660.22 | 0 | 693.27 | 0 | 297.54 | 0 | 832.84 | 0 | 296.83 | 814.35
6161 | 15.8 | 1411.34 | 660 | 131.35 | 2202.69 | 740.21 | 177.65 | 11280.86 | 3120.55 | 14223.76 | 190.84 | 8951.84 | 1451.66 | 959.4 | 4428 | 4428 | 24.6 | 9827.7 | 311.99 | 21.94 | -52.18 | 17.19 | 21.94 | 0 | 0 | 0.2 | 0.2 | 1 | 0.2 | 0 | 2472.91 | 0 | 1409.99 | 0 | 3622.57 | 0 | 1446.38 | 0 | 367.45 | 0 | 157.33 | 0 | 353.94 | 0 | 161.39 | 411.55
6162 | 16 | 1411.34 | 660 | 131.35 | 2202.69 | 740.21 | 444.13 | 11547.34 | 3387.03 | 14490.24 | 190.84 | 38892.51 | 2538.9 | 2398.5 | 11070 | 11070 | 61.5 | 24569.25 | 304.99 | 34.01 | -47.63 | 20.48 | 23.9 | 0 | 0 | 0.5 | 0.5 | 1 | 0.5 | 0 | 4776.63 | 0 | 2723.52 | 0 | 24542.15 | 0 | 6850.21 | 0 | 354.88 | 0 | 151.95 | 0 | 1198.93 | 0 | 382.18 | 450.96
6163 | 14.8 | 1411.34 | 660 | 131.35 | 2202.69 | 740.21 | 444.13 | 11547.34 | 3387.03 | 14490.24 | 190.84 | 3520.28 | 533.06 | 2398.5 | 11070 | 11070 | 61.5 | 24569.25 | 293.82 | 22.84 | -51.36 | 16.75 | 22.84 | 0 | 0 | 0.5 | 0.5 | 1 | 0.5 | 0 | 343.54 | 0 | 195.88 | 0 | 2166.95 | 0 | 813.9 | 0 | 51.05 | 0 | 21.86 | 0 | 211.72 | 0 | 90.82 | 157.62
6164 | 13.3 | 1411.34 | 660 | 131.35 | 2202.69 | 740.21 | 444.13 | 11547.34 | 3387.03 | 14490.24 | 190.84 | 0 | 0 | 2398.5 | 11070 | 11070 | 61.5 | 24569.25 | 291.31 | 20.34 | -53.12 | 15 | 20.34 | 0 | 0 | 0.5 | 0.5 | 1 | 0.5 | 0 | 0 | 0 | 0 | 0 | 0 | 0 | 0 | 0 | 0 | 0 | 0 | 0 | 0 | 0 | 0 | 0
6165 | 12.9 | 1411.34 | 660 | 131.35 | 2202.69 | 740.21 | 444.13 | 11547.34 | 3387.03 | 14490.24 | 190.84 | 0 | 0 | 2398.5 | 11070 | 11070 | 61.5 | 24569.25 | 290.87 | 19.89 | -53.51 | 14.6 | 20 | 0.39 | 0 | 0.5 | 0.5 | 1 | 0.5 | 0 | 0 | 0 | 0 | 0 | 0 | 0 | 0 | 0 | 0 | 0 | 0 | 0 | 0 | 0 | 0 | 0
6166 | 13.1 | 1411.34 | 660 | 131.35 | 2202.69 | 740.21 | 444.13 | 11547.34 | 3387.03 | 14490.24 | 190.84 | 0 | 0 | 2398.5 | 11070 | 11070 | 61.5 | 24569.25 | 291.04 | 20.07 | -53.32 | 14.8 | 20.07 | 0 | 0 | 0.5 | 0.5 | 1 | 0.5 | 0 | 0 | 0 | 0 | 0 | 0 | 0 | 0 | 0 | 0 | 0 | 0 | 0 | 0 | 0 | 0 | 0
6167 | 13.2 | 1411.34 | 660 | 131.35 | 2202.69 | 740.21 | 444.13 | 11547.34 | 3387.03 | 14490.24 | 190.84 | 0 | 0 | 2398.5 | 11070 | 11070 | 61.5 | 24569.25 | 291.14 | 20.16 | -53.22 | 14.9 | 20.16 | 0 | 0 | 0.5 | 0.5 | 1 | 0.5 | 0 | 0 | 0 | 0 | 0 | 0 | 0 | 0 | 0 | 0 | 0 | 0 | 0 | 0 | 0 | 0 | 0
6168 | 13.9 | 1411.34 | 660 | 131.35 | 2202.69 | 740.21 | 444.13 | 11547.34 | 3387.03 | 14490.24 | 190.84 | 0 | 0 | 2398.5 | 11070 | 11070 | 61.5 | 24569.25 | 291.78 | 20.81 | -52.53 | 15.59 | 20.81 | 0 | 0 | 0.5 | 0.5 | 1 | 0.5 | 0 | 0 | 0 | 0 | 0 | 0 | 0 | 0 | 0 | 0 | 0 | 0 | 0 | 0 | 0 | 0 | 0
6169 | 13.5 | 1411.34 | 660 | 131.35 | 2202.69 | 740.21 | 444.13 | 11547.34 | 3387.03 | 14490.24 | 190.84 | 0 | 0 | 2398.5 | 2214 | 2214 | 61.5 | 6857.25 | 286.63 | 15.66 | -54.13 | 13.99 | 20 | 16.02 | 0 | 0.5 | 0.1 | 0.5 | 0.5 | 0 | 0 | 0 | 0 | 0 | 0 | 0 | 0 | 0 | 0 | 0 | 0 | 0 | 0 | 0 | 0 | 0
6170 | 12.9 | 1411.34 | 660 | 131.35 | 2202.69 | 740.21 | 444.13 | 11547.34 | 3387.03 | 14490.24 | 190.84 | 0 | 0 | 2398.5 | 2214 | 2214 | 61.5 | 6857.25 | 286.06 | 15.08 | -54.72 | 13.39 | 20 | 18.14 | 0 | 0.5 | 0.1 | 0.5 | 0.5 | 0 | 0 | 0 | 0 | 0 | 0 | 0 | 0 | 0 | 0 | 0 | 0 | 0 | 0 | 0 | 0 | 0
6171 | 12.4 | 1411.34 | 660 | 131.35 | 2202.69 | 740.21 | 444.13 | 11547.34 | 3387.03 | 14490.24 | 190.84 | 0 | 0 | 2398.5 | 2214 | 2214 | 61.5 | 6857.25 | 285.6 | 14.62 | -55.21 | 12.9 | 20 | 19.84 | 0 | 0.5 | 0.1 | 0.5 | 0.5 | 0 | 0 | 0 | 0 | 0 | 0 | 0 | 0 | 0 | 0 | 0 | 0 | 0 | 0 | 0 | 0 | 0
6172 | 12.4 | 1411.34 | 660 | 131.35 | 2202.69 | 740.21 | 444.13 | 11547.34 | 3387.03 | 14490.24 | 190.84 | 0 | 0 | 2398.5 | 2214 | 2214 | 61.5 | 6857.25 | 285.6 | 14.62 | -55.21 | 12.9 | 20 | 19.84 | 0 | 0.5 | 0.1 | 0.5 | 0.5 | 0 | 0 | 0 | 0 | 0 | 0 | 0 | 0 | 0 | 0 | 0 | 0 | 0 | 0 | 0 | 0 | 0
6173 | 11.5 | 1411.34 | 660 | 131.35 | 2202.69 | 740.21 | 444.13 | 11547.34 | 3387.03 | 14490.24 | 190.84 | 0 | 0 | 2398.5 | 2214 | 2214 | 61.5 | 6857.25 | 284.77 | 13.8 | -56.1 | 12.01 | 20 | 22.89 | 0 | 0.5 | 0.1 | 0.5 | 0.5 | 0 | 0 | 0 | 0 | 0 | 0 | 0 | 0 | 0 | 0 | 0 | 0 | 0 | 0 | 0 | 0 | 0
6174 | 10.9 | 1411.34 | 660 | 131.35 | 2202.69 | 740.21 | 444.13 | 11547.34 | 3387.03 | 14490.24 | 190.84 | 0 | 0 | 2398.5 | 2214 | 2214 | 61.5 | 6857.25 | 284.22 | 13.25 | -56.69 | 11.42 | 20 | 24.92 | 0 | 0.5 | 0.1 | 0.5 | 0.5 | 0 | 0 | 0 | 0 | 0 | 0 | 0 | 0 | 0 | 0 | 0 | 0 | 0 | 0 | 0 | 0 | 0
6175 | 10.6 | 1411.34 | 660 | 131.35 | 2202.69 | 740.21 | 444.13 | 11547.34 | 3387.03 | 14490.24 | 190.84 | 8405.34 | 653.61 | 2398.5 | 2214 | 2214 | 61.5 | 6857.25 | 286.4 | 15.43 | -56.37 | 11.74 | 20 | 16.88 | 0 | 0.5 | 0.1 | 0.5 | 0.5 | 0 | 4542.36 | 0 | 2044.4 | 0 | 1273.84 | 0 | 544.74 | 0 | 337.48 | 0 | 114.06 | 0 | 62.23 | 0 | 30.39 | 109.46
6176 | 14.2 | 1411.34 | 660 | 131.35 | 2202.69 | 740.21 | 444.13 | 11547.34 | 3387.03 | 14490.24 | 190.84 | 61529.26 | 4549.28 | 2398.5 | 11070 | 11070 | 61.5 | 24569.25 | 309.96 | 38.98 | -47.73 | 20.38 | 23.9 | 0 | 0 | 0.5 | 0.5 | 1 | 0.5 | 0 | 32382.2 | 0 | 20272.91 | 0 | 6215.99 | 0 | 2658.15 | 0 | 2405.85 | 0 | 1131.05 | 0 | 303.66 | 0 | 148.3 | 560.41
6177 | 15.6 | 1411.34 | 660 | 131.35 | 2202.69 | 740.21 | 444.13 | 11547.34 | 3387.03 | 14490.24 | 190.84 | 40413.57 | 6273.94 | 2398.5 | 11070 | 11070 | 61.5 | 24569.25 | 306.11 | 35.13 | -47.67 | 20.45 | 23.9 | 0 | 0 | 0.5 | 0.5 | 1 | 0.5 | 0 | 16986.49 | 0 | 15064.47 | 0 | 5857.68 | 0 | 2504.93 | 0 | 2524.04 | 0 | 1680.93 | 0 | 572.32 | 0 | 279.51 | 1217.15
6178 | 16.7 | 1411.34 | 660 | 131.35 | 2202.69 | 740.21 | 444.13 | 11547.34 | 3387.03 | 14490.24 | 190.84 | 43862.41 | 7062.32 | 2398.5 | 11070 | 11070 | 61.5 | 24569.25 | 308.27 | 37.29 | -46.29 | 21.82 | 23.9 | 0 | 0 | 0.5 | 0.5 | 1 | 0.5 | 0 | 14021.16 | 0 | 19334.53 | 0 | 7359.55 | 0 | 3147.18 | 0 | 2083.42 | 0 | 2157.39 | 0 | 719.06 | 0 | 351.17 | 1751.29
6179 | 17.2 | 1411.34 | 660 | 131.35 | 2202.69 | 740.21 | 444.13 | 11547.34 | 3387.03 | 14490.24 | 190.84 | 39608.8 | 6667.74 | 2398.5 | 11070 | 11070 | 61.5 | 24569.25 | 307.46 | 36.49 | -46.12 | 22 | 23.9 | 0 | 0 | 0.5 | 0.5 | 1 | 0.5 | 0 | 7397.69 | 0 | 20024.8 | 0 | 8536.04 | 0 | 3650.28 | 0 | 1099.23 | 0 | 2234.41 | 0 | 834 | 0 | 407.31 | 2092.79
6180 | 17.4 | 1411.34 | 660 | 131.35 | 2202.69 | 740.21 | 444.13 | 11547.34 | 3387.03 | 14490.24 | 190.84 | 48921.74 | 7784.82 | 2398.5 | 11070 | 11070 | 61.5 | 24569.25 | 310.47 | 39.5 | -45.21 | 22.9 | 23.9 | 0 | 0 | 0.5 | 0.5 | 1 | 0.5 | 0 | 6818.28 | 0 | 19488.54 | 0 | 18727.31 | 0 | 3887.62 | 0 | 1013.14 | 0 | 2174.57 | 0 | 1829.73 | 0 | 433.79 | 2333.59
6181 | 17.5 | 1411.34 | 660 | 131.35 | 2202.69 | 740.21 | 444.13 | 11547.34 | 3387.03 | 14490.24 | 190.84 | 29560.1 | 4642.8 | 2398.5 | 11070 | 11070 | 61.5 | 24569.25 | 304.47 | 33.49 | -46.64 | 21.47 | 23.9 | 0 | 0 | 0.5 | 0.5 | 1 | 0.5 | 0 | 6597.16 | 0 | 6363.21 | 0 | 12838.19 | 0 | 3761.54 | 0 | 980.28 | 0 | 710.02 | 0 | 1254.34 | 0 | 419.72 | 1278.44
6182 | 18.4 | 1411.34 | 660 | 131.35 | 2202.69 | 740.21 | 444.13 | 11547.34 | 3387.03 | 14490.24 | 190.84 | 61162.95 | 8846.58 | 2398.5 | 11070 | 11070 | 61.5 | 24569.25 | 315 | 44.02 | -43.32 | 24.8 | 24 | 0 | -11.72 | 0.5 | 0.5 | 1 | 0.5 | 0 | 6669.3 | 0 | 12970.22 | 0 | 37720.75 | 0 | 3802.67 | 0 | 991 | 0 | 1447.24 | 0 | 3685.46 | 0 | 424.31 | 2298.57
6183 | 17.3 | 1411.34 | 660 | 131.35 | 2202.69 | 740.21 | 444.13 | 11547.34 | 3387.03 | 14490.24 | 190.84 | 21015.97 | 3353.95 | 2398.5 | 11070 | 11070 | 61.5 | 24569.25 | 301.62 | 30.65 | -47.51 | 20.6 | 23.9 | 0 | 0 | 0.5 | 0.5 | 1 | 0.5 | 0 | 5394.71 | 0 | 3347.69 | 0 | 9197.64 | 0 | 3075.93 | 0 | 801.61 | 0 | 373.54 | 0 | 898.64 | 0 | 343.22 | 936.94
6184 | 17.7 | 1411.34 | 660 | 131.35 | 2202.69 | 740.21 | 444.13 | 11547.34 | 3387.03 | 14490.24 | 190.84 | 25459.78 | 3814 | 2398.5 | 11070 | 11070 | 61.5 | 24569.25 | 303.32 | 32.34 | -46.78 | 21.33 | 23.9 | 0 | 0 | 0.5 | 0.5 | 1 | 0.5 | 0 | 5111.54 | 0 | 2941.29 | 0 | 14492.47 | 0 | 2914.48 | 0 | 759.53 | 0 | 328.19 | 0 | 1415.97 | 0 | 325.2 | 985.1
6185 | 17.2 | 1411.34 | 660 | 131.35 | 2202.69 | 740.21 | 444.13 | 11547.34 | 3387.03 | 14490.24 | 190.84 | 37662.4 | 4951.73 | 2398.5 | 11070 | 11070 | 61.5 | 24569.25 | 306.47 | 35.5 | -46.37 | 21.75 | 23.9 | 0 | 0 | 0.5 | 0.5 | 1 | 0.5 | 0 | 4216.49 | 0 | 2404.14 | 0 | 26343.14 | 0 | 4698.62 | 0 | 626.53 | 0 | 268.26 | 0 | 2573.82 | 0 | 524.28 | 958.83
6186 | 16.4 | 1411.34 | 660 | 131.35 | 2202.69 | 740.21 | 444.13 | 11547.34 | 3387.03 | 14490.24 | 190.84 | 38209.48 | 4552.95 | 2398.5 | 11070 | 11070 | 61.5 | 24569.25 | 305.78 | 34.8 | -47.15 | 20.97 | 23.9 | 0 | 0 | 0.5 | 0.5 | 1 | 0.5 | 0 | 2417.73 | 0 | 1378.53 | 0 | 27548.23 | 0 | 6864.98 | 0 | 359.25 | 0 | 153.82 | 0 | 2691.57 | 0 | 766.01 | 582.3
6187 | 14.3 | 1411.34 | 660 | 131.35 | 2202.69 | 740.21 | 444.13 | 11547.34 | 3387.03 | 14490.24 | 190.84 | 3407.5 | 506.93 | 2398.5 | 11070 | 11070 | 61.5 | 24569.25 | 293.32 | 22.35 | -51.87 | 16.25 | 22.35 | 0 | 0 | 0.5 | 0.5 | 1 | 0.5 | 0 | 315.25 | 0 | 179.75 | 0 | 2121.21 | 0 | 791.28 | 0 | 46.84 | 0 | 20.06 | 0 | 207.25 | 0 | 88.29 | 144.48
6188 | 12.8 | 1411.34 | 660 | 131.35 | 2202.69 | 740.21 | 444.13 | 11547.34 | 3387.03 | 14490.24 | 190.84 | 0 | 0 | 2398.5 | 11070 | 11070 | 61.5 | 24569.25 | 290.84 | 19.86 | -53.61 | 14.5 | 20 | 0.51 | 0 | 0.5 | 0.5 | 1 | 0.5 | 0 | 0 | 0 | 0 | 0 | 0 | 0 | 0 | 0 | 0 | 0 | 0 | 0 | 0 | 0 | 0 | 0
6189 | 11.7 | 1411.34 | 660 | 131.35 | 2202.69 | 740.21 | 444.13 | 11547.34 | 3387.03 | 14490.24 | 190.84 | 0 | 0 | 2398.5 | 11070 | 11070 | 61.5 | 24569.25 | 289.76 | 18.78 | -54.7 | 13.42 | 20 | 4.5 | 0 | 0.5 | 0.5 | 1 | 0.5 | 0 | 0 | 0 | 0 | 0 | 0 | 0 | 0 | 0 | 0 | 0 | 0 | 0 | 0 | 0 | 0 | 0
6190 | 11.1 | 1411.34 | 660 | 131.35 | 2202.69 | 740.21 | 444.13 | 11547.34 | 3387.03 | 14490.24 | 190.84 | 0 | 0 | 2398.5 | 11070 | 11070 | 61.5 | 24569.25 | 289.21 | 18.23 | -55.29 | 12.82 | 20 | 6.53 | 0 | 0.5 | 0.5 | 1 | 0.5 | 0 | 0 | 0 | 0 | 0 | 0 | 0 | 0 | 0 | 0 | 0 | 0 | 0 | 0 | 0 | 0 | 0
6191 | 10.3 | 1411.34 | 660 | 131.35 | 2202.69 | 740.21 | 444.13 | 11547.34 | 3387.03 | 14490.24 | 190.84 | 0 | 0 | 2398.5 | 11070 | 11070 | 61.5 | 24569.25 | 288.47 | 17.5 | -56.08 | 12.03 | 20 | 9.24 | 0 | 0.5 | 0.5 | 1 | 0.5 | 0 | 0 | 0 | 0 | 0 | 0 | 0 | 0 | 0 | 0 | 0 | 0 | 0 | 0 | 0 | 0 | 0
6192 | 9.9 | 1411.34 | 660 | 131.35 | 2202.69 | 740.21 | 444.13 | 11547.34 | 3387.03 | 14490.24 | 190.84 | 0 | 0 | 2398.5 | 11070 | 11070 | 61.5 | 24569.25 | 288.11 | 17.13 | -56.48 | 11.64 | 20 | 10.59 | 0 | 0.5 | 0.5 | 1 | 0.5 | 0 | 0 | 0 | 0 | 0 | 0 | 0 | 0 | 0 | 0 | 0 | 0 | 0 | 0 | 0 | 0 | 0
6193 | 9 | 1411.34 | 660 | 131.35 | 2202.69 | 740.21 | 444.13 | 11547.34 | 3387.03 | 14490.24 | 190.84 | 0 | 0 | 2398.5 | 2214 | 2214 | 61.5 | 6857.25 | 282.48 | 11.5 | -58.57 | 9.55 | 20 | 31.35 | 0 | 0.5 | 0.1 | 0.5 | 0.5 | 0 | 0 | 0 | 0 | 0 | 0 | 0 | 0 | 0 | 0 | 0 | 0 | 0 | 0 | 0 | 0 | 0
6194 | 9.1 | 1411.34 | 660 | 131.35 | 2202.69 | 740.21 | 444.13 | 11547.34 | 3387.03 | 14490.24 | 190.84 | 0 | 0 | 2398.5 | 2214 | 2214 | 61.5 | 6857.25 | 282.57 | 11.6 | -58.47 | 9.64 | 20 | 31.02 | 0 | 0.5 | 0.1 | 0.5 | 0.5 | 0 | 0 | 0 | 0 | 0 | 0 | 0 | 0 | 0 | 0 | 0 | 0 | 0 | 0 | 0 | 0 | 0
6195 | 7.9 | 1411.34 | 660 | 131.35 | 2202.69 | 740.21 | 444.13 | 11547.34 | 3387.03 | 14490.24 | 190.84 | 0 | 0 | 2398.5 | 2214 | 2214 | 61.5 | 6857.25 | 281.47 | 10.49 | -59.66 | 8.46 | 20 | 35.08 | 0 | 0.5 | 0.1 | 0.5 | 0.5 | 0 | 0 | 0 | 0 | 0 | 0 | 0 | 0 | 0 | 0 | 0 | 0 | 0 | 0 | 0 | 0 | 0
6196 | 7.8 | 1411.34 | 660 | 131.35 | 2202.69 | 740.21 | 444.13 | 11547.34 | 3387.03 | 14490.24 | 190.84 | 0 | 0 | 2398.5 | 2214 | 2214 | 61.5 | 6857.25 | 281.38 | 10.4 | -59.75 | 8.36 | 20 | 35.42 | 0 | 0.5 | 0.1 | 0.5 | 0.5 | 0 | 0 | 0 | 0 | 0 | 0 | 0 | 0 | 0 | 0 | 0 | 0 | 0 | 0 | 0 | 0 | 0
6197 | 7.9 | 1411.34 | 660 | 131.35 | 2202.69 | 740.21 | 444.13 | 11547.34 | 3387.03 | 14490.24 | 190.84 | 0 | 0 | 2398.5 | 2214 | 2214 | 61.5 | 6857.25 | 281.47 | 10.49 | -59.66 | 8.46 | 20 | 35.08 | 0 | 0.5 | 0.1 | 0.5 | 0.5 | 0 | 0 | 0 | 0 | 0 | 0 | 0 | 0 | 0 | 0 | 0 | 0 | 0 | 0 | 0 | 0 | 0
6198 | 8.4 | 1411.34 | 660 | 131.35 | 2202.69 | 740.21 | 444.13 | 11547.34 | 3387.03 | 14490.24 | 190.84 | 0 | 0 | 2398.5 | 2214 | 2214 | 61.5 | 6857.25 | 281.93 | 10.95 | -59.16 | 8.95 | 20 | 33.39 | 0 | 0.5 | 0.1 | 0.5 | 0.5 | 0 | 0 | 0 | 0 | 0 | 0 | 0 | 0 | 0 | 0 | 0 | 0 | 0 | 0 | 0 | 0 | 0
6199 | 9.1 | 1411.34 | 660 | 131.35 | 2202.69 | 740.21 | 444.13 | 11547.34 | 3387.03 | 14490.24 | 190.84 | 5234.59 | 411.32 | 2398.5 | 2214 | 2214 | 61.5 | 6857.25 | 284.1 | 13.13 | -58.09 | 10.03 | 20 | 25.37 | 0 | 0.5 | 0.1 | 0.5 | 0.5 | 0 | 2395.54 | 0 | 1144.1 | 0 | 1187.24 | 0 | 507.7 | 0 | 177.98 | 0 | 63.83 | 0 | 58 | 0 | 28.33 | 83.19
6200 | 11.3 | 1411.34 | 660 | 131.35 | 2202.69 | 740.21 | 444.13 | 11547.34 | 3387.03 | 14490.24 | 190.84 | 59903.32 | 4416.64 | 2398.5 | 11070 | 11070 | 61.5 | 24569.25 | 306.82 | 35.84 | -50.71 | 17.4 | 23.9 | 0 | 0 | 0.5 | 0.5 | 1 | 0.5 | 0 | 31455.2 | 0 | 19882.97 | 0 | 5999.55 | 0 | 2565.6 | 0 | 2336.98 | 0 | 1109.29 | 0 | 293.09 | 0 | 143.14 | 534.14
6201 | 12.4 | 1411.34 | 660 | 131.35 | 2202.69 | 740.21 | 444.13 | 11547.34 | 3387.03 | 14490.24 | 190.84 | 35113.79 | 5439.82 | 2398.5 | 11070 | 11070 | 61.5 | 24569.25 | 301.51 | 30.53 | -51.25 | 16.87 | 23.9 | 0 | 0 | 0.5 | 0.5 | 1 | 0.5 | 0 | 14376.2 | 0 | 12653.47 | 0 | 5662.6 | 0 | 2421.51 | 0 | 2136.18 | 0 | 1411.9 | 0 | 553.26 | 0 | 270.2 | 1068.29
6202 | 14.3 | 1411.34 | 660 | 131.35 | 2202.69 | 740.21 | 444.13 | 11547.34 | 3387.03 | 14490.24 | 190.84 | 38172.15 | 6112.33 | 2398.5 | 11070 | 11070 | 61.5 | 24569.25 | 304.26 | 33.29 | -49.12 | 19 | 23.9 | 0 | 0 | 0.5 | 0.5 | 1 | 0.5 | 0 | 11923.59 | 0 | 15188.17 | 0 | 7747.37 | 0 | 3313.02 | 0 | 1771.74 | 0 | 1694.73 | 0 | 756.95 | 0 | 369.67 | 1519.24
6203 | 15.6 | 1411.34 | 660 | 131.35 | 2202.69 | 740.21 | 444.13 | 11547.34 | 3387.03 | 14490.24 | 190.84 | 37265.14 | 6203.32 | 2398.5 | 11070 | 11070 | 61.5 | 24569.25 | 305.23 | 34.26 | -47.89 | 20.23 | 23.9 | 0 | 0 | 0.5 | 0.5 | 1 | 0.5 | 0 | 7387.96 | 0 | 17121.74 | 0 | 8934.68 | 0 | 3820.75 | 0 | 1097.79 | 0 | 1910.48 | 0 | 872.95 | 0 | 426.33 | 1895.77
6204 | 16.8 | 1411.34 | 660 | 131.35 | 2202.69 | 740.21 | 444.13 | 11547.34 | 3387.03 | 14490.24 | 190.84 | 48943.2 | 7762.53 | 2398.5 | 11070 | 11070 | 61.5 | 24569.25 | 309.92 | 38.95 | -45.8 | 22.31 | 23.9 | 0 | 0 | 0.5 | 0.5 | 1 | 0.5 | 0 | 6786.54 | 0 | 19443.02 | 0 | 18844.13 | 0 | 3869.52 | 0 | 1008.42 | 0 | 2169.49 | 0 | 1841.14 | 0 | 431.77 | 2311.7
6205 | 17.5 | 1411.34 | 660 | 131.35 | 2202.69 | 740.21 | 444.13 | 11547.34 | 3387.03 | 14490.24 | 190.84 | 44762.43 | 6865.8 | 2398.5 | 11070 | 11070 | 61.5 | 24569.25 | 309.19 | 38.21 | -45.46 | 22.66 | 23.9 | 0 | 0 | 0.5 | 0.5 | 1 | 0.5 | 0 | 7577.6 | 0 | 11511.82 | 0 | 21352.45 | 0 | 4320.56 | 0 | 1125.96 | 0 | 1284.51 | 0 | 2086.21 | 0 | 482.1 | 1887.01
6206 | 18.5 | 1411.34 | 660 | 131.35 | 2202.69 | 740.21 | 444.13 | 11547.34 | 3387.03 | 14490.24 | 190.84 | 62712.72 | 9030.11 | 2398.5 | 11070 | 11070 | 61.5 | 24569.25 | 315.56 | 44.58 | -43.1 | 25.01 | 24 | 0 | -14.9 | 0.5 | 0.5 | 1 | 0.5 | 0 | 6527.27 | 0 | 13362.23 | 0 | 39101.52 | 0 | 3721.69 | 0 | 969.89 | 0 | 1490.99 | 0 | 3820.37 | 0 | 415.27 | 2333.59
6207 | 18.9 | 1411.34 | 660 | 131.35 | 2202.69 | 740.21 | 444.13 | 11547.34 | 3387.03 | 14490.24 | 190.84 | 66713.76 | 9194.78 | 2398.5 | 11070 | 11070 | 61.5 | 24569.25 | 317.06 | 46.08 | -42.42 | 25.69 | 24 | 0 | -24.86 | 0.5 | 0.5 | 1 | 0.5 | 0 | 5607.27 | 0 | 8844.2 | 0 | 49065.16 | 0 | 3197.13 | 0 | 833.19 | 0 | 986.85 | 0 | 4793.85 | 0 | 356.74 | 2224.14
6208 | 18.2 | 1411.34 | 660 | 131.35 | 2202.69 | 740.21 | 444.13 | 11547.34 | 3387.03 | 14490.24 | 190.84 | 27125.42 | 4032.43 | 2398.5 | 11070 | 11070 | 61.5 | 24569.25 | 304.29 | 33.31 | -46.16 | 21.95 | 23.9 | 0 | 0 | 0.5 | 0.5 | 1 | 0.5 | 0 | 5222.14 | 0 | 3015.38 | 0 | 15910.36 | 0 | 2977.54 | 0 | 775.96 | 0 | 336.46 | 0 | 1554.5 | 0 | 332.24 | 1033.26
6209 | 18.6 | 1411.34 | 660 | 131.35 | 2202.69 | 740.21 | 444.13 | 11547.34 | 3387.03 | 14490.24 | 190.84 | 27882.27 | 3826.15 | 2398.5 | 11070 | 11070 | 61.5 | 24569.25 | 304.8 | 33.83 | -45.73 | 22.39 | 23.9 | 0 | 0 | 0.5 | 0.5 | 1 | 0.5 | 0 | 4025.23 | 0 | 2295.09 | 0 | 17893.69 | 0 | 3668.25 | 0 | 598.11 | 0 | 256.09 | 0 | 1748.28 | 0 | 409.31 | 814.35
6210 | 16.9 | 1411.34 | 660 | 131.35 | 2202.69 | 740.21 | 444.13 | 11547.34 | 3387.03 | 14490.24 | 190.84 | 16999.23 | 2234.7 | 2398.5 | 11070 | 11070 | 61.5 | 24569.25 | 299.86 | 28.88 | -48.26 | 19.86 | 23.9 | 0 | 0 | 0.5 | 0.5 | 1 | 0.5 | 0 | 2208.21 | 0 | 1259.07 | 0 | 10565.46 | 0 | 2966.49 | 0 | 328.12 | 0 | 140.49 | 0 | 1032.29 | 0 | 331.01 | 402.8
6211 | 16.3 | 1411.34 | 660 | 131.35 | 2202.69 | 740.21 | 444.13 | 11547.34 | 3387.03 | 14490.24 | 190.84 | 2532.28 | 319.26 | 2398.5 | 11070 | 11070 | 61.5 | 24569.25 | 294.87 | 23.89 | -49.96 | 18.15 | 23.89 | 0 | 0 | 0.5 | 0.5 | 1 | 0.5 | 0 | 267.09 | 0 | 152.29 | 0 | 1538.12 | 0 | 574.78 | 0 | 39.69 | 0 | 16.99 | 0 | 150.28 | 0 | 64.13 | 48.16
6212 | 15.5 | 1411.34 | 660 | 131.35 | 2202.69 | 740.21 | 444.13 | 11547.34 | 3387.03 | 14490.24 | 190.84 | 0 | 0 | 2398.5 | 11070 | 11070 | 61.5 | 24569.25 | 293.36 | 22.39 | -50.95 | 17.17 | 22.39 | 0 | 0 | 0.5 | 0.5 | 1 | 0.5 | 0 | 0 | 0 | 0 | 0 | 0 | 0 | 0 | 0 | 0 | 0 | 0 | 0 | 0 | 0 | 0 | 0
6213 | 15.7 | 1411.34 | 660 | 131.35 | 2202.69 | 740.21 | 444.13 | 11547.34 | 3387.03 | 14490.24 | 190.84 | 0 | 0 | 2398.5 | 11070 | 11070 | 61.5 | 24569.25 | 293.5 | 22.53 | -50.75 | 17.36 | 22.53 | 0 | 0 | 0.5 | 0.5 | 1 | 0.5 | 0 | 0 | 0 | 0 | 0 | 0 | 0 | 0 | 0 | 0 | 0 | 0 | 0 | 0 | 0 | 0 | 0
6214 | 16.1 | 1411.34 | 660 | 131.35 | 2202.69 | 740.21 | 444.13 | 11547.34 | 3387.03 | 14490.24 | 190.84 | 0 | 0 | 2398.5 | 11070 | 11070 | 61.5 | 24569.25 | 293.87 | 22.9 | -50.36 | 17.76 | 22.9 | 0 | 0 | 0.5 | 0.5 | 1 | 0.5 | 0 | 0 | 0 | 0 | 0 | 0 | 0 | 0 | 0 | 0 | 0 | 0 | 0 | 0 | 0 | 0 | 0
6215 | 15.1 | 1411.34 | 660 | 131.35 | 2202.69 | 740.21 | 444.13 | 11547.34 | 3387.03 | 14490.24 | 190.84 | 0 | 0 | 2398.5 | 11070 | 11070 | 61.5 | 24569.25 | 292.97 | 21.99 | -51.34 | 16.77 | 21.99 | 0 | 0 | 0.5 | 0.5 | 1 | 0.5 | 0 | 0 | 0 | 0 | 0 | 0 | 0 | 0 | 0 | 0 | 0 | 0 | 0 | 0 | 0 | 0 | 0
6216 | 15.3 | 1411.34 | 660 | 131.35 | 2202.69 | 740.21 | 444.13 | 11547.34 | 3387.03 | 14490.24 | 190.84 | 0 | 0 | 2398.5 | 11070 | 11070 | 61.5 | 24569.25 | 293.12 | 22.15 | -51.15 | 16.97 | 22.15 | 0 | 0 | 0.5 | 0.5 | 1 | 0.5 | 0 | 0 | 0 | 0 | 0 | 0 | 0 | 0 | 0 | 0 | 0 | 0 | 0 | 0 | 0 | 0 | 0
6217 | 15.7 | 1411.34 | 660 | 131.35 | 2202.69 | 740.21 | 444.13 | 11547.34 | 3387.03 | 14490.24 | 190.84 | 0 | 0 | 2398.5 | 2214 | 2214 | 61.5 | 6857.25 | 288.69 | 17.72 | -51.96 | 16.16 | 20 | 8.42 | 0 | 0.5 | 0.1 | 0.5 | 0.5 | 0 | 0 | 0 | 0 | 0 | 0 | 0 | 0 | 0 | 0 | 0 | 0 | 0 | 0 | 0 | 0 | 0
6218 | 15.6 | 1411.34 | 660 | 131.35 | 2202.69 | 740.21 | 444.13 | 11547.34 | 3387.03 | 14490.24 | 190.84 | 0 | 0 | 2398.5 | 2214 | 2214 | 61.5 | 6857.25 | 288.54 | 17.56 | -52.06 | 16.06 | 20 | 9 | 0 | 0.5 | 0.1 | 0.5 | 0.5 | 0 | 0 | 0 | 0 | 0 | 0 | 0 | 0 | 0 | 0 | 0 | 0 | 0 | 0 | 0 | 0 | 0
6219 | 15.4 | 1411.34 | 660 | 131.35 | 2202.69 | 740.21 | 444.13 | 11547.34 | 3387.03 | 14490.24 | 190.84 | 0 | 0 | 2398.5 | 2214 | 2214 | 61.5 | 6857.25 | 288.35 | 17.38 | -52.25 | 15.86 | 20 | 9.68 | 0 | 0.5 | 0.1 | 0.5 | 0.5 | 0 | 0 | 0 | 0 | 0 | 0 | 0 | 0 | 0 | 0 | 0 | 0 | 0 | 0 | 0 | 0 | 0
6220 | 15.2 | 1411.34 | 660 | 131.35 | 2202.69 | 740.21 | 444.13 | 11547.34 | 3387.03 | 14490.24 | 190.84 | 0 | 0 | 2398.5 | 2214 | 2214 | 61.5 | 6857.25 | 288.17 | 17.19 | -52.45 | 15.66 | 20 | 10.35 | 0 | 0.5 | 0.1 | 0.5 | 0.5 | 0 | 0 | 0 | 0 | 0 | 0 | 0 | 0 | 0 | 0 | 0 | 0 | 0 | 0 | 0 | 0 | 0
6221 | 14.5 | 1411.34 | 660 | 131.35 | 2202.69 | 740.21 | 444.13 | 11547.34 | 3387.03 | 14490.24 | 190.84 | 0 | 0 | 2398.5 | 2214 | 2214 | 61.5 | 6857.25 | 287.53 | 16.55 | -53.14 | 14.97 | 20 | 12.73 | 0 | 0.5 | 0.1 | 0.5 | 0.5 | 0 | 0 | 0 | 0 | 0 | 0 | 0 | 0 | 0 | 0 | 0 | 0 | 0 | 0 | 0 | 0 | 0
6222 | 14.6 | 1411.34 | 660 | 131.35 | 2202.69 | 740.21 | 444.13 | 11547.34 | 3387.03 | 14490.24 | 190.84 | 0 | 0 | 2398.5 | 2214 | 2214 | 61.5 | 6857.25 | 287.62 | 16.64 | -53.04 | 15.07 | 20 | 12.39 | 0 | 0.5 | 0.1 | 0.5 | 0.5 | 0 | 0 | 0 | 0 | 0 | 0 | 0 | 0 | 0 | 0 | 0 | 0 | 0 | 0 | 0 | 0 | 0
6223 | 14.7 | 1411.34 | 660 | 131.35 | 2202.69 | 740.21 | 444.13 | 11547.34 | 3387.03 | 14490.24 | 190.84 | 1343.52 | 107.78 | 2398.5 | 2214 | 2214 | 61.5 | 6857.25 | 288.1 | 17.13 | -52.85 | 15.27 | 20 | 10.6 | 0 | 0.5 | 0.1 | 0.5 | 0.5 | 0 | 505.94 | 0 | 259.63 | 0 | 404.84 | 0 | 173.12 | 0 | 37.59 | 0 | 14.49 | 0 | 19.78 | 0 | 9.66 | 26.27
6224 | 14.5 | 1411.34 | 660 | 131.35 | 2202.69 | 740.21 | 177.65 | 11280.86 | 3120.55 | 14223.76 | 190.84 | 19759.47 | 1483.29 | 959.4 | 4428 | 4428 | 24.6 | 9827.7 | 313.81 | 23.76 | -52.71 | 16.66 | 23.76 | 0 | 0 | 0.2 | 0.2 | 1 | 0.2 | 0 | 9269.03 | 0 | 5826.08 | 0 | 3267.21 | 0 | 1397.16 | 0 | 688.65 | 0 | 325.04 | 0 | 159.61 | 0 | 77.95 | 232.05
6225 | 14.5 | 1411.34 | 660 | 131.35 | 2202.69 | 740.21 | 177.65 | 11280.86 | 3120.55 | 14223.76 | 190.84 | 11992.38 | 982.66 | 959.4 | 4428 | 4428 | 24.6 | 9827.7 | 311.56 | 21.51 | -53.29 | 16.09 | 21.51 | 0 | 0 | 0.2 | 0.2 | 1 | 0.2 | 0 | 3498.37 | 0 | 2044.61 | 0 | 4517.56 | 0 | 1931.85 | 0 | 259.91 | 0 | 114.07 | 0 | 220.69 | 0 | 107.78 | 280.21
6226 | 15.7 | 1411.34 | 660 | 131.35 | 2202.69 | 740.21 | 177.65 | 11280.86 | 3120.55 | 14223.76 | 190.84 | 27500.67 | 2238.61 | 959.4 | 4428 | 4428 | 24.6 | 9827.7 | 317.42 | 27.37 | -50.94 | 18.44 | 23.9 | 0 | 0 | 0.2 | 0.2 | 1 | 0.2 | 0 | 8042.15 | 0 | 5836.82 | 0 | 9541.47 | 0 | 4080.23 | 0 | 597.5 | 0 | 325.64 | 0 | 466.12 | 0 | 227.64 | 621.71
6227 | 16.4 | 1411.34 | 660 | 131.35 | 2202.69 | 740.21 | 177.65 | 11280.86 | 3120.55 | 14223.76 | 190.84 | 20390.2 | 3348.43 | 959.4 | 4428 | 4428 | 24.6 | 9827.7 | 316.4 | 26.35 | -50.66 | 18.71 | 23.9 | 0 | 0 | 0.2 | 0.2 | 1 | 0.2 | 0 | 5394.99 | 0 | 4875.06 | 0 | 7088.77 | 0 | 3031.38 | 0 | 801.65 | 0 | 543.97 | 0 | 692.6 | 0 | 338.25 | 971.97
6228 | 16.8 | 1411.34 | 660 | 131.35 | 2202.69 | 740.21 | 177.65 | 11280.86 | 3120.55 | 14223.76 | 190.84 | 24553.58 | 3981.08 | 959.4 | 4428 | 4428 | 24.6 | 9827.7 | 318.16 | 28.11 | -49.94 | 19.44 | 23.9 | 0 | 0 | 0.2 | 0.2 | 1 | 0.2 | 0 | 6206.36 | 0 | 5364.46 | 0 | 9444.06 | 0 | 3538.71 | 0 | 922.21 | 0 | 598.58 | 0 | 922.72 | 0 | 394.86 | 1142.72
6229 | 16.3 | 1411.34 | 660 | 131.35 | 2202.69 | 740.21 | 177.65 | 11280.86 | 3120.55 | 14223.76 | 190.84 | 14118.74 | 2304.82 | 959.4 | 4428 | 4428 | 24.6 | 9827.7 | 314.19 | 24.14 | -51.27 | 18.1 | 23.9 | 0 | 0 | 0.2 | 0.2 | 1 | 0.2 | 0 | 4011.98 | 0 | 2358.36 | 0 | 5460.86 | 0 | 2287.53 | 0 | 596.15 | 0 | 263.15 | 0 | 533.55 | 0 | 255.25 | 656.73
6230 | 16.4 | 1411.34 | 660 | 131.35 | 2202.69 | 740.21 | 177.65 | 11280.86 | 3120.55 | 14223.76 | 190.84 | 13555.48 | 2211.88 | 959.4 | 4428 | 4428 | 24.6 | 9827.7 | 314.09 | 24.04 | -51.22 | 18.16 | 23.9 | 0 | 0 | 0.2 | 0.2 | 1 | 0.2 | 0 | 3841.67 | 0 | 2241.06 | 0 | 5282.32 | 0 | 2190.43 | 0 | 570.84 | 0 | 250.06 | 0 | 516.1 | 0 | 244.41 | 630.46
6231 | 16.9 | 1411.34 | 660 | 131.35 | 2202.69 | 740.21 | 177.65 | 11280.86 | 3120.55 | 14223.76 | 190.84 | 18350.71 | 2948.92 | 959.4 | 4428 | 4428 | 24.6 | 9827.7 | 316.15 | 26.1 | -50.34 | 19.03 | 23.9 | 0 | 0 | 0.2 | 0.2 | 1 | 0.2 | 0 | 4890.05 | 0 | 2951.51 | 0 | 7720.97 | 0 | 2788.18 | 0 | 726.62 | 0 | 329.34 | 0 | 754.37 | 0 | 311.11 | 827.48
6232 | 15.9 | 1411.34 | 660 | 131.35 | 2202.69 | 740.21 | 177.65 | 11280.86 | 3120.55 | 14223.76 | 190.84 | 6136.85 | 1009.07 | 959.4 | 4428 | 4428 | 24.6 | 9827.7 | 311.14 | 21.09 | -52.31 | 17.07 | 21.09 | 0 | 0 | 0.2 | 0.2 | 1 | 0.2 | 0 | 1740.69 | 0 | 992.95 | 0 | 2410.71 | 0 | 992.5 | 0 | 258.65 | 0 | 110.8 | 0 | 235.54 | 0 | 110.75 | 293.34
6233 | 15.8 | 1411.34 | 660 | 131.35 | 2202.69 | 740.21 | 177.65 | 11280.86 | 3120.55 | 14223.76 | 190.84 | 8036.92 | 660.87 | 959.4 | 4428 | 4428 | 24.6 | 9827.7 | 311.39 | 21.34 | -52.3 | 17.07 | 21.34 | 0 | 0 | 0.2 | 0.2 | 1 | 0.2 | 0 | 2263.16 | 0 | 1290.4 | 0 | 3175.78 | 0 | 1307.57 | 0 | 168.14 | 0 | 71.99 | 0 | 155.14 | 0 | 72.95 | 192.64
6234 | 15 | 1411.34 | 660 | 131.35 | 2202.69 | 740.21 | 444.13 | 11547.34 | 3387.03 | 14490.24 | 190.84 | 3466.32 | 284.79 | 2398.5 | 11070 | 11070 | 61.5 | 24569.25 | 293.84 | 22.87 | -51.19 | 16.93 | 22.87 | 0 | 0 | 0.5 | 0.5 | 1 | 0.5 | 0 | 962.84 | 0 | 548.99 | 0 | 1383.35 | 0 | 571.14 | 0 | 71.53 | 0 | 30.63 | 0 | 67.58 | 0 | 31.86 | 83.19
6235 | 15 | 1411.34 | 660 | 131.35 | 2202.69 | 740.21 | 444.13 | 11547.34 | 3387.03 | 14490.24 | 190.84 | 9558.91 | 519.99 | 2398.5 | 11070 | 11070 | 61.5 | 24569.25 | 295.61 | 24.63 | -50.75 | 17.36 | 23.9 | 0 | 0 | 0.5 | 0.5 | 1 | 0.5 | 0 | 346.3 | 0 | 197.45 | 0 | 6626.94 | 0 | 2388.21 | 0 | 25.73 | 0 | 11.02 | 0 | 323.74 | 0 | 133.24 | 26.27
6236 | 14.9 | 1411.34 | 660 | 131.35 | 2202.69 | 740.21 | 444.13 | 11547.34 | 3387.03 | 14490.24 | 190.84 | 0 | 0 | 2398.5 | 11070 | 11070 | 61.5 | 24569.25 | 292.81 | 21.84 | -51.54 | 16.57 | 21.84 | 0 | 0 | 0.5 | 0.5 | 1 | 0.5 | 0 | 0 | 0 | 0 | 0 | 0 | 0 | 0 | 0 | 0 | 0 | 0 | 0 | 0 | 0 | 0 | 0
6237 | 14.7 | 1411.34 | 660 | 131.35 | 2202.69 | 740.21 | 444.13 | 11547.34 | 3387.03 | 14490.24 | 190.84 | 0 | 0 | 2398.5 | 11070 | 11070 | 61.5 | 24569.25 | 292.57 | 21.59 | -51.74 | 16.38 | 21.59 | 0 | 0 | 0.5 | 0.5 | 1 | 0.5 | 0 | 0 | 0 | 0 | 0 | 0 | 0 | 0 | 0 | 0 | 0 | 0 | 0 | 0 | 0 | 0 | 0
6238 | 14.2 | 1411.34 | 660 | 131.35 | 2202.69 | 740.21 | 444.13 | 11547.34 | 3387.03 | 14490.24 | 190.84 | 0 | 0 | 2398.5 | 11070 | 11070 | 61.5 | 24569.25 | 292.1 | 21.12 | -52.23 | 15.88 | 21.12 | 0 | 0 | 0.5 | 0.5 | 1 | 0.5 | 0 | 0 | 0 | 0 | 0 | 0 | 0 | 0 | 0 | 0 | 0 | 0 | 0 | 0 | 0 | 0 | 0
6239 | 13.8 | 1411.34 | 660 | 131.35 | 2202.69 | 740.21 | 444.13 | 11547.34 | 3387.03 | 14490.24 | 190.84 | 0 | 0 | 2398.5 | 11070 | 11070 | 61.5 | 24569.25 | 291.72 | 20.74 | -52.63 | 15.49 | 20.74 | 0 | 0 | 0.5 | 0.5 | 1 | 0.5 | 0 | 0 | 0 | 0 | 0 | 0 | 0 | 0 | 0 | 0 | 0 | 0 | 0 | 0 | 0 | 0 | 0
6240 | 13.6 | 1411.34 | 660 | 131.35 | 2202.69 | 740.21 | 444.13 | 11547.34 | 3387.03 | 14490.24 | 190.84 | 0 | 0 | 2398.5 | 11070 | 11070 | 61.5 | 24569.25 | 291.52 | 20.55 | -52.82 | 15.29 | 20.55 | 0 | 0 | 0.5 | 0.5 | 1 | 0.5 | 0 | 0 | 0 | 0 | 0 | 0 | 0 | 0 | 0 | 0 | 0 | 0 | 0 | 0 | 0 | 0 | 0
6241 | 12 | 1411.34 | 660 | 131.35 | 2202.69 | 740.21 | 444.13 | 11547.34 | 3387.03 | 14490.24 | 190.84 | 0 | 0 | 2398.5 | 2214 | 2214 | 61.5 | 6857.25 | 285.25 | 14.27 | -55.61 | 12.51 | 20 | 21.13 | 0 | 0.5 | 0.1 | 0.5 | 0.5 | 0 | 0 | 0 | 0 | 0 | 0 | 0 | 0 | 0 | 0 | 0 | 0 | 0 | 0 | 0 | 0 | 0
6242 | 11.5 | 1411.34 | 660 | 131.35 | 2202.69 | 740.21 | 444.13 | 11547.34 | 3387.03 | 14490.24 | 190.84 | 0 | 0 | 2398.5 | 2214 | 2214 | 61.5 | 6857.25 | 284.77 | 13.8 | -56.1 | 12.01 | 20 | 22.89 | 0 | 0.5 | 0.1 | 0.5 | 0.5 | 0 | 0 | 0 | 0 | 0 | 0 | 0 | 0 | 0 | 0 | 0 | 0 | 0 | 0 | 0 | 0 | 0
6243 | 11.4 | 1411.34 | 660 | 131.35 | 2202.69 | 740.21 | 444.13 | 11547.34 | 3387.03 | 14490.24 | 190.84 | 0 | 0 | 2398.5 | 2214 | 2214 | 61.5 | 6857.25 | 284.68 | 13.71 | -56.2 | 11.91 | 20 | 23.23 | 0 | 0.5 | 0.1 | 0.5 | 0.5 | 0 | 0 | 0 | 0 | 0 | 0 | 0 | 0 | 0 | 0 | 0 | 0 | 0 | 0 | 0 | 0 | 0
6244 | 11.3 | 1411.34 | 660 | 131.35 | 2202.69 | 740.21 | 444.13 | 11547.34 | 3387.03 | 14490.24 | 190.84 | 0 | 0 | 2398.5 | 2214 | 2214 | 61.5 | 6857.25 | 284.59 | 13.61 | -56.3 | 11.82 | 20 | 23.56 | 0 | 0.5 | 0.1 | 0.5 | 0.5 | 0 | 0 | 0 | 0 | 0 | 0 | 0 | 0 | 0 | 0 | 0 | 0 | 0 | 0 | 0 | 0 | 0
6245 | 11.7 | 1411.34 | 660 | 131.35 | 2202.69 | 740.21 | 444.13 | 11547.34 | 3387.03 | 14490.24 | 190.84 | 0 | 0 | 2398.5 | 2214 | 2214 | 61.5 | 6857.25 | 284.96 | 13.98 | -55.9 | 12.21 | 20 | 22.21 | 0 | 0.5 | 0.1 | 0.5 | 0.5 | 0 | 0 | 0 | 0 | 0 | 0 | 0 | 0 | 0 | 0 | 0 | 0 | 0 | 0 | 0 | 0 | 0
6246 | 11.9 | 1411.34 | 660 | 131.35 | 2202.69 | 740.21 | 444.13 | 11547.34 | 3387.03 | 14490.24 | 190.84 | 0 | 0 | 2398.5 | 2214 | 2214 | 61.5 | 6857.25 | 285.14 | 14.17 | -55.71 | 12.41 | 20 | 21.53 | 0 | 0.5 | 0.1 | 0.5 | 0.5 | 0 | 0 | 0 | 0 | 0 | 0 | 0 | 0 | 0 | 0 | 0 | 0 | 0 | 0 | 0 | 0 | 0
6247 | 11.9 | 1411.34 | 660 | 131.35 | 2202.69 | 740.21 | 444.13 | 11547.34 | 3387.03 | 14490.24 | 190.84 | 652.15 | 52.51 | 2398.5 | 2214 | 2214 | 61.5 | 6857.25 | 285.33 | 14.36 | -55.66 | 12.46 | 20 | 20.83 | 0 | 0.5 | 0.1 | 0.5 | 0.5 | 0 | 238.1 | 0 | 123.96 | 0 | 203.2 | 0 | 86.89 | 0 | 17.69 | 0 | 6.92 | 0 | 9.93 | 0 | 4.85 | 13.13
6248 | 12.3 | 1411.34 | 660 | 131.35 | 2202.69 | 740.21 | 177.65 | 11280.86 | 3120.55 | 14223.76 | 190.84 | 16441.21 | 1240.94 | 959.4 | 4428 | 4428 | 24.6 | 9827.7 | 310.78 | 20.73 | -55.13 | 14.24 | 20.73 | 0 | 0 | 0.2 | 0.2 | 1 | 0.2 | 0 | 7483.66 | 0 | 4722.09 | 0 | 2966.78 | 0 | 1268.69 | 0 | 556 | 0 | 263.45 | 0 | 144.93 | 0 | 70.78 | 205.78
6249 | 12.6 | 1411.34 | 660 | 131.35 | 2202.69 | 740.21 | 177.65 | 11280.86 | 3120.55 | 14223.76 | 190.84 | 42921.17 | 3341.69 | 959.4 | 4428 | 4428 | 24.6 | 9827.7 | 319.37 | 29.32 | -52.85 | 16.52 | 23.9 | 0 | 0 | 0.2 | 0.2 | 1 | 0.2 | 0 | 15984.84 | 0 | 13204.42 | 0 | 9618.66 | 0 | 4113.24 | 0 | 1187.6 | 0 | 736.69 | 0 | 469.89 | 0 | 229.48 | 718.03
6250 | 13.8 | 1411.34 | 660 | 131.35 | 2202.69 | 740.21 | 177.65 | 11280.86 | 3120.55 | 14223.76 | 190.84 | 37533.98 | 5994.65 | 959.4 | 4428 | 4428 | 24.6 | 9827.7 | 319.79 | 29.74 | -51.86 | 17.52 | 23.9 | 0 | 0 | 0.2 | 0.2 | 1 | 0.2 | 0 | 11563.41 | 0 | 15104.08 | 0 | 7611.54 | 0 | 3254.94 | 0 | 1718.22 | 0 | 1685.35 | 0 | 743.68 | 0 | 363.19 | 1484.22
6251 | 13.8 | 1411.34 | 660 | 131.35 | 2202.69 | 740.21 | 177.65 | 11280.86 | 3120.55 | 14223.76 | 190.84 | 29345.11 | 4839.16 | 959.4 | 4428 | 4428 | 24.6 | 9827.7 | 317.08 | 27.03 | -52.5 | 16.87 | 23.9 | 0 | 0 | 0.2 | 0.2 | 1 | 0.2 | 0 | 6739.43 | 0 | 10189.1 | 0 | 8697.33 | 0 | 3719.25 | 0 | 1001.42 | 0 | 1136.92 | 0 | 849.76 | 0 | 415 | 1436.06
6252 | 14.8 | 1411.34 | 660 | 131.35 | 2202.69 | 740.21 | 177.65 | 11280.86 | 3120.55 | 14223.76 | 190.84 | 42978.6 | 6766.17 | 959.4 | 4428 | 4428 | 24.6 | 9827.7 | 322.5 | 32.45 | -50.44 | 18.94 | 23.9 | 0 | 0 | 0.2 | 0.2 | 1 | 0.2 | 0 | 7212.98 | 0 | 14965.57 | 0 | 16687.39 | 0 | 4112.66 | 0 | 1071.78 | 0 | 1669.89 | 0 | 1630.42 | 0 | 458.9 | 1935.17
6253 | 16 | 1411.34 | 660 | 131.35 | 2202.69 | 740.21 | 177.65 | 11280.86 | 3120.55 | 14223.76 | 190.84 | 64323.58 | 9598.25 | 959.4 | 4428 | 4428 | 24.6 | 9827.7 | 330.6 | 40.55 | -47.58 | 21.8 | 23.9 | 0 | 0 | 0.2 | 0.2 | 1 | 0.2 | 0 | 6100.02 | 0 | 20161.67 | 0 | 34583.8 | 0 | 3478.08 | 0 | 906.41 | 0 | 2249.68 | 0 | 3378.97 | 0 | 388.09 | 2675.09
6254 | 14.2 | 1411.34 | 660 | 131.35 | 2202.69 | 740.21 | 177.65 | 11280.86 | 3120.55 | 14223.76 | 190.84 | 74293.25 | 10585.76 | 959.4 | 4428 | 4428 | 24.6 | 9827.7 | 332.15 | 42.1 | -48.59 | 20.78 | 23.9 | 0 | 0 | 0.2 | 0.2 | 1 | 0.2 | 0 | 5749.88 | 0 | 16304.18 | 0 | 48960.75 | 0 | 3278.44 | 0 | 854.38 | 0 | 1819.25 | 0 | 4783.65 | 0 | 365.82 | 2762.66
6255 | 13.3 | 1411.34 | 660 | 131.35 | 2202.69 | 740.21 | 177.65 | 11280.86 | 3120.55 | 14223.76 | 190.84 | 19269.17 | 3084.17 | 959.4 | 4428 | 4428 | 24.6 | 9827.7 | 313.2 | 23.15 | -53.82 | 15.56 | 23.15 | 0 | 0 | 0.2 | 0.2 | 1 | 0.2 | 0 | 5037.11 | 0 | 3084.46 | 0 | 8275.56 | 0 | 2872.04 | 0 | 748.47 | 0 | 344.17 | 0 | 808.55 | 0 | 320.47 | 862.51
6256 | 14.1 | 1411.34 | 660 | 131.35 | 2202.69 | 740.21 | 177.65 | 11280.86 | 3120.55 | 14223.76 | 190.84 | 47281.1 | 3542.95 | 959.4 | 4428 | 4428 | 24.6 | 9827.7 | 322.15 | 32.1 | -51.05 | 18.32 | 23.9 | 0 | 0 | 0.2 | 0.2 | 1 | 0.2 | 0 | 9652.21 | 0 | 5581.27 | 0 | 26544.15 | 0 | 5503.46 | 0 | 717.12 | 0 | 311.39 | 0 | 1296.73 | 0 | 307.04 | 910.67
6257 | 14.9 | 1411.34 | 660 | 131.35 | 2202.69 | 740.21 | 177.65 | 11280.86 | 3120.55 | 14223.76 | 190.84 | 48369.43 | 6100.57 | 959.4 | 4428 | 4428 | 24.6 | 9827.7 | 323.96 | 33.91 | -50.01 | 19.36 | 23.9 | 0 | 0 | 0.2 | 0.2 | 1 | 0.2 | 0 | 3889.52 | 0 | 2217.71 | 0 | 36663.46 | 0 | 5598.74 | 0 | 577.95 | 0 | 247.46 | 0 | 3582.16 | 0 | 624.72 | 1068.29
6258 | 14 | 1411.34 | 660 | 131.35 | 2202.69 | 740.21 | 444.13 | 11547.34 | 3387.03 | 14490.24 | 190.84 | 18520.87 | 2383.25 | 2398.5 | 11070 | 11070 | 61.5 | 24569.25 | 297.65 | 26.68 | -51 | 17.11 | 23.9 | 0 | 0 | 0.5 | 0.5 | 1 | 0.5 | 0 | 2144.73 | 0 | 1222.87 | 0 | 11926.42 | 0 | 3226.85 | 0 | 318.69 | 0 | 136.45 | 0 | 1165.26 | 0 | 360.06 | 402.8
6259 | 12.8 | 1411.34 | 660 | 131.35 | 2202.69 | 740.21 | 444.13 | 11547.34 | 3387.03 | 14490.24 | 190.84 | 1364.68 | 245.92 | 2398.5 | 11070 | 11070 | 61.5 | 24569.25 | 291.32 | 20.35 | -53.5 | 14.61 | 20.35 | 0 | 0 | 0.5 | 0.5 | 1 | 0.5 | 0 | 209.22 | 0 | 119.29 | 0 | 750.36 | 0 | 285.82 | 0 | 31.09 | 0 | 13.31 | 0 | 73.31 | 0 | 31.89 | 96.32
6260 | 12 | 1411.34 | 660 | 131.35 | 2202.69 | 740.21 | 444.13 | 11547.34 | 3387.03 | 14490.24 | 190.84 | 0 | 0 | 2398.5 | 11070 | 11070 | 61.5 | 24569.25 | 290.04 | 19.07 | -54.4 | 13.71 | 20 | 3.44 | 0 | 0.5 | 0.5 | 1 | 0.5 | 0 | 0 | 0 | 0 | 0 | 0 | 0 | 0 | 0 | 0 | 0 | 0 | 0 | 0 | 0 | 0 | 0
6261 | 10.4 | 1411.34 | 660 | 131.35 | 2202.69 | 740.21 | 444.13 | 11547.34 | 3387.03 | 14490.24 | 190.84 | 0 | 0 | 2398.5 | 11070 | 11070 | 61.5 | 24569.25 | 288.56 | 17.59 | -55.98 | 12.13 | 20 | 8.9 | 0 | 0.5 | 0.5 | 1 | 0.5 | 0 | 0 | 0 | 0 | 0 | 0 | 0 | 0 | 0 | 0 | 0 | 0 | 0 | 0 | 0 | 0 | 0
6262 | 8.7 | 1411.34 | 660 | 131.35 | 2202.69 | 740.21 | 444.13 | 11547.34 | 3387.03 | 14490.24 | 190.84 | 0 | 0 | 2398.5 | 11070 | 11070 | 61.5 | 24569.25 | 287 | 16.03 | -57.66 | 10.46 | 20 | 14.66 | 0 | 0.5 | 0.5 | 1 | 0.5 | 0 | 0 | 0 | 0 | 0 | 0 | 0 | 0 | 0 | 0 | 0 | 0 | 0 | 0 | 0 | 0 | 0
6263 | 8.9 | 1411.34 | 660 | 131.35 | 2202.69 | 740.21 | 444.13 | 11547.34 | 3387.03 | 14490.24 | 190.84 | 0 | 0 | 2398.5 | 11070 | 11070 | 61.5 | 24569.25 | 287.19 | 16.21 | -57.46 | 10.65 | 20 | 13.98 | 0 | 0.5 | 0.5 | 1 | 0.5 | 0 | 0 | 0 | 0 | 0 | 0 | 0 | 0 | 0 | 0 | 0 | 0 | 0 | 0 | 0 | 0 | 0
6264 | 9.2 | 1411.34 | 660 | 131.35 | 2202.69 | 740.21 | 444.13 | 11547.34 | 3387.03 | 14490.24 | 190.84 | 0 | 0 | 2398.5 | 11070 | 11070 | 61.5 | 24569.25 | 287.46 | 16.49 | -57.17 | 10.95 | 20 | 12.96 | 0 | 0.5 | 0.5 | 1 | 0.5 | 0 | 0 | 0 | 0 | 0 | 0 | 0 | 0 | 0 | 0 | 0 | 0 | 0 | 0 | 0 | 0 | 0
6265 | 7.6 | 1411.34 | 660 | 131.35 | 2202.69 | 740.21 | 444.13 | 11547.34 | 3387.03 | 14490.24 | 190.84 | 0 | 0 | 2398.5 | 2214 | 2214 | 61.5 | 6857.25 | 281.2 | 10.22 | -59.95 | 8.16 | 20 | 36.1 | 0 | 0.5 | 0.1 | 0.5 | 0.5 | 0 | 0 | 0 | 0 | 0 | 0 | 0 | 0 | 0 | 0 | 0 | 0 | 0 | 0 | 0 | 0 | 0
6266 | 7.7 | 1411.34 | 660 | 131.35 | 2202.69 | 740.21 | 444.13 | 11547.34 | 3387.03 | 14490.24 | 190.84 | 0 | 0 | 2398.5 | 2214 | 2214 | 61.5 | 6857.25 | 281.29 | 10.31 | -59.85 | 8.26 | 20 | 35.76 | 0 | 0.5 | 0.1 | 0.5 | 0.5 | 0 | 0 | 0 | 0 | 0 | 0 | 0 | 0 | 0 | 0 | 0 | 0 | 0 | 0 | 0 | 0 | 0
6267 | 7.7 | 1411.34 | 660 | 131.35 | 2202.69 | 740.21 | 444.13 | 11547.34 | 3387.03 | 14490.24 | 190.84 | 0 | 0 | 2398.5 | 2214 | 2214 | 61.5 | 6857.25 | 281.29 | 10.31 | -59.85 | 8.26 | 20 | 35.76 | 0 | 0.5 | 0.1 | 0.5 | 0.5 | 0 | 0 | 0 | 0 | 0 | 0 | 0 | 0 | 0 | 0 | 0 | 0 | 0 | 0 | 0 | 0 | 0
6268 | 8 | 1411.34 | 660 | 131.35 | 2202.69 | 740.21 | 444.13 | 11547.34 | 3387.03 | 14490.24 | 190.84 | 0 | 0 | 2398.5 | 2214 | 2214 | 61.5 | 6857.25 | 281.56 | 10.59 | -59.56 | 8.56 | 20 | 34.74 | 0 | 0.5 | 0.1 | 0.5 | 0.5 | 0 | 0 | 0 | 0 | 0 | 0 | 0 | 0 | 0 | 0 | 0 | 0 | 0 | 0 | 0 | 0 | 0
6269 | 7.1 | 1411.34 | 660 | 131.35 | 2202.69 | 740.21 | 444.13 | 11547.34 | 3387.03 | 14490.24 | 190.84 | 0 | 0 | 2398.5 | 2214 | 2214 | 61.5 | 6857.25 | 280.74 | 9.76 | -60.45 | 7.67 | 20 | 37.79 | 0 | 0.5 | 0.1 | 0.5 | 0.5 | 0 | 0 | 0 | 0 | 0 | 0 | 0 | 0 | 0 | 0 | 0 | 0 | 0 | 0 | 0 | 0 | 0
6270 | 8 | 1411.34 | 660 | 131.35 | 2202.69 | 740.21 | 444.13 | 11547.34 | 3387.03 | 14490.24 | 190.84 | 0 | 0 | 2398.5 | 2214 | 2214 | 61.5 | 6857.25 | 281.56 | 10.59 | -59.56 | 8.56 | 20 | 34.74 | 0 | 0.5 | 0.1 | 0.5 | 0.5 | 0 | 0 | 0 | 0 | 0 | 0 | 0 | 0 | 0 | 0 | 0 | 0 | 0 | 0 | 0 | 0 | 0
6271 | 8.2 | 1411.34 | 660 | 131.35 | 2202.69 | 740.21 | 444.13 | 11547.34 | 3387.03 | 14490.24 | 190.84 | 3024.55 | 237.38 | 2398.5 | 2214 | 2214 | 61.5 | 6857.25 | 282.63 | 11.65 | -59.14 | 8.98 | 20 | 30.8 | 0 | 0.5 | 0.1 | 0.5 | 0.5 | 0 | 1366.82 | 0 | 666.9 | 0 | 694.03 | 0 | 296.79 | 0 | 101.55 | 0 | 37.21 | 0 | 33.9 | 0 | 16.56 | 48.16
6272 | 10.1 | 1411.34 | 660 | 131.35 | 2202.69 | 740.21 | 177.65 | 11280.86 | 3120.55 | 14223.76 | 190.84 | 66327.17 | 4848.3 | 959.4 | 4428 | 4428 | 24.6 | 9827.7 | 324.31 | 34.26 | -53.59 | 15.78 | 23.9 | 0 | 0 | 0.2 | 0.2 | 1 | 0.2 | 0 | 35273.26 | 0 | 23025.66 | 0 | 5623.47 | 0 | 2404.77 | 0 | 2620.65 | 0 | 1284.63 | 0 | 274.72 | 0 | 134.16 | 534.14
6273 | 13.5 | 1411.34 | 660 | 131.35 | 2202.69 | 740.21 | 177.65 | 11280.86 | 3120.55 | 14223.76 | 190.84 | 32324.62 | 4983.33 | 959.4 | 4428 | 4428 | 24.6 | 9827.7 | 317.72 | 27.67 | -52.58 | 16.79 | 23.9 | 0 | 0 | 0.2 | 0.2 | 1 | 0.2 | 0 | 12955.17 | 0 | 11660.55 | 0 | 5399.79 | 0 | 2309.12 | 0 | 1925.02 | 0 | 1301.11 | 0 | 527.58 | 0 | 257.66 | 971.97
6274 | 15.1 | 1411.34 | 660 | 131.35 | 2202.69 | 740.21 | 177.65 | 11280.86 | 3120.55 | 14223.76 | 190.84 | 40295.76 | 6433.35 | 959.4 | 4428 | 4428 | 24.6 | 9827.7 | 321.9 | 31.85 | -50.35 | 19.02 | 23.9 | 0 | 0 | 0.2 | 0.2 | 1 | 0.2 | 0 | 12404.32 | 0 | 17342.75 | 0 | 7388.95 | 0 | 3159.75 | 0 | 1843.17 | 0 | 1935.14 | 0 | 721.93 | 0 | 352.57 | 1580.54
6275 | 15.4 | 1411.34 | 660 | 131.35 | 2202.69 | 740.21 | 177.65 | 11280.86 | 3120.55 | 14223.76 | 190.84 | 27753.28 | 4558.64 | 959.4 | 4428 | 4428 | 24.6 | 9827.7 | 317.99 | 27.94 | -51.06 | 18.32 | 23.9 | 0 | 0 | 0.2 | 0.2 | 1 | 0.2 | 0 | 6462.28 | 0 | 9252.5 | 0 | 8432.49 | 0 | 3606 | 0 | 960.24 | 0 | 1032.41 | 0 | 823.89 | 0 | 402.37 | 1339.74
6276 | 16.5 | 1411.34 | 660 | 131.35 | 2202.69 | 740.21 | 177.65 | 11280.86 | 3120.55 | 14223.76 | 190.84 | 25390.69 | 4107.47 | 959.4 | 4428 | 4428 | 24.6 | 9827.7 | 318.17 | 28.12 | -50.17 | 19.21 | 23.9 | 0 | 0 | 0.2 | 0.2 | 1 | 0.2 | 0 | 6284.08 | 0 | 5725.34 | 0 | 9798.25 | 0 | 3583.03 | 0 | 933.76 | 0 | 638.85 | 0 | 957.33 | 0 | 399.8 | 1177.74
6277 | 16.9 | 1411.34 | 660 | 131.35 | 2202.69 | 740.21 | 177.65 | 11280.86 | 3120.55 | 14223.76 | 190.84 | 54930.83 | 8218.27 | 959.4 | 4428 | 4428 | 24.6 | 9827.7 | 328.29 | 38.24 | -47.44 | 21.94 | 23.9 | 0 | 0 | 0.2 | 0.2 | 1 | 0.2 | 0 | 6927.49 | 0 | 15840.49 | 0 | 28212.95 | 0 | 3949.89 | 0 | 1029.36 | 0 | 1767.52 | 0 | 2756.51 | 0 | 440.74 | 2224.14
6278 | 17 | 1411.34 | 660 | 131.35 | 2202.69 | 740.21 | 177.65 | 11280.86 | 3120.55 | 14223.76 | 190.84 | 55872.63 | 8077.74 | 959.4 | 4428 | 4428 | 24.6 | 9827.7 | 328.61 | 38.56 | -47.28 | 22.09 | 23.9 | 0 | 0 | 0.2 | 0.2 | 1 | 0.2 | 0 | 6883.67 | 0 | 11573.61 | 0 | 33490.44 | 0 | 3924.9 | 0 | 1022.85 | 0 | 1291.41 | 0 | 3272.14 | 0 | 437.95 | 2053.39
6279 | 16.5 | 1411.34 | 660 | 131.35 | 2202.69 | 740.21 | 177.65 | 11280.86 | 3120.55 | 14223.76 | 190.84 | 41147.07 | 5966.96 | 959.4 | 4428 | 4428 | 24.6 | 9827.7 | 323.27 | 33.23 | -48.94 | 20.43 | 23.9 | 0 | 0 | 0.2 | 0.2 | 1 | 0.2 | 0 | 6466.25 | 0 | 5930.17 | 0 | 25063.75 | 0 | 3686.9 | 0 | 960.83 | 0 | 661.7 | 0 | 2448.82 | 0 | 411.39 | 1484.22
6280 | 16.4 | 1411.34 | 660 | 131.35 | 2202.69 | 740.21 | 177.65 | 11280.86 | 3120.55 | 14223.76 | 190.84 | 29394.9 | 4304.25 | 959.4 | 4428 | 4428 | 24.6 | 9827.7 | 319.29 | 29.24 | -49.97 | 19.4 | 23.9 | 0 | 0 | 0.2 | 0.2 | 1 | 0.2 | 0 | 5244.05 | 0 | 3061.29 | 0 | 18099.53 | 0 | 2990.03 | 0 | 779.22 | 0 | 341.59 | 0 | 1768.39 | 0 | 333.63 | 1081.42
6281 | 16.1 | 1411.34 | 660 | 131.35 | 2202.69 | 740.21 | 177.65 | 11280.86 | 3120.55 | 14223.76 | 190.84 | 49582.89 | 6214.83 | 959.4 | 4428 | 4428 | 24.6 | 9827.7 | 325.43 | 35.38 | -48.74 | 20.64 | 23.9 | 0 | 0 | 0.2 | 0.2 | 1 | 0.2 | 0 | 3801.22 | 0 | 2167.36 | 0 | 37951.02 | 0 | 5663.28 | 0 | 564.83 | 0 | 241.84 | 0 | 3707.96 | 0 | 631.92 | 1068.29
6282 | 15.7 | 1411.34 | 660 | 131.35 | 2202.69 | 740.21 | 444.13 | 11547.34 | 3387.03 | 14490.24 | 190.84 | 15862.13 | 2069.73 | 2398.5 | 11070 | 11070 | 61.5 | 24569.25 | 298.41 | 27.43 | -49.53 | 18.59 | 23.9 | 0 | 0 | 0.5 | 0.5 | 1 | 0.5 | 0 | 2014.6 | 0 | 1148.67 | 0 | 9954.56 | 0 | 2744.3 | 0 | 299.35 | 0 | 128.17 | 0 | 972.6 | 0 | 306.21 | 363.39
6283 | 13.8 | 1411.34 | 660 | 131.35 | 2202.69 | 740.21 | 444.13 | 11547.34 | 3387.03 | 14490.24 | 190.84 | 1217.68 | 231.02 | 2398.5 | 11070 | 11070 | 61.5 | 24569.25 | 292.2 | 21.22 | -52.53 | 15.59 | 21.22 | 0 | 0 | 0.5 | 0.5 | 1 | 0.5 | 0 | 209.26 | 0 | 119.32 | 0 | 642.23 | 0 | 246.87 | 0 | 31.09 | 0 | 13.31 | 0 | 62.75 | 0 | 27.55 | 96.32
6284 | 13 | 1411.34 | 660 | 131.35 | 2202.69 | 740.21 | 444.13 | 11547.34 | 3387.03 | 14490.24 | 190.84 | 0 | 0 | 2398.5 | 11070 | 11070 | 61.5 | 24569.25 | 290.99 | 20.01 | -53.42 | 14.7 | 20.01 | 0 | 0 | 0.5 | 0.5 | 1 | 0.5 | 0 | 0 | 0 | 0 | 0 | 0 | 0 | 0 | 0 | 0 | 0 | 0 | 0 | 0 | 0 | 0 | 0
6285 | 12.1 | 1411.34 | 660 | 131.35 | 2202.69 | 740.21 | 444.13 | 11547.34 | 3387.03 | 14490.24 | 190.84 | 0 | 0 | 2398.5 | 11070 | 11070 | 61.5 | 24569.25 | 290.13 | 19.15 | -54.3 | 13.81 | 20 | 3.14 | 0 | 0.5 | 0.5 | 1 | 0.5 | 0 | 0 | 0 | 0 | 0 | 0 | 0 | 0 | 0 | 0 | 0 | 0 | 0 | 0 | 0 | 0 | 0
6286 | 11.1 | 1411.34 | 660 | 131.35 | 2202.69 | 740.21 | 444.13 | 11547.34 | 3387.03 | 14490.24 | 190.84 | 0 | 0 | 2398.5 | 11070 | 11070 | 61.5 | 24569.25 | 289.21 | 18.23 | -55.29 | 12.82 | 20 | 6.53 | 0 | 0.5 | 0.5 | 1 | 0.5 | 0 | 0 | 0 | 0 | 0 | 0 | 0 | 0 | 0 | 0 | 0 | 0 | 0 | 0 | 0 | 0 | 0
6287 | 12.2 | 1411.34 | 660 | 131.35 | 2202.69 | 740.21 | 444.13 | 11547.34 | 3387.03 | 14490.24 | 190.84 | 0 | 0 | 2398.5 | 11070 | 11070 | 61.5 | 24569.25 | 290.22 | 19.24 | -54.2 | 13.91 | 20 | 2.8 | 0 | 0.5 | 0.5 | 1 | 0.5 | 0 | 0 | 0 | 0 | 0 | 0 | 0 | 0 | 0 | 0 | 0 | 0 | 0 | 0 | 0 | 0 | 0
6288 | 12 | 1411.34 | 660 | 131.35 | 2202.69 | 740.21 | 444.13 | 11547.34 | 3387.03 | 14490.24 | 190.84 | 0 | 0 | 2398.5 | 11070 | 11070 | 61.5 | 24569.25 | 290.03 | 19.06 | -54.4 | 13.71 | 20 | 3.48 | 0 | 0.5 | 0.5 | 1 | 0.5 | 0 | 0 | 0 | 0 | 0 | 0 | 0 | 0 | 0 | 0 | 0 | 0 | 0 | 0 | 0 | 0 | 0
6289 | 11.8 | 1411.34 | 660 | 131.35 | 2202.69 | 740.21 | 444.13 | 11547.34 | 3387.03 | 14490.24 | 190.84 | 0 | 0 | 2398.5 | 2214 | 2214 | 61.5 | 6857.25 | 285.05 | 14.07 | -55.81 | 12.31 | 20 | 21.87 | 0 | 0.5 | 0.1 | 0.5 | 0.5 | 0 | 0 | 0 | 0 | 0 | 0 | 0 | 0 | 0 | 0 | 0 | 0 | 0 | 0 | 0 | 0 | 0
6290 | 11.5 | 1411.34 | 660 | 131.35 | 2202.69 | 740.21 | 444.13 | 11547.34 | 3387.03 | 14490.24 | 190.84 | 0 | 0 | 2398.5 | 2214 | 2214 | 61.5 | 6857.25 | 284.77 | 13.8 | -56.1 | 12.01 | 20 | 22.89 | 0 | 0.5 | 0.1 | 0.5 | 0.5 | 0 | 0 | 0 | 0 | 0 | 0 | 0 | 0 | 0 | 0 | 0 | 0 | 0 | 0 | 0 | 0 | 0
6291 | 11.5 | 1411.34 | 660 | 131.35 | 2202.69 | 740.21 | 444.13 | 11547.34 | 3387.03 | 14490.24 | 190.84 | 0 | 0 | 2398.5 | 2214 | 2214 | 61.5 | 6857.25 | 284.77 | 13.8 | -56.1 | 12.01 | 20 | 22.89 | 0 | 0.5 | 0.1 | 0.5 | 0.5 | 0 | 0 | 0 | 0 | 0 | 0 | 0 | 0 | 0 | 0 | 0 | 0 | 0 | 0 | 0 | 0 | 0
6292 | 11.8 | 1411.34 | 660 | 131.35 | 2202.69 | 740.21 | 444.13 | 11547.34 | 3387.03 | 14490.24 | 190.84 | 0 | 0 | 2398.5 | 2214 | 2214 | 61.5 | 6857.25 | 285.05 | 14.07 | -55.81 | 12.31 | 20 | 21.87 | 0 | 0.5 | 0.1 | 0.5 | 0.5 | 0 | 0 | 0 | 0 | 0 | 0 | 0 | 0 | 0 | 0 | 0 | 0 | 0 | 0 | 0 | 0 | 0
6293 | 12.6 | 1411.34 | 660 | 131.35 | 2202.69 | 740.21 | 444.13 | 11547.34 | 3387.03 | 14490.24 | 190.84 | 0 | 0 | 2398.5 | 2214 | 2214 | 61.5 | 6857.25 | 285.78 | 14.81 | -55.02 | 13.1 | 20 | 19.16 | 0 | 0.5 | 0.1 | 0.5 | 0.5 | 0 | 0 | 0 | 0 | 0 | 0 | 0 | 0 | 0 | 0 | 0 | 0 | 0 | 0 | 0 | 0 | 0
6294 | 13.3 | 1411.34 | 660 | 131.35 | 2202.69 | 740.21 | 444.13 | 11547.34 | 3387.03 | 14490.24 | 190.84 | 0 | 0 | 2398.5 | 2214 | 2214 | 61.5 | 6857.25 | 286.43 | 15.45 | -54.33 | 13.79 | 20 | 16.79 | 0 | 0.5 | 0.1 | 0.5 | 0.5 | 0 | 0 | 0 | 0 | 0 | 0 | 0 | 0 | 0 | 0 | 0 | 0 | 0 | 0 | 0 | 0 | 0
6295 | 13.9 | 1411.34 | 660 | 131.35 | 2202.69 | 740.21 | 444.13 | 11547.34 | 3387.03 | 14490.24 | 190.84 | 1566.4 | 123.66 | 2398.5 | 2214 | 2214 | 61.5 | 6857.25 | 287.44 | 16.46 | -53.62 | 14.5 | 20 | 13.07 | 0 | 0.5 | 0.1 | 0.5 | 0.5 | 0 | 683.22 | 0 | 338.75 | 0 | 381.35 | 0 | 163.08 | 0 | 50.76 | 0 | 18.9 | 0 | 18.63 | 0 | 9.1 | 26.27
6296 | 14.6 | 1411.34 | 660 | 131.35 | 2202.69 | 740.21 | 177.65 | 11280.86 | 3120.55 | 14223.76 | 190.84 | 18864.66 | 1403.62 | 959.4 | 4428 | 4428 | 24.6 | 9827.7 | 313.61 | 23.56 | -52.68 | 16.69 | 23.56 | 0 | 0 | 0.2 | 0.2 | 1 | 0.2 | 0 | 8942.61 | 0 | 5783.81 | 0 | 2898.67 | 0 | 1239.56 | 0 | 664.4 | 0 | 322.69 | 0 | 141.61 | 0 | 69.16 | 205.78
6297 | 16.2 | 1411.34 | 660 | 131.35 | 2202.69 | 740.21 | 177.65 | 11280.86 | 3120.55 | 14223.76 | 190.84 | 69254.68 | 5329.07 | 959.4 | 4428 | 4428 | 24.6 | 9827.7 | 330.96 | 40.91 | -47.33 | 22.04 | 23.9 | 0 | 0 | 0.2 | 0.2 | 1 | 0.2 | 0 | 28070.93 | 0 | 25901.17 | 0 | 10704.85 | 0 | 4577.73 | 0 | 2085.55 | 0 | 1445.05 | 0 | 522.95 | 0 | 255.4 | 1020.13
6298 | 16.6 | 1411.34 | 660 | 131.35 | 2202.69 | 740.21 | 177.65 | 11280.86 | 3120.55 | 14223.76 | 190.84 | 20355.39 | 3286.65 | 959.4 | 4428 | 4428 | 24.6 | 9827.7 | 316.56 | 26.51 | -50.47 | 18.9 | 23.9 | 0 | 0 | 0.2 | 0.2 | 1 | 0.2 | 0 | 6019.59 | 0 | 5790.09 | 0 | 5985.94 | 0 | 2559.78 | 0 | 894.46 | 0 | 646.07 | 0 | 584.85 | 0 | 285.63 | 875.64
6299 | 17.6 | 1411.34 | 660 | 131.35 | 2202.69 | 740.21 | 177.65 | 11280.86 | 3120.55 | 14223.76 | 190.84 | 23897.18 | 3895.85 | 959.4 | 4428 | 4428 | 24.6 | 9827.7 | 318.67 | 28.62 | -49.2 | 20.18 | 23.9 | 0 | 0 | 0.2 | 0.2 | 1 | 0.2 | 0 | 5805.01 | 0 | 7156.41 | 0 | 7660.07 | 0 | 3275.69 | 0 | 862.57 | 0 | 798.53 | 0 | 748.42 | 0 | 365.51 | 1120.82
6300 | 17.5 | 1411.34 | 660 | 131.35 | 2202.69 | 740.21 | 177.65 | 11280.86 | 3120.55 | 14223.76 | 190.84 | 25261.15 | 4082.93 | 959.4 | 4428 | 4428 | 24.6 | 9827.7 | 319.03 | 28.98 | -49.19 | 20.18 | 23.9 | 0 | 0 | 0.2 | 0.2 | 1 | 0.2 | 0 | 6235.09 | 0 | 5707.48 | 0 | 9763.48 | 0 | 3555.1 | 0 | 926.48 | 0 | 636.85 | 0 | 953.93 | 0 | 396.69 | 1168.99
6301 | 17.7 | 1411.34 | 660 | 131.35 | 2202.69 | 740.21 | 177.65 | 11280.86 | 3120.55 | 14223.76 | 190.84 | 16926.24 | 2750.05 | 959.4 | 4428 | 4428 | 24.6 | 9827.7 | 316.4 | 26.35 | -49.66 | 19.71 | 23.9 | 0 | 0 | 0.2 | 0.2 | 1 | 0.2 | 0 | 4704.67 | 0 | 2906.44 | 0 | 6632.64 | 0 | 2682.49 | 0 | 699.07 | 0 | 324.31 | 0 | 648.03 | 0 | 299.32 | 779.32
6302 | 18.1 | 1411.34 | 660 | 131.35 | 2202.69 | 740.21 | 177.65 | 11280.86 | 3120.55 | 14223.76 | 190.84 | 23507.77 | 3746.9 | 959.4 | 4428 | 4428 | 24.6 | 9827.7 | 318.96 | 28.91 | -48.74 | 20.63 | 23.9 | 0 | 0 | 0.2 | 0.2 | 1 | 0.2 | 0 | 5901.94 | 0 | 4083.16 | 0 | 10157.52 | 0 | 3365.14 | 0 | 876.98 | 0 | 455.61 | 0 | 992.43 | 0 | 375.49 | 1046.4
6303 | 18.3 | 1411.34 | 660 | 131.35 | 2202.69 | 740.21 | 177.65 | 11280.86 | 3120.55 | 14223.76 | 190.84 | 25608.76 | 3896.74 | 959.4 | 4428 | 4428 | 24.6 | 9827.7 | 319.8 | 29.75 | -48.39 | 20.99 | 23.9 | 0 | 0 | 0.2 | 0.2 | 1 | 0.2 | 0 | 5446.84 | 0 | 3909.72 | 0 | 13146.55 | 0 | 3105.65 | 0 | 809.35 | 0 | 436.26 | 0 | 1284.47 | 0 | 346.54 | 1020.13
6304 | 18.3 | 1411.34 | 660 | 131.35 | 2202.69 | 740.21 | 177.65 | 11280.86 | 3120.55 | 14223.76 | 190.84 | 22850.28 | 3420.86 | 959.4 | 4428 | 4428 | 24.6 | 9827.7 | 318.86 | 28.81 | -48.61 | 20.76 | 23.9 | 0 | 0 | 0.2 | 0.2 | 1 | 0.2 | 0 | 4676.86 | 0 | 2713.44 | 0 | 12793.35 | 0 | 2666.63 | 0 | 694.94 | 0 | 302.77 | 0 | 1249.96 | 0 | 297.55 | 875.64
6305 | 18 | 1411.34 | 660 | 131.35 | 2202.69 | 740.21 | 177.65 | 11280.86 | 3120.55 | 14223.76 | 190.84 | 12737.78 | 1988.22 | 959.4 | 4428 | 4428 | 24.6 | 9827.7 | 315.24 | 25.19 | -49.71 | 19.66 | 23.9 | 0 | 0 | 0.2 | 0.2 | 1 | 0.2 | 0 | 3102.18 | 0 | 1768.79 | 0 | 5911.25 | 0 | 1955.56 | 0 | 460.96 | 0 | 197.37 | 0 | 577.55 | 0 | 218.21 | 534.14
6306 | 17.6 | 1411.34 | 660 | 131.35 | 2202.69 | 740.21 | 444.13 | 11547.34 | 3387.03 | 14490.24 | 190.84 | 7666.72 | 1110.94 | 2398.5 | 11070 | 11070 | 61.5 | 24569.25 | 297.67 | 26.69 | -48.28 | 19.84 | 23.9 | 0 | 0 | 0.5 | 0.5 | 1 | 0.5 | 0 | 1530.28 | 0 | 872.53 | 0 | 3970.54 | 0 | 1293.37 | 0 | 227.39 | 0 | 97.36 | 0 | 387.94 | 0 | 144.32 | 253.94
6307 | 17.1 | 1411.34 | 660 | 131.35 | 2202.69 | 740.21 | 444.13 | 11547.34 | 3387.03 | 14490.24 | 190.84 | 525.4 | 87.69 | 2398.5 | 11070 | 11070 | 61.5 | 24569.25 | 295 | 24.02 | -49.33 | 18.79 | 23.9 | 0 | 0 | 0.5 | 0.5 | 1 | 0.5 | 0 | 151.25 | 0 | 86.24 | 0 | 201.67 | 0 | 86.24 | 0 | 22.47 | 0 | 9.62 | 0 | 19.7 | 0 | 9.62 | 26.27
6308 | 16.8 | 1411.34 | 660 | 131.35 | 2202.69 | 740.21 | 444.13 | 11547.34 | 3387.03 | 14490.24 | 190.84 | 0 | 0 | 2398.5 | 11070 | 11070 | 61.5 | 24569.25 | 294.56 | 23.58 | -49.66 | 18.45 | 23.58 | 0 | 0 | 0.5 | 0.5 | 1 | 0.5 | 0 | 0 | 0 | 0 | 0 | 0 | 0 | 0 | 0 | 0 | 0 | 0 | 0 | 0 | 0 | 0 | 0
6309 | 16.4 | 1411.34 | 660 | 131.35 | 2202.69 | 740.21 | 444.13 | 11547.34 | 3387.03 | 14490.24 | 190.84 | 0 | 0 | 2398.5 | 11070 | 11070 | 61.5 | 24569.25 | 294.18 | 23.2 | -50.06 | 18.06 | 23.2 | 0 | 0 | 0.5 | 0.5 | 1 | 0.5 | 0 | 0 | 0 | 0 | 0 | 0 | 0 | 0 | 0 | 0 | 0 | 0 | 0 | 0 | 0 | 0 | 0
6310 | 16.1 | 1411.34 | 660 | 131.35 | 2202.69 | 740.21 | 444.13 | 11547.34 | 3387.03 | 14490.24 | 190.84 | 0 | 0 | 2398.5 | 11070 | 11070 | 61.5 | 24569.25 | 293.89 | 22.92 | -50.36 | 17.76 | 22.92 | 0 | 0 | 0.5 | 0.5 | 1 | 0.5 | 0 | 0 | 0 | 0 | 0 | 0 | 0 | 0 | 0 | 0 | 0 | 0 | 0 | 0 | 0 | 0 | 0
6311 | 15.7 | 1411.34 | 660 | 131.35 | 2202.69 | 740.21 | 444.13 | 11547.34 | 3387.03 | 14490.24 | 190.84 | 0 | 0 | 2398.5 | 11070 | 11070 | 61.5 | 24569.25 | 293.52 | 22.54 | -50.75 | 17.36 | 22.54 | 0 | 0 | 0.5 | 0.5 | 1 | 0.5 | 0 | 0 | 0 | 0 | 0 | 0 | 0 | 0 | 0 | 0 | 0 | 0 | 0 | 0 | 0 | 0 | 0
6312 | 15.5 | 1411.34 | 660 | 131.35 | 2202.69 | 740.21 | 444.13 | 11547.34 | 3387.03 | 14490.24 | 190.84 | 0 | 0 | 2398.5 | 11070 | 11070 | 61.5 | 24569.25 | 293.32 | 22.35 | -50.95 | 17.17 | 22.35 | 0 | 0 | 0.5 | 0.5 | 1 | 0.5 | 0 | 0 | 0 | 0 | 0 | 0 | 0 | 0 | 0 | 0 | 0 | 0 | 0 | 0 | 0 | 0 | 0
6313 | 15.5 | 1411.34 | 660 | 131.35 | 2202.69 | 740.21 | 444.13 | 11547.34 | 3387.03 | 14490.24 | 190.84 | 0 | 0 | 2398.5 | 2214 | 2214 | 61.5 | 6857.25 | 288.52 | 17.54 | -52.15 | 15.96 | 20 | 9.07 | 0 | 0.5 | 0.1 | 0.5 | 0.5 | 0 | 0 | 0 | 0 | 0 | 0 | 0 | 0 | 0 | 0 | 0 | 0 | 0 | 0 | 0 | 0 | 0
6314 | 15.3 | 1411.34 | 660 | 131.35 | 2202.69 | 740.21 | 444.13 | 11547.34 | 3387.03 | 14490.24 | 190.84 | 0 | 0 | 2398.5 | 2214 | 2214 | 61.5 | 6857.25 | 288.26 | 17.29 | -52.35 | 15.76 | 20 | 10.02 | 0 | 0.5 | 0.1 | 0.5 | 0.5 | 0 | 0 | 0 | 0 | 0 | 0 | 0 | 0 | 0 | 0 | 0 | 0 | 0 | 0 | 0 | 0 | 0
6315 | 14.9 | 1411.34 | 660 | 131.35 | 2202.69 | 740.21 | 444.13 | 11547.34 | 3387.03 | 14490.24 | 190.84 | 0 | 0 | 2398.5 | 2214 | 2214 | 61.5 | 6857.25 | 287.9 | 16.92 | -52.75 | 15.37 | 20 | 11.37 | 0 | 0.5 | 0.1 | 0.5 | 0.5 | 0 | 0 | 0 | 0 | 0 | 0 | 0 | 0 | 0 | 0 | 0 | 0 | 0 | 0 | 0 | 0 | 0
6316 | 14.5 | 1411.34 | 660 | 131.35 | 2202.69 | 740.21 | 444.13 | 11547.34 | 3387.03 | 14490.24 | 190.84 | 0 | 0 | 2398.5 | 2214 | 2214 | 61.5 | 6857.25 | 287.53 | 16.55 | -53.14 | 14.97 | 20 | 12.73 | 0 | 0.5 | 0.1 | 0.5 | 0.5 | 0 | 0 | 0 | 0 | 0 | 0 | 0 | 0 | 0 | 0 | 0 | 0 | 0 | 0 | 0 | 0 | 0
6317 | 14.5 | 1411.34 | 660 | 131.35 | 2202.69 | 740.21 | 444.13 | 11547.34 | 3387.03 | 14490.24 | 190.84 | 0 | 0 | 2398.5 | 2214 | 2214 | 61.5 | 6857.25 | 287.53 | 16.55 | -53.14 | 14.97 | 20 | 12.73 | 0 | 0.5 | 0.1 | 0.5 | 0.5 | 0 | 0 | 0 | 0 | 0 | 0 | 0 | 0 | 0 | 0 | 0 | 0 | 0 | 0 | 0 | 0 | 0
6318 | 14.2 | 1411.34 | 660 | 131.35 | 2202.69 | 740.21 | 444.13 | 11547.34 | 3387.03 | 14490.24 | 190.84 | 0 | 0 | 2398.5 | 2214 | 2214 | 61.5 | 6857.25 | 287.25 | 16.28 | -53.44 | 14.68 | 20 | 13.74 | 0 | 0.5 | 0.1 | 0.5 | 0.5 | 0 | 0 | 0 | 0 | 0 | 0 | 0 | 0 | 0 | 0 | 0 | 0 | 0 | 0 | 0 | 0 | 0
6319 | 14.4 | 1411.34 | 660 | 131.35 | 2202.69 | 740.21 | 444.13 | 11547.34 | 3387.03 | 14490.24 | 190.84 | 1657.88 | 129.92 | 2398.5 | 2214 | 2214 | 61.5 | 6857.25 | 287.92 | 16.94 | -53.12 | 15 | 20 | 11.28 | 0 | 0.5 | 0.1 | 0.5 | 0.5 | 0 | 745.7 | 0 | 368.62 | 0 | 380.74 | 0 | 162.82 | 0 | 55.4 | 0 | 20.57 | 0 | 18.6 | 0 | 9.08 | 26.27
6320 | 14.8 | 1411.34 | 660 | 131.35 | 2202.69 | 740.21 | 177.65 | 11280.86 | 3120.55 | 14223.76 | 190.84 | 17396.84 | 1295.48 | 959.4 | 4428 | 4428 | 24.6 | 9827.7 | 313.34 | 23.29 | -52.59 | 16.78 | 23.29 | 0 | 0 | 0.2 | 0.2 | 1 | 0.2 | 0 | 8171.41 | 0 | 5324.38 | 0 | 2732.54 | 0 | 1168.52 | 0 | 607.1 | 0 | 297.05 | 0 | 133.49 | 0 | 65.19 | 192.64
6321 | 15.3 | 1411.34 | 660 | 131.35 | 2202.69 | 740.21 | 177.65 | 11280.86 | 3120.55 | 14223.76 | 190.84 | 20516.21 | 1638.43 | 959.4 | 4428 | 4428 | 24.6 | 9827.7 | 314.93 | 24.88 | -51.86 | 17.51 | 23.9 | 0 | 0 | 0.2 | 0.2 | 1 | 0.2 | 0 | 6761.41 | 0 | 4936.15 | 0 | 6177.12 | 0 | 2641.53 | 0 | 502.34 | 0 | 275.39 | 0 | 301.76 | 0 | 147.37 | 411.55
6322 | 15.7 | 1411.34 | 660 | 131.35 | 2202.69 | 740.21 | 177.65 | 11280.86 | 3120.55 | 14223.76 | 190.84 | 9698.61 | 1586.29 | 959.4 | 4428 | 4428 | 24.6 | 9827.7 | 312.16 | 22.11 | -52.22 | 17.16 | 22.11 | 0 | 0 | 0.2 | 0.2 | 1 | 0.2 | 0 | 2798.7 | 0 | 1711.95 | 0 | 3633.97 | 0 | 1554 | 0 | 415.86 | 0 | 191.02 | 0 | 355.05 | 0 | 173.4 | 450.96
6323 | 16.7 | 1411.34 | 660 | 131.35 | 2202.69 | 740.21 | 177.65 | 11280.86 | 3120.55 | 14223.76 | 190.84 | 30520.01 | 2498.75 | 959.4 | 4428 | 4428 | 24.6 | 9827.7 | 319.3 | 29.25 | -49.72 | 19.65 | 23.9 | 0 | 0 | 0.2 | 0.2 | 1 | 0.2 | 0 | 8419.15 | 0 | 6091.02 | 0 | 11214.26 | 0 | 4795.57 | 0 | 625.51 | 0 | 339.82 | 0 | 547.84 | 0 | 267.55 | 718.03
6324 | 17.1 | 1411.34 | 660 | 131.35 | 2202.69 | 740.21 | 177.65 | 11280.86 | 3120.55 | 14223.76 | 190.84 | 18357.49 | 2983.46 | 959.4 | 4428 | 4428 | 24.6 | 9827.7 | 316.34 | 26.29 | -50.14 | 19.23 | 23.9 | 0 | 0 | 0.2 | 0.2 | 1 | 0.2 | 0 | 4967.76 | 0 | 3486.06 | 0 | 7071.17 | 0 | 2832.49 | 0 | 738.16 | 0 | 388.98 | 0 | 690.88 | 0 | 316.06 | 849.38
6325 | 17.8 | 1411.34 | 660 | 131.35 | 2202.69 | 740.21 | 177.65 | 11280.86 | 3120.55 | 14223.76 | 190.84 | 21693.22 | 3492.81 | 959.4 | 4428 | 4428 | 24.6 | 9827.7 | 318.09 | 28.04 | -49.18 | 20.19 | 23.9 | 0 | 0 | 0.2 | 0.2 | 1 | 0.2 | 0 | 5656.25 | 0 | 4006.66 | 0 | 8805.26 | 0 | 3225.06 | 0 | 840.47 | 0 | 447.07 | 0 | 860.31 | 0 | 359.86 | 985.1
6326 | 17.8 | 1411.34 | 660 | 131.35 | 2202.69 | 740.21 | 177.65 | 11280.86 | 3120.55 | 14223.76 | 190.84 | 13080.5 | 2134.39 | 959.4 | 4428 | 4428 | 24.6 | 9827.7 | 315.2 | 25.15 | -49.87 | 19.5 | 23.9 | 0 | 0 | 0.2 | 0.2 | 1 | 0.2 | 0 | 3703.73 | 0 | 2163.01 | 0 | 5101.99 | 0 | 2111.78 | 0 | 550.34 | 0 | 241.35 | 0 | 498.48 | 0 | 235.64 | 608.57
6327 | 18.3 | 1411.34 | 660 | 131.35 | 2202.69 | 740.21 | 177.65 | 11280.86 | 3120.55 | 14223.76 | 190.84 | 25474.58 | 3872 | 959.4 | 4428 | 4428 | 24.6 | 9827.7 | 319.75 | 29.7 | -48.4 | 20.97 | 23.9 | 0 | 0 | 0.2 | 0.2 | 1 | 0.2 | 0 | 5403.24 | 0 | 3888.07 | 0 | 13102.47 | 0 | 3080.8 | 0 | 802.87 | 0 | 433.84 | 0 | 1280.16 | 0 | 343.76 | 1011.37
6328 | 18.4 | 1411.34 | 660 | 131.35 | 2202.69 | 740.21 | 177.65 | 11280.86 | 3120.55 | 14223.76 | 190.84 | 16712.78 | 2645.95 | 959.4 | 4428 | 4428 | 24.6 | 9827.7 | 316.94 | 26.89 | -48.99 | 20.38 | 23.9 | 0 | 0 | 0.2 | 0.2 | 1 | 0.2 | 0 | 4222.02 | 0 | 2423.25 | 0 | 7660.22 | 0 | 2407.29 | 0 | 627.35 | 0 | 270.39 | 0 | 748.43 | 0 | 268.61 | 731.16
6329 | 17.5 | 1411.34 | 660 | 131.35 | 2202.69 | 740.21 | 177.65 | 11280.86 | 3120.55 | 14223.76 | 190.84 | 6795.61 | 1104.85 | 959.4 | 4428 | 4428 | 24.6 | 9827.7 | 312.81 | 22.76 | -50.68 | 18.7 | 22.76 | 0 | 0 | 0.2 | 0.2 | 1 | 0.2 | 0 | 1878.24 | 0 | 1070.93 | 0 | 2749.94 | 0 | 1096.5 | 0 | 279.09 | 0 | 119.5 | 0 | 268.68 | 0 | 122.35 | 315.23
6330 | 17.1 | 1411.34 | 660 | 131.35 | 2202.69 | 740.21 | 444.13 | 11547.34 | 3387.03 | 14490.24 | 190.84 | 4695.63 | 381.63 | 2398.5 | 11070 | 11070 | 61.5 | 24569.25 | 296.17 | 25.2 | -49.02 | 19.09 | 23.9 | 0 | 0 | 0.5 | 0.5 | 1 | 0.5 | 0 | 1272.35 | 0 | 725.46 | 0 | 1923.24 | 0 | 774.57 | 0 | 94.53 | 0 | 40.47 | 0 | 93.95 | 0 | 43.21 | 109.46
6331 | 17 | 1411.34 | 660 | 131.35 | 2202.69 | 740.21 | 444.13 | 11547.34 | 3387.03 | 14490.24 | 190.84 | 525.73 | 87.73 | 2398.5 | 11070 | 11070 | 61.5 | 24569.25 | 294.91 | 23.93 | -49.43 | 18.69 | 23.9 | 0 | 0 | 0.5 | 0.5 | 1 | 0.5 | 0 | 151.35 | 0 | 86.29 | 0 | 201.79 | 0 | 86.29 | 0 | 22.49 | 0 | 9.63 | 0 | 19.72 | 0 | 9.63 | 26.27
6332 | 16.8 | 1411.34 | 660 | 131.35 | 2202.69 | 740.21 | 444.13 | 11547.34 | 3387.03 | 14490.24 | 190.84 | 0 | 0 | 2398.5 | 11070 | 11070 | 61.5 | 24569.25 | 294.56 | 23.58 | -49.66 | 18.45 | 23.58 | 0 | 0 | 0.5 | 0.5 | 1 | 0.5 | 0 | 0 | 0 | 0 | 0 | 0 | 0 | 0 | 0 | 0 | 0 | 0 | 0 | 0 | 0 | 0 | 0
6333 | 16.5 | 1411.34 | 660 | 131.35 | 2202.69 | 740.21 | 444.13 | 11547.34 | 3387.03 | 14490.24 | 190.84 | 0 | 0 | 2398.5 | 11070 | 11070 | 61.5 | 24569.25 | 294.27 | 23.3 | -49.96 | 18.15 | 23.3 | 0 | 0 | 0.5 | 0.5 | 1 | 0.5 | 0 | 0 | 0 | 0 | 0 | 0 | 0 | 0 | 0 | 0 | 0 | 0 | 0 | 0 | 0 | 0 | 0
6334 | 16.1 | 1411.34 | 660 | 131.35 | 2202.69 | 740.21 | 444.13 | 11547.34 | 3387.03 | 14490.24 | 190.84 | 0 | 0 | 2398.5 | 11070 | 11070 | 61.5 | 24569.25 | 293.9 | 22.92 | -50.36 | 17.76 | 22.92 | 0 | 0 | 0.5 | 0.5 | 1 | 0.5 | 0 | 0 | 0 | 0 | 0 | 0 | 0 | 0 | 0 | 0 | 0 | 0 | 0 | 0 | 0 | 0 | 0
6335 | 14.7 | 1411.34 | 660 | 131.35 | 2202.69 | 740.21 | 444.13 | 11547.34 | 3387.03 | 14490.24 | 190.84 | 0 | 0 | 2398.5 | 11070 | 11070 | 61.5 | 24569.25 | 292.6 | 21.62 | -51.74 | 16.38 | 21.62 | 0 | 0 | 0.5 | 0.5 | 1 | 0.5 | 0 | 0 | 0 | 0 | 0 | 0 | 0 | 0 | 0 | 0 | 0 | 0 | 0 | 0 | 0 | 0 | 0
6336 | 14.8 | 1411.34 | 660 | 131.35 | 2202.69 | 740.21 | 444.13 | 11547.34 | 3387.03 | 14490.24 | 190.84 | 0 | 0 | 2398.5 | 11070 | 11070 | 61.5 | 24569.25 | 292.65 | 21.68 | -51.64 | 16.48 | 21.68 | 0 | 0 | 0.5 | 0.5 | 1 | 0.5 | 0 | 0 | 0 | 0 | 0 | 0 | 0 | 0 | 0 | 0 | 0 | 0 | 0 | 0 | 0 | 0 | 0
6337 | 14.1 | 1411.34 | 660 | 131.35 | 2202.69 | 740.21 | 444.13 | 11547.34 | 3387.03 | 14490.24 | 190.84 | 0 | 0 | 2398.5 | 2214 | 2214 | 61.5 | 6857.25 | 287.21 | 16.24 | -53.54 | 14.58 | 20 | 13.89 | 0 | 0.5 | 0.1 | 0.5 | 0.5 | 0 | 0 | 0 | 0 | 0 | 0 | 0 | 0 | 0 | 0 | 0 | 0 | 0 | 0 | 0 | 0 | 0
6338 | 13.8 | 1411.34 | 660 | 131.35 | 2202.69 | 740.21 | 444.13 | 11547.34 | 3387.03 | 14490.24 | 190.84 | 0 | 0 | 2398.5 | 2214 | 2214 | 61.5 | 6857.25 | 286.89 | 15.91 | -53.83 | 14.28 | 20 | 15.1 | 0 | 0.5 | 0.1 | 0.5 | 0.5 | 0 | 0 | 0 | 0 | 0 | 0 | 0 | 0 | 0 | 0 | 0 | 0 | 0 | 0 | 0 | 0 | 0
6339 | 13.3 | 1411.34 | 660 | 131.35 | 2202.69 | 740.21 | 444.13 | 11547.34 | 3387.03 | 14490.24 | 190.84 | 0 | 0 | 2398.5 | 2214 | 2214 | 61.5 | 6857.25 | 286.43 | 15.45 | -54.33 | 13.79 | 20 | 16.79 | 0 | 0.5 | 0.1 | 0.5 | 0.5 | 0 | 0 | 0 | 0 | 0 | 0 | 0 | 0 | 0 | 0 | 0 | 0 | 0 | 0 | 0 | 0 | 0
6340 | 13.1 | 1411.34 | 660 | 131.35 | 2202.69 | 740.21 | 444.13 | 11547.34 | 3387.03 | 14490.24 | 190.84 | 0 | 0 | 2398.5 | 2214 | 2214 | 61.5 | 6857.25 | 286.24 | 15.27 | -54.52 | 13.59 | 20 | 17.47 | 0 | 0.5 | 0.1 | 0.5 | 0.5 | 0 | 0 | 0 | 0 | 0 | 0 | 0 | 0 | 0 | 0 | 0 | 0 | 0 | 0 | 0 | 0 | 0
6341 | 13.2 | 1411.34 | 660 | 131.35 | 2202.69 | 740.21 | 444.13 | 11547.34 | 3387.03 | 14490.24 | 190.84 | 0 | 0 | 2398.5 | 2214 | 2214 | 61.5 | 6857.25 | 286.33 | 15.36 | -54.42 | 13.69 | 20 | 17.13 | 0 | 0.5 | 0.1 | 0.5 | 0.5 | 0 | 0 | 0 | 0 | 0 | 0 | 0 | 0 | 0 | 0 | 0 | 0 | 0 | 0 | 0 | 0 | 0
6342 | 13.4 | 1411.34 | 660 | 131.35 | 2202.69 | 740.21 | 444.13 | 11547.34 | 3387.03 | 14490.24 | 190.84 | 0 | 0 | 2398.5 | 2214 | 2214 | 61.5 | 6857.25 | 286.52 | 15.54 | -54.23 | 13.89 | 20 | 16.45 | 0 | 0.5 | 0.1 | 0.5 | 0.5 | 0 | 0 | 0 | 0 | 0 | 0 | 0 | 0 | 0 | 0 | 0 | 0 | 0 | 0 | 0 | 0 | 0
6343 | 13.4 | 1411.34 | 660 | 131.35 | 2202.69 | 740.21 | 444.13 | 11547.34 | 3387.03 | 14490.24 | 190.84 | 1947.86 | 151.46 | 2398.5 | 2214 | 2214 | 61.5 | 6857.25 | 287.09 | 16.11 | -54.08 | 14.03 | 20 | 14.35 | 0 | 0.5 | 0.1 | 0.5 | 0.5 | 0 | 1011.27 | 0 | 485.33 | 0 | 316.09 | 0 | 135.17 | 0 | 75.13 | 0 | 27.08 | 0 | 15.44 | 0 | 7.54 | 26.27
6344 | 14.1 | 1411.34 | 660 | 131.35 | 2202.69 | 740.21 | 444.13 | 11547.34 | 3387.03 | 14490.24 | 190.84 | 18276.97 | 1354.52 | 2398.5 | 11070 | 11070 | 61.5 | 24569.25 | 297.28 | 26.3 | -50.99 | 17.12 | 23.9 | 0 | 0 | 0.5 | 0.5 | 1 | 0.5 | 0 | 8694.88 | 0 | 5733.14 | 0 | 2696.04 | 0 | 1152.91 | 0 | 645.99 | 0 | 319.86 | 0 | 131.71 | 0 | 64.32 | 192.64
6345 | 15.1 | 1411.34 | 660 | 131.35 | 2202.69 | 740.21 | 444.13 | 11547.34 | 3387.03 | 14490.24 | 190.84 | 17721.88 | 2759.24 | 2398.5 | 11070 | 11070 | 61.5 | 24569.25 | 298.55 | 27.57 | -49.95 | 18.17 | 23.9 | 0 | 0 | 0.5 | 0.5 | 1 | 0.5 | 0 | 6515.48 | 0 | 5571.4 | 0 | 3947.1 | 0 | 1687.9 | 0 | 968.14 | 0 | 621.67 | 0 | 385.65 | 0 | 188.34 | 595.44
6346 | 16.3 | 1411.34 | 660 | 131.35 | 2202.69 | 740.21 | 444.13 | 11547.34 | 3387.03 | 14490.24 | 190.84 | 34536.73 | 5497.47 | 2398.5 | 11070 | 11070 | 61.5 | 24569.25 | 304.95 | 33.97 | -47.43 | 20.68 | 23.9 | 0 | 0 | 0.5 | 0.5 | 1 | 0.5 | 0 | 10323.35 | 0 | 13936.85 | 0 | 7198.31 | 0 | 3078.22 | 0 | 1533.96 | 0 | 1555.1 | 0 | 703.3 | 0 | 343.47 | 1361.63
6347 | 17 | 1411.34 | 660 | 131.35 | 2202.69 | 740.21 | 444.13 | 11547.34 | 3387.03 | 14490.24 | 190.84 | 37845.81 | 6304.92 | 2398.5 | 11070 | 11070 | 61.5 | 24569.25 | 306.7 | 35.73 | -46.46 | 21.65 | 23.9 | 0 | 0 | 0.5 | 0.5 | 1 | 0.5 | 0 | 6080.72 | 0 | 20138.53 | 0 | 8159.48 | 0 | 3467.08 | 0 | 903.54 | 0 | 2247.1 | 0 | 797.21 | 0 | 386.86 | 1970.2
6348 | 17.3 | 1411.34 | 660 | 131.35 | 2202.69 | 740.21 | 444.13 | 11547.34 | 3387.03 | 14490.24 | 190.84 | 47907.76 | 7455.97 | 2398.5 | 11070 | 11070 | 61.5 | 24569.25 | 310.02 | 39.04 | -45.4 | 22.71 | 23.9 | 0 | 0 | 0.5 | 0.5 | 1 | 0.5 | 0 | 6668.14 | 0 | 18395.2 | 0 | 19042.42 | 0 | 3802.01 | 0 | 990.83 | 0 | 2052.58 | 0 | 1860.52 | 0 | 424.24 | 2127.82
6349 | 16.7 | 1411.34 | 660 | 131.35 | 2202.69 | 740.21 | 444.13 | 11547.34 | 3387.03 | 14490.24 | 190.84 | 45161.26 | 6838.15 | 2398.5 | 11070 | 11070 | 61.5 | 24569.25 | 308.56 | 37.58 | -46.22 | 21.89 | 23.9 | 0 | 0 | 0.5 | 0.5 | 1 | 0.5 | 0 | 7292.02 | 0 | 11706.89 | 0 | 22004.61 | 0 | 4157.73 | 0 | 1083.53 | 0 | 1306.28 | 0 | 2149.93 | 0 | 463.93 | 1834.48
6350 | 16.5 | 1411.34 | 660 | 131.35 | 2202.69 | 740.21 | 444.13 | 11547.34 | 3387.03 | 14490.24 | 190.84 | 42683.91 | 6311.96 | 2398.5 | 11070 | 11070 | 61.5 | 24569.25 | 307.56 | 36.58 | -46.62 | 21.49 | 23.9 | 0 | 0 | 0.5 | 0.5 | 1 | 0.5 | 0 | 6970.54 | 0 | 8368.79 | 0 | 23370.14 | 0 | 3974.43 | 0 | 1035.76 | 0 | 933.81 | 0 | 2283.35 | 0 | 443.48 | 1615.56
6351 | 16.6 | 1411.34 | 660 | 131.35 | 2202.69 | 740.21 | 444.13 | 11547.34 | 3387.03 | 14490.24 | 190.84 | 43308.94 | 6210.13 | 2398.5 | 11070 | 11070 | 61.5 | 24569.25 | 307.79 | 36.82 | -46.49 | 21.63 | 23.9 | 0 | 0 | 0.5 | 0.5 | 1 | 0.5 | 0 | 6354.14 | 0 | 6183.32 | 0 | 27148.5 | 0 | 3622.97 | 0 | 944.17 | 0 | 689.95 | 0 | 2652.51 | 0 | 404.26 | 1519.24
6352 | 16.6 | 1411.34 | 660 | 131.35 | 2202.69 | 740.21 | 444.13 | 11547.34 | 3387.03 | 14490.24 | 190.84 | 60434.98 | 7868.41 | 2398.5 | 11070 | 11070 | 61.5 | 24569.25 | 312.88 | 41.91 | -45.21 | 22.91 | 23.9 | 0 | 0 | 0.5 | 0.5 | 1 | 0.5 | 0 | 4548.52 | 0 | 2973.02 | 0 | 50319.98 | 0 | 2593.46 | 0 | 675.87 | 0 | 331.74 | 0 | 4916.45 | 0 | 289.38 | 1654.97
6353 | 16.6 | 1411.34 | 660 | 131.35 | 2202.69 | 740.21 | 444.13 | 11547.34 | 3387.03 | 14490.24 | 190.84 | 38614.14 | 4948.49 | 2398.5 | 11070 | 11070 | 61.5 | 24569.25 | 306.18 | 35.2 | -46.89 | 21.22 | 23.9 | 0 | 0 | 0.5 | 0.5 | 1 | 0.5 | 0 | 3808.14 | 0 | 2171.31 | 0 | 28091.8 | 0 | 4542.89 | 0 | 565.86 | 0 | 242.28 | 0 | 2744.67 | 0 | 506.9 | 888.78
6354 | 14.9 | 1411.34 | 660 | 131.35 | 2202.69 | 740.21 | 444.13 | 11547.34 | 3387.03 | 14490.24 | 190.84 | 17663.88 | 2234.15 | 2398.5 | 11070 | 11070 | 61.5 | 24569.25 | 298.21 | 27.23 | -50.18 | 17.93 | 23.9 | 0 | 0 | 0.5 | 0.5 | 1 | 0.5 | 0 | 1895.71 | 0 | 1080.89 | 0 | 11645.45 | 0 | 3041.83 | 0 | 281.69 | 0 | 120.61 | 0 | 1137.8 | 0 | 339.41 | 354.64
6355 | 13.9 | 1411.34 | 660 | 131.35 | 2202.69 | 740.21 | 444.13 | 11547.34 | 3387.03 | 14490.24 | 190.84 | 526.11 | 87.78 | 2398.5 | 11070 | 11070 | 61.5 | 24569.25 | 292.06 | 21.09 | -52.49 | 15.63 | 21.09 | 0 | 0 | 0.5 | 0.5 | 1 | 0.5 | 0 | 151.45 | 0 | 86.36 | 0 | 201.94 | 0 | 86.36 | 0 | 22.5 | 0 | 9.64 | 0 | 19.73 | 0 | 9.64 | 26.27
6356 | 13.7 | 1411.34 | 660 | 131.35 | 2202.69 | 740.21 | 444.13 | 11547.34 | 3387.03 | 14490.24 | 190.84 | 0 | 0 | 2398.5 | 11070 | 11070 | 61.5 | 24569.25 | 291.63 | 20.65 | -52.72 | 15.39 | 20.65 | 0 | 0 | 0.5 | 0.5 | 1 | 0.5 | 0 | 0 | 0 | 0 | 0 | 0 | 0 | 0 | 0 | 0 | 0 | 0 | 0 | 0 | 0 | 0 | 0
6357 | 13.6 | 1411.34 | 660 | 131.35 | 2202.69 | 740.21 | 444.13 | 11547.34 | 3387.03 | 14490.24 | 190.84 | 0 | 0 | 2398.5 | 11070 | 11070 | 61.5 | 24569.25 | 291.52 | 20.54 | -52.82 | 15.29 | 20.54 | 0 | 0 | 0.5 | 0.5 | 1 | 0.5 | 0 | 0 | 0 | 0 | 0 | 0 | 0 | 0 | 0 | 0 | 0 | 0 | 0 | 0 | 0 | 0 | 0
6358 | 13.4 | 1411.34 | 660 | 131.35 | 2202.69 | 740.21 | 444.13 | 11547.34 | 3387.03 | 14490.24 | 190.84 | 0 | 0 | 2398.5 | 11070 | 11070 | 61.5 | 24569.25 | 291.33 | 20.36 | -53.02 | 15.09 | 20.36 | 0 | 0 | 0.5 | 0.5 | 1 | 0.5 | 0 | 0 | 0 | 0 | 0 | 0 | 0 | 0 | 0 | 0 | 0 | 0 | 0 | 0 | 0 | 0 | 0
6359 | 13.6 | 1411.34 | 660 | 131.35 | 2202.69 | 740.21 | 444.13 | 11547.34 | 3387.03 | 14490.24 | 190.84 | 0 | 0 | 2398.5 | 11070 | 11070 | 61.5 | 24569.25 | 291.51 | 20.54 | -52.82 | 15.29 | 20.54 | 0 | 0 | 0.5 | 0.5 | 1 | 0.5 | 0 | 0 | 0 | 0 | 0 | 0 | 0 | 0 | 0 | 0 | 0 | 0 | 0 | 0 | 0 | 0 | 0
6360 | 11.9 | 1411.34 | 660 | 131.35 | 2202.69 | 740.21 | 444.13 | 11547.34 | 3387.03 | 14490.24 | 190.84 | 0 | 0 | 2398.5 | 11070 | 11070 | 61.5 | 24569.25 | 289.96 | 18.98 | -54.5 | 13.61 | 20 | 3.76 | 0 | 0.5 | 0.5 | 1 | 0.5 | 0 | 0 | 0 | 0 | 0 | 0 | 0 | 0 | 0 | 0 | 0 | 0 | 0 | 0 | 0 | 0 | 0
6361 | 9.3 | 1411.34 | 660 | 131.35 | 2202.69 | 740.21 | 444.13 | 11547.34 | 3387.03 | 14490.24 | 190.84 | 0 | 0 | 2398.5 | 2214 | 2214 | 61.5 | 6857.25 | 282.76 | 11.78 | -58.27 | 9.84 | 20 | 30.34 | 0 | 0.5 | 0.1 | 0.5 | 0.5 | 0 | 0 | 0 | 0 | 0 | 0 | 0 | 0 | 0 | 0 | 0 | 0 | 0 | 0 | 0 | 0 | 0
6362 | 8.6 | 1411.34 | 660 | 131.35 | 2202.69 | 740.21 | 444.13 | 11547.34 | 3387.03 | 14490.24 | 190.84 | 0 | 0 | 2398.5 | 2214 | 2214 | 61.5 | 6857.25 | 282.11 | 11.14 | -58.96 | 9.15 | 20 | 32.71 | 0 | 0.5 | 0.1 | 0.5 | 0.5 | 0 | 0 | 0 | 0 | 0 | 0 | 0 | 0 | 0 | 0 | 0 | 0 | 0 | 0 | 0 | 0 | 0
6363 | 10.9 | 1411.34 | 660 | 131.35 | 2202.69 | 740.21 | 444.13 | 11547.34 | 3387.03 | 14490.24 | 190.84 | 0 | 0 | 2398.5 | 2214 | 2214 | 61.5 | 6857.25 | 284.22 | 13.25 | -56.69 | 11.42 | 20 | 24.92 | 0 | 0.5 | 0.1 | 0.5 | 0.5 | 0 | 0 | 0 | 0 | 0 | 0 | 0 | 0 | 0 | 0 | 0 | 0 | 0 | 0 | 0 | 0 | 0
6364 | 12 | 1411.34 | 660 | 131.35 | 2202.69 | 740.21 | 444.13 | 11547.34 | 3387.03 | 14490.24 | 190.84 | 0 | 0 | 2398.5 | 2214 | 2214 | 61.5 | 6857.25 | 285.23 | 14.26 | -55.61 | 12.51 | 20 | 21.19 | 0 | 0.5 | 0.1 | 0.5 | 0.5 | 0 | 0 | 0 | 0 | 0 | 0 | 0 | 0 | 0 | 0 | 0 | 0 | 0 | 0 | 0 | 0 | 0
6365 | 11.8 | 1411.34 | 660 | 131.35 | 2202.69 | 740.21 | 444.13 | 11547.34 | 3387.03 | 14490.24 | 190.84 | 0 | 0 | 2398.5 | 2214 | 2214 | 61.5 | 6857.25 | 285.05 | 14.07 | -55.81 | 12.31 | 20 | 21.87 | 0 | 0.5 | 0.1 | 0.5 | 0.5 | 0 | 0 | 0 | 0 | 0 | 0 | 0 | 0 | 0 | 0 | 0 | 0 | 0 | 0 | 0 | 0 | 0
6366 | 11.3 | 1411.34 | 660 | 131.35 | 2202.69 | 740.21 | 444.13 | 11547.34 | 3387.03 | 14490.24 | 190.84 | 0 | 0 | 2398.5 | 2214 | 2214 | 61.5 | 6857.25 | 284.59 | 13.61 | -56.3 | 11.82 | 20 | 23.56 | 0 | 0.5 | 0.1 | 0.5 | 0.5 | 0 | 0 | 0 | 0 | 0 | 0 | 0 | 0 | 0 | 0 | 0 | 0 | 0 | 0 | 0 | 0 | 0
6367 | 11.6 | 1411.34 | 660 | 131.35 | 2202.69 | 740.21 | 444.13 | 11547.34 | 3387.03 | 14490.24 | 190.84 | 2399.84 | 182.63 | 2398.5 | 2214 | 2214 | 61.5 | 6857.25 | 285.57 | 14.59 | -55.83 | 12.29 | 20 | 19.97 | 0 | 0.5 | 0.1 | 0.5 | 0.5 | 0 | 1329.04 | 0 | 633.75 | 0 | 306.14 | 0 | 130.91 | 0 | 98.74 | 0 | 35.36 | 0 | 14.96 | 0 | 7.3 | 26.27
6368 | 13.1 | 1411.34 | 660 | 131.35 | 2202.69 | 740.21 | 444.13 | 11547.34 | 3387.03 | 14490.24 | 190.84 | 45291.33 | 3242.75 | 2398.5 | 11070 | 11070 | 61.5 | 24569.25 | 304.19 | 33.22 | -50.01 | 18.1 | 23.9 | 0 | 0 | 0.5 | 0.5 | 1 | 0.5 | 0 | 24093.13 | 0 | 16410.21 | 0 | 3353.8 | 0 | 1434.19 | 0 | 1790.01 | 0 | 915.54 | 0 | 163.84 | 0 | 80.02 | 293.34
6369 | 15.2 | 1411.34 | 660 | 131.35 | 2202.69 | 740.21 | 444.13 | 11547.34 | 3387.03 | 14490.24 | 190.84 | 31213.07 | 4779.81 | 2398.5 | 11070 | 11070 | 61.5 | 24569.25 | 302.84 | 31.87 | -48.79 | 19.32 | 23.9 | 0 | 0 | 0.5 | 0.5 | 1 | 0.5 | 0 | 12343.25 | 0 | 11618.76 | 0 | 5079.08 | 0 | 2171.97 | 0 | 1834.1 | 0 | 1296.45 | 0 | 496.24 | 0 | 242.35 | 910.67
6370 | 16.4 | 1411.34 | 660 | 131.35 | 2202.69 | 740.21 | 444.13 | 11547.34 | 3387.03 | 14490.24 | 190.84 | 38387.11 | 6091.42 | 2398.5 | 11070 | 11070 | 61.5 | 24569.25 | 306.24 | 35.27 | -47.03 | 21.08 | 23.9 | 0 | 0 | 0.5 | 0.5 | 1 | 0.5 | 0 | 11433.75 | 0 | 16742.01 | 0 | 7152.66 | 0 | 3058.7 | 0 | 1698.95 | 0 | 1868.11 | 0 | 698.84 | 0 | 341.3 | 1484.22
6371 | 16.8 | 1411.34 | 660 | 131.35 | 2202.69 | 740.21 | 444.13 | 11547.34 | 3387.03 | 14490.24 | 190.84 | 30378.36 | 4954.29 | 2398.5 | 11070 | 11070 | 61.5 | 24569.25 | 304.13 | 33.16 | -47.26 | 20.86 | 23.9 | 0 | 0 | 0.5 | 0.5 | 1 | 0.5 | 0 | 6329.34 | 0 | 11878.31 | 0 | 8561.87 | 0 | 3608.84 | 0 | 940.48 | 0 | 1325.41 | 0 | 836.53 | 0 | 402.68 | 1449.19
6372 | 17.3 | 1411.34 | 660 | 131.35 | 2202.69 | 740.21 | 444.13 | 11547.34 | 3387.03 | 14490.24 | 190.84 | 44207.72 | 6868.03 | 2398.5 | 11070 | 11070 | 61.5 | 24569.25 | 308.86 | 37.88 | -45.69 | 22.42 | 23.9 | 0 | 0 | 0.5 | 0.5 | 1 | 0.5 | 0 | 6946.84 | 0 | 15725.72 | 0 | 17574.25 | 0 | 3960.92 | 0 | 1032.24 | 0 | 1754.71 | 0 | 1717.07 | 0 | 441.97 | 1922.04
6373 | 17.1 | 1411.34 | 660 | 131.35 | 2202.69 | 740.21 | 444.13 | 11547.34 | 3387.03 | 14490.24 | 190.84 | 39635.34 | 6017.64 | 2398.5 | 11070 | 11070 | 61.5 | 24569.25 | 307.2 | 36.23 | -46.26 | 21.86 | 23.9 | 0 | 0 | 0.5 | 0.5 | 1 | 0.5 | 0 | 7079 | 0 | 9741.47 | 0 | 18778.59 | 0 | 4036.27 | 0 | 1051.88 | 0 | 1086.97 | 0 | 1834.74 | 0 | 450.38 | 1593.67
6374 | 17.6 | 1411.34 | 660 | 131.35 | 2202.69 | 740.21 | 444.13 | 11547.34 | 3387.03 | 14490.24 | 190.84 | 40256.09 | 5962.37 | 2398.5 | 11070 | 11070 | 61.5 | 24569.25 | 307.82 | 36.84 | -45.73 | 22.39 | 23.9 | 0 | 0 | 0.5 | 0.5 | 1 | 0.5 | 0 | 6826.72 | 0 | 7820.6 | 0 | 21716.34 | 0 | 3892.43 | 0 | 1014.39 | 0 | 872.64 | 0 | 2121.77 | 0 | 434.33 | 1519.24
6375 | 17.9 | 1411.34 | 660 | 131.35 | 2202.69 | 740.21 | 444.13 | 11547.34 | 3387.03 | 14490.24 | 190.84 | 18264.79 | 2919.57 | 2398.5 | 11070 | 11070 | 61.5 | 24569.25 | 301.31 | 30.33 | -47.14 | 20.98 | 23.9 | 0 | 0 | 0.5 | 0.5 | 1 | 0.5 | 0 | 4763.7 | 0 | 2923.47 | 0 | 7861.47 | 0 | 2716.15 | 0 | 707.84 | 0 | 326.21 | 0 | 768.09 | 0 | 303.07 | 814.35
6376 | 18.4 | 1411.34 | 660 | 131.35 | 2202.69 | 740.21 | 444.13 | 11547.34 | 3387.03 | 14490.24 | 190.84 | 30800.14 | 4379.12 | 2398.5 | 11070 | 11070 | 61.5 | 24569.25 | 305.56 | 34.58 | -45.69 | 22.43 | 23.9 | 0 | 0 | 0.5 | 0.5 | 1 | 0.5 | 0 | 5019.41 | 0 | 2985.01 | 0 | 19933.78 | 0 | 2861.94 | 0 | 745.84 | 0 | 333.07 | 0 | 1947.61 | 0 | 319.34 | 1033.26
6377 | 18 | 1411.34 | 660 | 131.35 | 2202.69 | 740.21 | 444.13 | 11547.34 | 3387.03 | 14490.24 | 190.84 | 40590.38 | 5152.05 | 2398.5 | 11070 | 11070 | 61.5 | 24569.25 | 308.05 | 37.08 | -45.36 | 22.75 | 23.9 | 0 | 0 | 0.5 | 0.5 | 1 | 0.5 | 0 | 3729.63 | 0 | 2126.54 | 0 | 30050.61 | 0 | 4683.6 | 0 | 554.19 | 0 | 237.28 | 0 | 2936.06 | 0 | 522.61 | 901.91
6378 | 16.8 | 1411.34 | 660 | 131.35 | 2202.69 | 740.21 | 444.13 | 11547.34 | 3387.03 | 14490.24 | 190.84 | 27893.71 | 3308.69 | 2398.5 | 11070 | 11070 | 61.5 | 24569.25 | 303.01 | 32.04 | -47.54 | 20.58 | 23.9 | 0 | 0 | 0.5 | 0.5 | 1 | 0.5 | 0 | 1931.03 | 0 | 1101.03 | 0 | 20031.96 | 0 | 4829.69 | 0 | 286.93 | 0 | 122.85 | 0 | 1957.2 | 0 | 538.91 | 402.8
6379 | 12.6 | 1411.34 | 660 | 131.35 | 2202.69 | 740.21 | 444.13 | 11547.34 | 3387.03 | 14490.24 | 190.84 | 706.37 | 117.61 | 2398.5 | 11070 | 11070 | 61.5 | 24569.25 | 290.93 | 19.95 | -53.75 | 14.36 | 20 | 0.19 | 0 | 0.5 | 0.5 | 1 | 0.5 | 0 | 203.35 | 0 | 115.94 | 0 | 271.13 | 0 | 115.94 | 0 | 30.22 | 0 | 12.94 | 0 | 26.49 | 0 | 12.94 | 35.03
6380 | 11.1 | 1411.34 | 660 | 131.35 | 2202.69 | 740.21 | 444.13 | 11547.34 | 3387.03 | 14490.24 | 190.84 | 0 | 0 | 2398.5 | 11070 | 11070 | 61.5 | 24569.25 | 289.21 | 18.23 | -55.29 | 12.82 | 20 | 6.53 | 0 | 0.5 | 0.5 | 1 | 0.5 | 0 | 0 | 0 | 0 | 0 | 0 | 0 | 0 | 0 | 0 | 0 | 0 | 0 | 0 | 0 | 0 | 0
6381 | 10.2 | 1411.34 | 660 | 131.35 | 2202.69 | 740.21 | 444.13 | 11547.34 | 3387.03 | 14490.24 | 190.84 | 0 | 0 | 2398.5 | 11070 | 11070 | 61.5 | 24569.25 | 288.38 | 17.4 | -56.18 | 11.94 | 20 | 9.58 | 0 | 0.5 | 0.5 | 1 | 0.5 | 0 | 0 | 0 | 0 | 0 | 0 | 0 | 0 | 0 | 0 | 0 | 0 | 0 | 0 | 0 | 0 | 0
6382 | 9.4 | 1411.34 | 660 | 131.35 | 2202.69 | 740.21 | 444.13 | 11547.34 | 3387.03 | 14490.24 | 190.84 | 0 | 0 | 2398.5 | 11070 | 11070 | 61.5 | 24569.25 | 287.65 | 16.67 | -56.97 | 11.15 | 20 | 12.29 | 0 | 0.5 | 0.5 | 1 | 0.5 | 0 | 0 | 0 | 0 | 0 | 0 | 0 | 0 | 0 | 0 | 0 | 0 | 0 | 0 | 0 | 0 | 0
6383 | 8.7 | 1411.34 | 660 | 131.35 | 2202.69 | 740.21 | 444.13 | 11547.34 | 3387.03 | 14490.24 | 190.84 | 0 | 0 | 2398.5 | 11070 | 11070 | 61.5 | 24569.25 | 287 | 16.03 | -57.66 | 10.46 | 20 | 14.66 | 0 | 0.5 | 0.5 | 1 | 0.5 | 0 | 0 | 0 | 0 | 0 | 0 | 0 | 0 | 0 | 0 | 0 | 0 | 0 | 0 | 0 | 0 | 0
6384 | 8.5 | 1411.34 | 660 | 131.35 | 2202.69 | 740.21 | 444.13 | 11547.34 | 3387.03 | 14490.24 | 190.84 | 0 | 0 | 2398.5 | 11070 | 11070 | 61.5 | 24569.25 | 286.82 | 15.84 | -57.86 | 10.26 | 20 | 15.34 | 0 | 0.5 | 0.5 | 1 | 0.5 | 0 | 0 | 0 | 0 | 0 | 0 | 0 | 0 | 0 | 0 | 0 | 0 | 0 | 0 | 0 | 0 | 0
6385 | 7.8 | 1411.34 | 660 | 131.35 | 2202.69 | 740.21 | 444.13 | 11547.34 | 3387.03 | 14490.24 | 190.84 | 0 | 0 | 2398.5 | 2214 | 2214 | 61.5 | 6857.25 | 281.38 | 10.4 | -59.75 | 8.36 | 20 | 35.42 | 0 | 0.5 | 0.1 | 0.5 | 0.5 | 0 | 0 | 0 | 0 | 0 | 0 | 0 | 0 | 0 | 0 | 0 | 0 | 0 | 0 | 0 | 0 | 0
6386 | 7.2 | 1411.34 | 660 | 131.35 | 2202.69 | 740.21 | 444.13 | 11547.34 | 3387.03 | 14490.24 | 190.84 | 0 | 0 | 2398.5 | 2214 | 2214 | 61.5 | 6857.25 | 280.83 | 9.85 | -60.35 | 7.77 | 20 | 37.45 | 0 | 0.5 | 0.1 | 0.5 | 0.5 | 0 | 0 | 0 | 0 | 0 | 0 | 0 | 0 | 0 | 0 | 0 | 0 | 0 | 0 | 0 | 0 | 0
6387 | 7.2 | 1411.34 | 660 | 131.35 | 2202.69 | 740.21 | 444.13 | 11547.34 | 3387.03 | 14490.24 | 190.84 | 0 | 0 | 2398.5 | 2214 | 2214 | 61.5 | 6857.25 | 280.83 | 9.85 | -60.35 | 7.77 | 20 | 37.45 | 0 | 0.5 | 0.1 | 0.5 | 0.5 | 0 | 0 | 0 | 0 | 0 | 0 | 0 | 0 | 0 | 0 | 0 | 0 | 0 | 0 | 0 | 0 | 0
6388 | 7 | 1411.34 | 660 | 131.35 | 2202.69 | 740.21 | 444.13 | 11547.34 | 3387.03 | 14490.24 | 190.84 | 0 | 0 | 2398.5 | 2214 | 2214 | 61.5 | 6857.25 | 280.64 | 9.67 | -60.54 | 7.57 | 20 | 38.13 | 0 | 0.5 | 0.1 | 0.5 | 0.5 | 0 | 0 | 0 | 0 | 0 | 0 | 0 | 0 | 0 | 0 | 0 | 0 | 0 | 0 | 0 | 0 | 0
6389 | 6.8 | 1411.34 | 660 | 131.35 | 2202.69 | 740.21 | 444.13 | 11547.34 | 3387.03 | 14490.24 | 190.84 | 0 | 0 | 2398.5 | 2214 | 2214 | 61.5 | 6857.25 | 280.46 | 9.48 | -60.74 | 7.37 | 20 | 38.81 | 0 | 0.5 | 0.1 | 0.5 | 0.5 | 0 | 0 | 0 | 0 | 0 | 0 | 0 | 0 | 0 | 0 | 0 | 0 | 0 | 0 | 0 | 0 | 0
6390 | 6.4 | 1411.34 | 660 | 131.35 | 2202.69 | 740.21 | 444.13 | 11547.34 | 3387.03 | 14490.24 | 190.84 | 0 | 0 | 2398.5 | 2214 | 2214 | 61.5 | 6857.25 | 280.09 | 9.12 | -61.14 | 6.98 | 20 | 40.16 | 0 | 0.5 | 0.1 | 0.5 | 0.5 | 0 | 0 | 0 | 0 | 0 | 0 | 0 | 0 | 0 | 0 | 0 | 0 | 0 | 0 | 0 | 0 | 0
6391 | 7.3 | 1411.34 | 660 | 131.35 | 2202.69 | 740.21 | 444.13 | 11547.34 | 3387.03 | 14490.24 | 190.84 | 3109.51 | 251.51 | 2398.5 | 2214 | 2214 | 61.5 | 6857.25 | 281.83 | 10.85 | -60.02 | 8.1 | 20 | 33.75 | 0 | 0.5 | 0.1 | 0.5 | 0.5 | 0 | 1750.5 | 0 | 838.98 | 0 | 364.27 | 0 | 155.77 | 0 | 130.05 | 0 | 46.81 | 0 | 17.8 | 0 | 8.69 | 48.16
6392 | 10.3 | 1411.34 | 660 | 131.35 | 2202.69 | 740.21 | 177.65 | 11280.86 | 3120.55 | 14223.76 | 190.84 | 51265.25 | 3701.29 | 959.4 | 4428 | 4428 | 24.6 | 9827.7 | 319.79 | 29.74 | -54.52 | 14.86 | 23.9 | 0 | 0 | 0.2 | 0.2 | 1 | 0.2 | 0 | 26735.81 | 0 | 18334.55 | 0 | 4339.28 | 0 | 1855.61 | 0 | 1986.35 | 0 | 1022.9 | 0 | 211.98 | 0 | 103.53 | 376.53
6393 | 12.7 | 1411.34 | 660 | 131.35 | 2202.69 | 740.21 | 177.65 | 11280.86 | 3120.55 | 14223.76 | 190.84 | 29021.91 | 4437.89 | 959.4 | 4428 | 4428 | 24.6 | 9827.7 | 315.88 | 25.83 | -53.64 | 15.73 | 23.9 | 0 | 0 | 0.2 | 0.2 | 1 | 0.2 | 0 | 11315.83 | 0 | 10649.42 | 0 | 4942.91 | 0 | 2113.75 | 0 | 1681.43 | 0 | 1188.29 | 0 | 482.94 | 0 | 235.86 | 849.38
6394 | 14.4 | 1411.34 | 660 | 131.35 | 2202.69 | 740.21 | 177.65 | 11280.86 | 3120.55 | 14223.76 | 190.84 | 35850.29 | 5679.76 | 959.4 | 4428 | 4428 | 24.6 | 9827.7 | 319.75 | 29.71 | -51.4 | 17.97 | 23.9 | 0 | 0 | 0.2 | 0.2 | 1 | 0.2 | 0 | 10571.04 | 0 | 15032.43 | 0 | 7177.5 | 0 | 3069.32 | 0 | 1570.76 | 0 | 1677.35 | 0 | 701.27 | 0 | 342.48 | 1387.9
6395 | 16.5 | 1411.34 | 660 | 131.35 | 2202.69 | 740.21 | 177.65 | 11280.86 | 3120.55 | 14223.76 | 190.84 | 38833.42 | 6431.34 | 959.4 | 4428 | 4428 | 24.6 | 9827.7 | 322.74 | 32.69 | -49.07 | 20.3 | 23.9 | 0 | 0 | 0.2 | 0.2 | 1 | 0.2 | 0 | 5856.69 | 0 | 21351.39 | 0 | 8286.01 | 0 | 3339.34 | 0 | 870.25 | 0 | 2382.43 | 0 | 809.57 | 0 | 372.61 | 1996.47
6396 | 17.7 | 1411.34 | 660 | 131.35 | 2202.69 | 740.21 | 177.65 | 11280.86 | 3120.55 | 14223.76 | 190.84 | 51961.46 | 8021.54 | 959.4 | 4428 | 4428 | 24.6 | 9827.7 | 328.09 | 38.04 | -46.87 | 22.51 | 23.9 | 0 | 0 | 0.2 | 0.2 | 1 | 0.2 | 0 | 6194.06 | 0 | 21260.56 | 0 | 20975.14 | 0 | 3531.7 | 0 | 920.38 | 0 | 2372.3 | 0 | 2049.35 | 0 | 394.07 | 2285.43
6397 | 19 | 1411.34 | 660 | 131.35 | 2202.69 | 740.21 | 177.65 | 11280.86 | 3120.55 | 14223.76 | 190.84 | 59800.79 | 8777.76 | 959.4 | 4428 | 4428 | 24.6 | 9827.7 | 331.76 | 41.71 | -44.99 | 24.39 | 24 | 0 | -5.57 | 0.2 | 0.2 | 1 | 0.2 | 0 | 6386.87 | 0 | 17851.17 | 0 | 31921.1 | 0 | 3641.64 | 0 | 949.03 | 0 | 1991.87 | 0 | 3118.81 | 0 | 406.34 | 2311.7
6398 | 19.9 | 1411.34 | 660 | 131.35 | 2202.69 | 740.21 | 177.65 | 11280.86 | 3120.55 | 14223.76 | 190.84 | 67345.81 | 9457.74 | 959.4 | 4428 | 4428 | 24.6 | 9827.7 | 334.97 | 44.92 | -43.53 | 25.85 | 24 | 0 | -26.6 | 0.2 | 0.2 | 1 | 0.2 | 0 | 5836.29 | 0 | 14484.95 | 0 | 43696.87 | 0 | 3327.71 | 0 | 867.22 | 0 | 1616.26 | 0 | 4269.35 | 0 | 371.31 | 2333.59
6399 | 20.1 | 1411.34 | 660 | 131.35 | 2202.69 | 740.21 | 177.65 | 11280.86 | 3120.55 | 14223.76 | 190.84 | 68550.67 | 9222.81 | 959.4 | 4428 | 4428 | 24.6 | 9827.7 | 335.43 | 45.38 | -43.26 | 26.11 | 24 | 0 | -30.41 | 0.2 | 0.2 | 1 | 0.2 | 0 | 5212.03 | 0 | 9071.22 | 0 | 51295.66 | 0 | 2971.77 | 0 | 774.46 | 0 | 1012.19 | 0 | 5011.78 | 0 | 331.6 | 2092.79
6400 | 20.3 | 1411.34 | 660 | 131.35 | 2202.69 | 740.21 | 177.65 | 11280.86 | 3120.55 | 14223.76 | 190.84 | 62608.7 | 8069.41 | 959.4 | 4428 | 4428 | 24.6 | 9827.7 | 333.55 | 43.5 | -43.56 | 25.81 | 24 | 0 | -26.16 | 0.2 | 0.2 | 1 | 0.2 | 0 | 4359.05 | 0 | 2955.92 | 0 | 52808.3 | 0 | 2485.42 | 0 | 647.72 | 0 | 329.83 | 0 | 5159.57 | 0 | 277.33 | 1654.97
6401 | 20.3 | 1411.34 | 660 | 131.35 | 2202.69 | 740.21 | 177.65 | 11280.86 | 3120.55 | 14223.76 | 190.84 | 52472.71 | 6426.97 | 959.4 | 4428 | 4428 | 24.6 | 9827.7 | 330.14 | 40.09 | -44.38 | 25 | 24 | 0 | -14.38 | 0.2 | 0.2 | 1 | 0.2 | 0 | 3424.45 | 0 | 1952.54 | 0 | 41424.72 | 0 | 5671.01 | 0 | 508.84 | 0 | 217.87 | 0 | 4047.35 | 0 | 632.78 | 1020.13
6402 | 17.6 | 1411.34 | 660 | 131.35 | 2202.69 | 740.21 | 444.13 | 11547.34 | 3387.03 | 14490.24 | 190.84 | 28534.89 | 3355.78 | 2398.5 | 11070 | 11070 | 61.5 | 24569.25 | 303.94 | 32.96 | -46.7 | 21.41 | 23.9 | 0 | 0 | 0.5 | 0.5 | 1 | 0.5 | 0 | 1867.85 | 0 | 1065 | 0 | 20679.01 | 0 | 4923.02 | 0 | 277.55 | 0 | 118.84 | 0 | 2020.42 | 0 | 549.32 | 389.66
6403 | 13.2 | 1411.34 | 660 | 131.35 | 2202.69 | 740.21 | 444.13 | 11547.34 | 3387.03 | 14490.24 | 190.84 | 260.94 | 43.64 | 2398.5 | 11070 | 11070 | 61.5 | 24569.25 | 291.34 | 20.36 | -53.2 | 14.92 | 20.36 | 0 | 0 | 0.5 | 0.5 | 1 | 0.5 | 0 | 75.12 | 0 | 42.83 | 0 | 100.16 | 0 | 42.83 | 0 | 11.16 | 0 | 4.78 | 0 | 9.79 | 0 | 4.78 | 13.13
6404 | 14.4 | 1411.34 | 660 | 131.35 | 2202.69 | 740.21 | 444.13 | 11547.34 | 3387.03 | 14490.24 | 190.84 | 0 | 0 | 2398.5 | 11070 | 11070 | 61.5 | 24569.25 | 292.25 | 21.27 | -52.03 | 16.08 | 21.27 | 0 | 0 | 0.5 | 0.5 | 1 | 0.5 | 0 | 0 | 0 | 0 | 0 | 0 | 0 | 0 | 0 | 0 | 0 | 0 | 0 | 0 | 0 | 0 | 0
6405 | 11.5 | 1411.34 | 660 | 131.35 | 2202.69 | 740.21 | 444.13 | 11547.34 | 3387.03 | 14490.24 | 190.84 | 0 | 0 | 2398.5 | 11070 | 11070 | 61.5 | 24569.25 | 289.61 | 18.64 | -54.9 | 13.22 | 20 | 5.03 | 0 | 0.5 | 0.5 | 1 | 0.5 | 0 | 0 | 0 | 0 | 0 | 0 | 0 | 0 | 0 | 0 | 0 | 0 | 0 | 0 | 0 | 0 | 0
6406 | 10 | 1411.34 | 660 | 131.35 | 2202.69 | 740.21 | 444.13 | 11547.34 | 3387.03 | 14490.24 | 190.84 | 0 | 0 | 2398.5 | 11070 | 11070 | 61.5 | 24569.25 | 288.2 | 17.22 | -56.38 | 11.74 | 20 | 10.26 | 0 | 0.5 | 0.5 | 1 | 0.5 | 0 | 0 | 0 | 0 | 0 | 0 | 0 | 0 | 0 | 0 | 0 | 0 | 0 | 0 | 0 | 0 | 0
6407 | 9.3 | 1411.34 | 660 | 131.35 | 2202.69 | 740.21 | 444.13 | 11547.34 | 3387.03 | 14490.24 | 190.84 | 0 | 0 | 2398.5 | 11070 | 11070 | 61.5 | 24569.25 | 287.56 | 16.58 | -57.07 | 11.05 | 20 | 12.63 | 0 | 0.5 | 0.5 | 1 | 0.5 | 0 | 0 | 0 | 0 | 0 | 0 | 0 | 0 | 0 | 0 | 0 | 0 | 0 | 0 | 0 | 0 | 0
6408 | 8.7 | 1411.34 | 660 | 131.35 | 2202.69 | 740.21 | 444.13 | 11547.34 | 3387.03 | 14490.24 | 190.84 | 0 | 0 | 2398.5 | 11070 | 11070 | 61.5 | 24569.25 | 287 | 16.03 | -57.66 | 10.46 | 20 | 14.66 | 0 | 0.5 | 0.5 | 1 | 0.5 | 0 | 0 | 0 | 0 | 0 | 0 | 0 | 0 | 0 | 0 | 0 | 0 | 0 | 0 | 0 | 0 | 0
6409 | 8.1 | 1411.34 | 660 | 131.35 | 2202.69 | 740.21 | 444.13 | 11547.34 | 3387.03 | 14490.24 | 190.84 | 0 | 0 | 2398.5 | 2214 | 2214 | 61.5 | 6857.25 | 281.65 | 10.68 | -59.46 | 8.66 | 20 | 34.4 | 0 | 0.5 | 0.1 | 0.5 | 0.5 | 0 | 0 | 0 | 0 | 0 | 0 | 0 | 0 | 0 | 0 | 0 | 0 | 0 | 0 | 0 | 0 | 0
6410 | 8 | 1411.34 | 660 | 131.35 | 2202.69 | 740.21 | 444.13 | 11547.34 | 3387.03 | 14490.24 | 190.84 | 0 | 0 | 2398.5 | 2214 | 2214 | 61.5 | 6857.25 | 281.56 | 10.59 | -59.56 | 8.56 | 20 | 34.74 | 0 | 0.5 | 0.1 | 0.5 | 0.5 | 0 | 0 | 0 | 0 | 0 | 0 | 0 | 0 | 0 | 0 | 0 | 0 | 0 | 0 | 0 | 0 | 0
6411 | 7.5 | 1411.34 | 660 | 131.35 | 2202.69 | 740.21 | 444.13 | 11547.34 | 3387.03 | 14490.24 | 190.84 | 0 | 0 | 2398.5 | 2214 | 2214 | 61.5 | 6857.25 | 281.1 | 10.13 | -60.05 | 8.06 | 20 | 36.43 | 0 | 0.5 | 0.1 | 0.5 | 0.5 | 0 | 0 | 0 | 0 | 0 | 0 | 0 | 0 | 0 | 0 | 0 | 0 | 0 | 0 | 0 | 0 | 0
6412 | 7.5 | 1411.34 | 660 | 131.35 | 2202.69 | 740.21 | 444.13 | 11547.34 | 3387.03 | 14490.24 | 190.84 | 0 | 0 | 2398.5 | 2214 | 2214 | 61.5 | 6857.25 | 281.1 | 10.13 | -60.05 | 8.06 | 20 | 36.43 | 0 | 0.5 | 0.1 | 0.5 | 0.5 | 0 | 0 | 0 | 0 | 0 | 0 | 0 | 0 | 0 | 0 | 0 | 0 | 0 | 0 | 0 | 0 | 0
6413 | 7.4 | 1411.34 | 660 | 131.35 | 2202.69 | 740.21 | 444.13 | 11547.34 | 3387.03 | 14490.24 | 190.84 | 0 | 0 | 2398.5 | 2214 | 2214 | 61.5 | 6857.25 | 281.01 | 10.04 | -60.15 | 7.97 | 20 | 36.77 | 0 | 0.5 | 0.1 | 0.5 | 0.5 | 0 | 0 | 0 | 0 | 0 | 0 | 0 | 0 | 0 | 0 | 0 | 0 | 0 | 0 | 0 | 0 | 0
6414 | 7.7 | 1411.34 | 660 | 131.35 | 2202.69 | 740.21 | 444.13 | 11547.34 | 3387.03 | 14490.24 | 190.84 | 0 | 0 | 2398.5 | 2214 | 2214 | 61.5 | 6857.25 | 281.29 | 10.31 | -59.85 | 8.26 | 20 | 35.76 | 0 | 0.5 | 0.1 | 0.5 | 0.5 | 0 | 0 | 0 | 0 | 0 | 0 | 0 | 0 | 0 | 0 | 0 | 0 | 0 | 0 | 0 | 0 | 0
6415 | 9.1 | 1411.34 | 660 | 131.35 | 2202.69 | 740.21 | 444.13 | 11547.34 | 3387.03 | 14490.24 | 190.84 | 1777.89 | 141.9 | 2398.5 | 2214 | 2214 | 61.5 | 6857.25 | 283.09 | 12.12 | -58.34 | 9.77 | 20 | 29.1 | 0 | 0.5 | 0.1 | 0.5 | 0.5 | 0 | 974.87 | 0 | 473.62 | 0 | 230.73 | 0 | 98.67 | 0 | 72.43 | 0 | 26.42 | 0 | 11.27 | 0 | 5.5 | 26.27
6416 | 11.5 | 1411.34 | 660 | 131.35 | 2202.69 | 740.21 | 177.65 | 11280.86 | 3120.55 | 14223.76 | 190.84 | 45723.15 | 3301.18 | 959.4 | 4428 | 4428 | 24.6 | 9827.7 | 319.15 | 29.1 | -53.74 | 15.63 | 23.9 | 0 | 0 | 0.2 | 0.2 | 1 | 0.2 | 0 | 23608.28 | 0 | 16328.98 | 0 | 4052.79 | 0 | 1733.1 | 0 | 1753.99 | 0 | 911.01 | 0 | 197.99 | 0 | 96.69 | 341.5
6417 | 14.5 | 1411.34 | 660 | 131.35 | 2202.69 | 740.21 | 177.65 | 11280.86 | 3120.55 | 14223.76 | 190.84 | 32558.3 | 4966.13 | 959.4 | 4428 | 4428 | 24.6 | 9827.7 | 318.68 | 28.63 | -51.58 | 17.79 | 23.9 | 0 | 0 | 0.2 | 0.2 | 1 | 0.2 | 0 | 12916.21 | 0 | 12583.66 | 0 | 4944.15 | 0 | 2114.28 | 0 | 1919.23 | 0 | 1404.11 | 0 | 483.06 | 0 | 235.92 | 923.8
6418 | 17 | 1411.34 | 660 | 131.35 | 2202.69 | 740.21 | 177.65 | 11280.86 | 3120.55 | 14223.76 | 190.84 | 39805.17 | 6297.56 | 959.4 | 4428 | 4428 | 24.6 | 9827.7 | 323.43 | 33.38 | -48.52 | 20.85 | 23.9 | 0 | 0 | 0.2 | 0.2 | 1 | 0.2 | 0 | 11673.88 | 0 | 18331.28 | 0 | 6864.52 | 0 | 2935.49 | 0 | 1734.64 | 0 | 2045.44 | 0 | 670.69 | 0 | 327.55 | 1519.24
6419 | 19 | 1411.34 | 660 | 131.35 | 2202.69 | 740.21 | 177.65 | 11280.86 | 3120.55 | 14223.76 | 190.84 | 38997.16 | 6432.37 | 959.4 | 4428 | 4428 | 24.6 | 9827.7 | 325.05 | 35 | -46.59 | 22.78 | 23.9 | 0 | 0 | 0.2 | 0.2 | 1 | 0.2 | 0 | 5795.56 | 0 | 21478.39 | 0 | 8418.73 | 0 | 3304.49 | 0 | 861.17 | 0 | 2396.61 | 0 | 822.54 | 0 | 368.72 | 1983.33
6420 | 20.6 | 1411.34 | 660 | 131.35 | 2202.69 | 740.21 | 177.65 | 11280.86 | 3120.55 | 14223.76 | 190.84 | 51991.17 | 8028.52 | 959.4 | 4428 | 4428 | 24.6 | 9827.7 | 330.73 | 40.68 | -44 | 25.37 | 24 | 0 | -19.77 | 0.2 | 0.2 | 1 | 0.2 | 0 | 5993.86 | 0 | 21456.48 | 0 | 21123.28 | 0 | 3417.55 | 0 | 890.63 | 0 | 2394.16 | 0 | 2063.82 | 0 | 381.34 | 2298.57
6421 | 21.6 | 1411.34 | 660 | 131.35 | 2202.69 | 740.21 | 177.65 | 11280.86 | 3120.55 | 14223.76 | 190.84 | 63205.73 | 9238.8 | 959.4 | 4428 | 4428 | 24.6 | 9827.7 | 335.24 | 45.19 | -42.15 | 27.22 | 24 | 0 | -46.42 | 0.2 | 0.2 | 1 | 0.2 | 0 | 5974.6 | 0 | 19383.28 | 0 | 34441.27 | 0 | 3406.57 | 0 | 887.77 | 0 | 2162.83 | 0 | 3365.04 | 0 | 380.11 | 2443.05
6422 | 21.9 | 1411.34 | 660 | 131.35 | 2202.69 | 740.21 | 177.65 | 11280.86 | 3120.55 | 14223.76 | 190.84 | 68583.83 | 9589.7 | 959.4 | 4428 | 4428 | 24.6 | 9827.7 | 337.18 | 47.13 | -41.46 | 27.91 | 24 | 0 | -56.41 | 0.2 | 0.2 | 1 | 0.2 | 0 | 5729.32 | 0 | 14784.54 | 0 | 44803.26 | 0 | 3266.72 | 0 | 851.33 | 0 | 1649.69 | 0 | 4377.45 | 0 | 364.51 | 2346.73
6423 | 22.2 | 1411.34 | 660 | 131.35 | 2202.69 | 740.21 | 177.65 | 11280.86 | 3120.55 | 14223.76 | 190.84 | 64275.42 | 8685.57 | 959.4 | 4428 | 4428 | 24.6 | 9827.7 | 335.94 | 45.89 | -41.53 | 27.85 | 24 | 0 | -55.47 | 0.2 | 0.2 | 1 | 0.2 | 0 | 5378.12 | 0 | 8587.4 | 0 | 47243.42 | 0 | 3066.47 | 0 | 799.14 | 0 | 958.2 | 0 | 4615.86 | 0 | 342.16 | 1970.2
6424 | 22.3 | 1411.34 | 660 | 131.35 | 2202.69 | 740.21 | 177.65 | 11280.86 | 3120.55 | 14223.76 | 190.84 | 56150.09 | 7308.2 | 959.4 | 4428 | 4428 | 24.6 | 9827.7 | 333.27 | 43.22 | -42.09 | 27.29 | 24 | 0 | -47.39 | 0.2 | 0.2 | 1 | 0.2 | 0 | 4648.57 | 0 | 3075.12 | 0 | 45775.89 | 0 | 2650.5 | 0 | 690.74 | 0 | 343.13 | 0 | 4472.48 | 0 | 295.75 | 1506.11
6425 | 21.5 | 1411.34 | 660 | 131.35 | 2202.69 | 740.21 | 177.65 | 11280.86 | 3120.55 | 14223.76 | 190.84 | 44092.17 | 5495.41 | 959.4 | 4428 | 4428 | 24.6 | 9827.7 | 328.52 | 38.47 | -43.84 | 25.54 | 24 | 0 | -22.14 | 0.2 | 0.2 | 1 | 0.2 | 0 | 3549.03 | 0 | 2023.57 | 0 | 33613.48 | 0 | 4906.08 | 0 | 527.35 | 0 | 225.79 | 0 | 3284.16 | 0 | 547.43 | 910.67
6426 | 20 | 1411.34 | 660 | 131.35 | 2202.69 | 740.21 | 444.13 | 11547.34 | 3387.03 | 14490.24 | 190.84 | 15201.99 | 1921.38 | 2398.5 | 11070 | 11070 | 61.5 | 24569.25 | 302.14 | 31.16 | -45.34 | 22.77 | 23.9 | 0 | 0 | 0.5 | 0.5 | 1 | 0.5 | 0 | 1667.86 | 0 | 950.97 | 0 | 9995.22 | 0 | 2587.94 | 0 | 247.83 | 0 | 106.11 | 0 | 976.57 | 0 | 288.77 | 302.1
6427 | 17.6 | 1411.34 | 660 | 131.35 | 2202.69 | 740.21 | 444.13 | 11547.34 | 3387.03 | 14490.24 | 190.84 | 527.65 | 87.96 | 2398.5 | 11070 | 11070 | 61.5 | 24569.25 | 295.46 | 24.48 | -48.83 | 19.28 | 23.9 | 0 | 0 | 0.5 | 0.5 | 1 | 0.5 | 0 | 151.9 | 0 | 86.61 | 0 | 202.53 | 0 | 86.61 | 0 | 22.57 | 0 | 9.66 | 0 | 19.79 | 0 | 9.66 | 26.27
6428 | 18 | 1411.34 | 660 | 131.35 | 2202.69 | 740.21 | 444.13 | 11547.34 | 3387.03 | 14490.24 | 190.84 | 0 | 0 | 2398.5 | 11070 | 11070 | 61.5 | 24569.25 | 295.66 | 24.68 | -48.48 | 19.63 | 23.9 | 0 | 0 | 0.5 | 0.5 | 1 | 0.5 | 0 | 0 | 0 | 0 | 0 | 0 | 0 | 0 | 0 | 0 | 0 | 0 | 0 | 0 | 0 | 0 | 0
6429 | 17 | 1411.34 | 660 | 131.35 | 2202.69 | 740.21 | 444.13 | 11547.34 | 3387.03 | 14490.24 | 190.84 | 0 | 0 | 2398.5 | 11070 | 11070 | 61.5 | 24569.25 | 294.74 | 23.76 | -49.47 | 18.65 | 23.76 | 0 | 0 | 0.5 | 0.5 | 1 | 0.5 | 0 | 0 | 0 | 0 | 0 | 0 | 0 | 0 | 0 | 0 | 0 | 0 | 0 | 0 | 0 | 0 | 0
6430 | 16.8 | 1411.34 | 660 | 131.35 | 2202.69 | 740.21 | 444.13 | 11547.34 | 3387.03 | 14490.24 | 190.84 | 0 | 0 | 2398.5 | 11070 | 11070 | 61.5 | 24569.25 | 294.55 | 23.58 | -49.66 | 18.45 | 23.58 | 0 | 0 | 0.5 | 0.5 | 1 | 0.5 | 0 | 0 | 0 | 0 | 0 | 0 | 0 | 0 | 0 | 0 | 0 | 0 | 0 | 0 | 0 | 0 | 0
6431 | 14.1 | 1411.34 | 660 | 131.35 | 2202.69 | 740.21 | 444.13 | 11547.34 | 3387.03 | 14490.24 | 190.84 | 0 | 0 | 2398.5 | 11070 | 11070 | 61.5 | 24569.25 | 292.07 | 21.09 | -52.33 | 15.79 | 21.09 | 0 | 0 | 0.5 | 0.5 | 1 | 0.5 | 0 | 0 | 0 | 0 | 0 | 0 | 0 | 0 | 0 | 0 | 0 | 0 | 0 | 0 | 0 | 0 | 0
6432 | 13.6 | 1411.34 | 660 | 131.35 | 2202.69 | 740.21 | 444.13 | 11547.34 | 3387.03 | 14490.24 | 190.84 | 0 | 0 | 2398.5 | 11070 | 11070 | 61.5 | 24569.25 | 291.53 | 20.56 | -52.82 | 15.29 | 20.56 | 0 | 0 | 0.5 | 0.5 | 1 | 0.5 | 0 | 0 | 0 | 0 | 0 | 0 | 0 | 0 | 0 | 0 | 0 | 0 | 0 | 0 | 0 | 0 | 0
6433 | 13.5 | 1411.34 | 660 | 131.35 | 2202.69 | 740.21 | 444.13 | 11547.34 | 3387.03 | 14490.24 | 190.84 | 0 | 0 | 2398.5 | 2214 | 2214 | 61.5 | 6857.25 | 286.63 | 15.65 | -54.13 | 13.99 | 20 | 16.05 | 0 | 0.5 | 0.1 | 0.5 | 0.5 | 0 | 0 | 0 | 0 | 0 | 0 | 0 | 0 | 0 | 0 | 0 | 0 | 0 | 0 | 0 | 0 | 0
6434 | 12.8 | 1411.34 | 660 | 131.35 | 2202.69 | 740.21 | 444.13 | 11547.34 | 3387.03 | 14490.24 | 190.84 | 0 | 0 | 2398.5 | 2214 | 2214 | 61.5 | 6857.25 | 285.97 | 14.99 | -54.82 | 13.3 | 20 | 18.48 | 0 | 0.5 | 0.1 | 0.5 | 0.5 | 0 | 0 | 0 | 0 | 0 | 0 | 0 | 0 | 0 | 0 | 0 | 0 | 0 | 0 | 0 | 0 | 0
6435 | 11.9 | 1411.34 | 660 | 131.35 | 2202.69 | 740.21 | 444.13 | 11547.34 | 3387.03 | 14490.24 | 190.84 | 0 | 0 | 2398.5 | 2214 | 2214 | 61.5 | 6857.25 | 285.14 | 14.17 | -55.71 | 12.41 | 20 | 21.53 | 0 | 0.5 | 0.1 | 0.5 | 0.5 | 0 | 0 | 0 | 0 | 0 | 0 | 0 | 0 | 0 | 0 | 0 | 0 | 0 | 0 | 0 | 0 | 0
6436 | 12 | 1411.34 | 660 | 131.35 | 2202.69 | 740.21 | 444.13 | 11547.34 | 3387.03 | 14490.24 | 190.84 | 0 | 0 | 2398.5 | 2214 | 2214 | 61.5 | 6857.25 | 285.23 | 14.26 | -55.61 | 12.51 | 20 | 21.19 | 0 | 0.5 | 0.1 | 0.5 | 0.5 | 0 | 0 | 0 | 0 | 0 | 0 | 0 | 0 | 0 | 0 | 0 | 0 | 0 | 0 | 0 | 0 | 0
6437 | 12.9 | 1411.34 | 660 | 131.35 | 2202.69 | 740.21 | 444.13 | 11547.34 | 3387.03 | 14490.24 | 190.84 | 0 | 0 | 2398.5 | 2214 | 2214 | 61.5 | 6857.25 | 286.06 | 15.08 | -54.72 | 13.39 | 20 | 18.14 | 0 | 0.5 | 0.1 | 0.5 | 0.5 | 0 | 0 | 0 | 0 | 0 | 0 | 0 | 0 | 0 | 0 | 0 | 0 | 0 | 0 | 0 | 0 | 0
6438 | 14.3 | 1411.34 | 660 | 131.35 | 2202.69 | 740.21 | 444.13 | 11547.34 | 3387.03 | 14490.24 | 190.84 | 0 | 0 | 2398.5 | 2214 | 2214 | 61.5 | 6857.25 | 287.34 | 16.37 | -53.34 | 14.78 | 20 | 13.4 | 0 | 0.5 | 0.1 | 0.5 | 0.5 | 0 | 0 | 0 | 0 | 0 | 0 | 0 | 0 | 0 | 0 | 0 | 0 | 0 | 0 | 0 | 0 | 0
6439 | 14.2 | 1411.34 | 660 | 131.35 | 2202.69 | 740.21 | 444.13 | 11547.34 | 3387.03 | 14490.24 | 190.84 | 590.99 | 63.47 | 2398.5 | 2214 | 2214 | 61.5 | 6857.25 | 287.43 | 16.45 | -53.39 | 14.72 | 20 | 13.09 | 0 | 0.5 | 0.1 | 0.5 | 0.5 | 0 | 275.09 | 0 | 139.11 | 0 | 123.84 | 0 | 52.96 | 0 | 20.44 | 0 | 7.76 | 0 | 6.05 | 0 | 2.95 | 26.27
6440 | 14.7 | 1411.34 | 660 | 131.35 | 2202.69 | 740.21 | 177.65 | 11280.86 | 3120.55 | 14223.76 | 190.84 | 37298.57 | 2698.6 | 959.4 | 4428 | 4428 | 24.6 | 9827.7 | 319.43 | 29.38 | -51.21 | 18.16 | 23.9 | 0 | 0 | 0.2 | 0.2 | 1 | 0.2 | 0 | 18902.82 | 0 | 13157.89 | 0 | 3668.91 | 0 | 1568.94 | 0 | 1404.4 | 0 | 734.09 | 0 | 179.23 | 0 | 87.53 | 293.34
6441 | 17.1 | 1411.34 | 660 | 131.35 | 2202.69 | 740.21 | 177.65 | 11280.86 | 3120.55 | 14223.76 | 190.84 | 25888.57 | 3969.12 | 959.4 | 4428 | 4428 | 24.6 | 9827.7 | 318.81 | 28.76 | -49.55 | 19.83 | 23.9 | 0 | 0 | 0.2 | 0.2 | 1 | 0.2 | 0 | 9882.86 | 0 | 9354.47 | 0 | 4658.93 | 0 | 1992.31 | 0 | 1468.51 | 0 | 1043.79 | 0 | 455.2 | 0 | 222.31 | 779.32
6442 | 19.2 | 1411.34 | 660 | 131.35 | 2202.69 | 740.21 | 177.65 | 11280.86 | 3120.55 | 14223.76 | 190.84 | 32571.72 | 5153.89 | 959.4 | 4428 | 4428 | 24.6 | 9827.7 | 323 | 32.95 | -46.93 | 22.44 | 23.9 | 0 | 0 | 0.2 | 0.2 | 1 | 0.2 | 0 | 9449.42 | 0 | 13293.16 | 0 | 6884.92 | 0 | 2944.21 | 0 | 1404.1 | 0 | 1483.28 | 0 | 672.68 | 0 | 328.52 | 1265.31
6443 | 21.3 | 1411.34 | 660 | 131.35 | 2202.69 | 740.21 | 177.65 | 11280.86 | 3120.55 | 14223.76 | 190.84 | 38662.84 | 6344.66 | 959.4 | 4428 | 4428 | 24.6 | 9827.7 | 327.01 | 36.96 | -44.35 | 25.02 | 24 | 0 | -14.71 | 0.2 | 0.2 | 1 | 0.2 | 0 | 5809.21 | 0 | 20924.1 | 0 | 8617.27 | 0 | 3312.27 | 0 | 863.2 | 0 | 2334.76 | 0 | 841.94 | 0 | 369.59 | 1935.17
6444 | 22.3 | 1411.34 | 660 | 131.35 | 2202.69 | 740.21 | 177.65 | 11280.86 | 3120.55 | 14223.76 | 190.84 | 53173.42 | 8173.23 | 959.4 | 4428 | 4428 | 24.6 | 9827.7 | 332.66 | 42.61 | -42.23 | 27.14 | 24 | 0 | -45.28 | 0.2 | 0.2 | 1 | 0.2 | 0 | 5865.93 | 0 | 22209.36 | 0 | 21753.52 | 0 | 3344.61 | 0 | 871.63 | 0 | 2478.17 | 0 | 2125.4 | 0 | 373.2 | 2324.84
6445 | 22.3 | 1411.34 | 660 | 131.35 | 2202.69 | 740.21 | 177.65 | 11280.86 | 3120.55 | 14223.76 | 190.84 | 62179.02 | 9072.64 | 959.4 | 4428 | 4428 | 24.6 | 9827.7 | 335.53 | 45.48 | -41.55 | 27.83 | 24 | 0 | -55.18 | 0.2 | 0.2 | 1 | 0.2 | 0 | 6007.53 | 0 | 18915.24 | 0 | 33830.9 | 0 | 3425.35 | 0 | 892.67 | 0 | 2110.6 | 0 | 3305.41 | 0 | 382.21 | 2381.75
6446 | 22 | 1411.34 | 660 | 131.35 | 2202.69 | 740.21 | 177.65 | 11280.86 | 3120.55 | 14223.76 | 190.84 | 35192.47 | 5306.27 | 959.4 | 4428 | 4428 | 24.6 | 9827.7 | 326.34 | 36.29 | -43.98 | 25.4 | 24 | 0 | -20.16 | 0.2 | 0.2 | 1 | 0.2 | 0 | 6589.51 | 0 | 6662.73 | 0 | 18183.05 | 0 | 3757.18 | 0 | 979.14 | 0 | 743.44 | 0 | 1776.55 | 0 | 419.23 | 1387.9
6447 | 21.5 | 1411.34 | 660 | 131.35 | 2202.69 | 740.21 | 177.65 | 11280.86 | 3120.55 | 14223.76 | 190.84 | 27496.88 | 4126.48 | 959.4 | 4428 | 4428 | 24.6 | 9827.7 | 323.31 | 33.26 | -45.08 | 24.29 | 24 | 0 | -4.17 | 0.2 | 0.2 | 1 | 0.2 | 0 | 5489.37 | 0 | 4152.06 | 0 | 14725.55 | 0 | 3129.9 | 0 | 815.67 | 0 | 463.3 | 0 | 1438.74 | 0 | 349.24 | 1059.53
6448 | 20.8 | 1411.34 | 660 | 131.35 | 2202.69 | 740.21 | 177.65 | 11280.86 | 3120.55 | 14223.76 | 190.84 | 21092.29 | 3140.68 | 959.4 | 4428 | 4428 | 24.6 | 9827.7 | 320.53 | 30.48 | -46.29 | 23.09 | 23.9 | 0 | 0 | 0.2 | 0.2 | 1 | 0.2 | 0 | 4293.83 | 0 | 2518.14 | 0 | 11832.09 | 0 | 2448.24 | 0 | 638.03 | 0 | 280.98 | 0 | 1156.04 | 0 | 273.18 | 792.46
6449 | 19.1 | 1411.34 | 660 | 131.35 | 2202.69 | 740.21 | 177.65 | 11280.86 | 3120.55 | 14223.76 | 190.84 | 6863.51 | 1111.72 | 959.4 | 4428 | 4428 | 24.6 | 9827.7 | 314.28 | 24.23 | -49.09 | 20.28 | 23.9 | 0 | 0 | 0.2 | 0.2 | 1 | 0.2 | 0 | 1880.89 | 0 | 1072.44 | 0 | 2808.1 | 0 | 1102.08 | 0 | 279.48 | 0 | 119.66 | 0 | 274.36 | 0 | 122.97 | 315.23
6450 | 18.1 | 1411.34 | 660 | 131.35 | 2202.69 | 740.21 | 444.13 | 11547.34 | 3387.03 | 14490.24 | 190.84 | 2739.52 | 438.54 | 2398.5 | 11070 | 11070 | 61.5 | 24569.25 | 296.61 | 25.64 | -48.17 | 19.95 | 23.9 | 0 | 0 | 0.5 | 0.5 | 1 | 0.5 | 0 | 714.49 | 0 | 407.38 | 0 | 1165.7 | 0 | 451.95 | 0 | 106.17 | 0 | 45.46 | 0 | 113.89 | 0 | 50.43 | 122.59
6451 | 17.1 | 1411.34 | 660 | 131.35 | 2202.69 | 740.21 | 444.13 | 11547.34 | 3387.03 | 14490.24 | 190.84 | 261.2 | 43.67 | 2398.5 | 11070 | 11070 | 61.5 | 24569.25 | 294.92 | 23.94 | -49.35 | 18.77 | 23.9 | 0 | 0 | 0.5 | 0.5 | 1 | 0.5 | 0 | 75.19 | 0 | 42.87 | 0 | 100.26 | 0 | 42.87 | 0 | 11.17 | 0 | 4.78 | 0 | 9.8 | 0 | 4.78 | 13.13
6452 | 16.8 | 1411.34 | 660 | 131.35 | 2202.69 | 740.21 | 444.13 | 11547.34 | 3387.03 | 14490.24 | 190.84 | 0 | 0 | 2398.5 | 11070 | 11070 | 61.5 | 24569.25 | 294.56 | 23.58 | -49.66 | 18.45 | 23.58 | 0 | 0 | 0.5 | 0.5 | 1 | 0.5 | 0 | 0 | 0 | 0 | 0 | 0 | 0 | 0 | 0 | 0 | 0 | 0 | 0 | 0 | 0 | 0 | 0
6453 | 15.7 | 1411.34 | 660 | 131.35 | 2202.69 | 740.21 | 444.13 | 11547.34 | 3387.03 | 14490.24 | 190.84 | 0 | 0 | 2398.5 | 11070 | 11070 | 61.5 | 24569.25 | 293.54 | 22.56 | -50.75 | 17.36 | 22.56 | 0 | 0 | 0.5 | 0.5 | 1 | 0.5 | 0 | 0 | 0 | 0 | 0 | 0 | 0 | 0 | 0 | 0 | 0 | 0 | 0 | 0 | 0 | 0 | 0
6454 | 14.2 | 1411.34 | 660 | 131.35 | 2202.69 | 740.21 | 444.13 | 11547.34 | 3387.03 | 14490.24 | 190.84 | 0 | 0 | 2398.5 | 11070 | 11070 | 61.5 | 24569.25 | 292.13 | 21.15 | -52.23 | 15.88 | 21.15 | 0 | 0 | 0.5 | 0.5 | 1 | 0.5 | 0 | 0 | 0 | 0 | 0 | 0 | 0 | 0 | 0 | 0 | 0 | 0 | 0 | 0 | 0 | 0 | 0
6455 | 12.9 | 1411.34 | 660 | 131.35 | 2202.69 | 740.21 | 444.13 | 11547.34 | 3387.03 | 14490.24 | 190.84 | 0 | 0 | 2398.5 | 11070 | 11070 | 61.5 | 24569.25 | 290.89 | 19.92 | -53.51 | 14.6 | 20 | 0.3 | 0 | 0.5 | 0.5 | 1 | 0.5 | 0 | 0 | 0 | 0 | 0 | 0 | 0 | 0 | 0 | 0 | 0 | 0 | 0 | 0 | 0 | 0 | 0
6456 | 12.4 | 1411.34 | 660 | 131.35 | 2202.69 | 740.21 | 444.13 | 11547.34 | 3387.03 | 14490.24 | 190.84 | 0 | 0 | 2398.5 | 11070 | 11070 | 61.5 | 24569.25 | 290.4 | 19.42 | -54.01 | 14.11 | 20 | 2.13 | 0 | 0.5 | 0.5 | 1 | 0.5 | 0 | 0 | 0 | 0 | 0 | 0 | 0 | 0 | 0 | 0 | 0 | 0 | 0 | 0 | 0 | 0 | 0
6457 | 13.6 | 1411.34 | 660 | 131.35 | 2202.69 | 740.21 | 444.13 | 11547.34 | 3387.03 | 14490.24 | 190.84 | 0 | 0 | 2398.5 | 2214 | 2214 | 61.5 | 6857.25 | 286.7 | 15.73 | -54.03 | 14.09 | 20 | 15.77 | 0 | 0.5 | 0.1 | 0.5 | 0.5 | 0 | 0 | 0 | 0 | 0 | 0 | 0 | 0 | 0 | 0 | 0 | 0 | 0 | 0 | 0 | 0 | 0
6458 | 14.6 | 1411.34 | 660 | 131.35 | 2202.69 | 740.21 | 444.13 | 11547.34 | 3387.03 | 14490.24 | 190.84 | 0 | 0 | 2398.5 | 2214 | 2214 | 61.5 | 6857.25 | 287.62 | 16.64 | -53.04 | 15.07 | 20 | 12.39 | 0 | 0.5 | 0.1 | 0.5 | 0.5 | 0 | 0 | 0 | 0 | 0 | 0 | 0 | 0 | 0 | 0 | 0 | 0 | 0 | 0 | 0 | 0 | 0
6459 | 14.8 | 1411.34 | 660 | 131.35 | 2202.69 | 740.21 | 444.13 | 11547.34 | 3387.03 | 14490.24 | 190.84 | 0 | 0 | 2398.5 | 2214 | 2214 | 61.5 | 6857.25 | 287.8 | 16.83 | -52.85 | 15.27 | 20 | 11.71 | 0 | 0.5 | 0.1 | 0.5 | 0.5 | 0 | 0 | 0 | 0 | 0 | 0 | 0 | 0 | 0 | 0 | 0 | 0 | 0 | 0 | 0 | 0 | 0
6460 | 14.7 | 1411.34 | 660 | 131.35 | 2202.69 | 740.21 | 444.13 | 11547.34 | 3387.03 | 14490.24 | 190.84 | 0 | 0 | 2398.5 | 2214 | 2214 | 61.5 | 6857.25 | 287.71 | 16.74 | -52.94 | 15.17 | 20 | 12.05 | 0 | 0.5 | 0.1 | 0.5 | 0.5 | 0 | 0 | 0 | 0 | 0 | 0 | 0 | 0 | 0 | 0 | 0 | 0 | 0 | 0 | 0 | 0 | 0
6461 | 14.9 | 1411.34 | 660 | 131.35 | 2202.69 | 740.21 | 444.13 | 11547.34 | 3387.03 | 14490.24 | 190.84 | 0 | 0 | 2398.5 | 2214 | 2214 | 61.5 | 6857.25 | 287.9 | 16.92 | -52.75 | 15.37 | 20 | 11.37 | 0 | 0.5 | 0.1 | 0.5 | 0.5 | 0 | 0 | 0 | 0 | 0 | 0 | 0 | 0 | 0 | 0 | 0 | 0 | 0 | 0 | 0 | 0 | 0
6462 | 15.1 | 1411.34 | 660 | 131.35 | 2202.69 | 740.21 | 444.13 | 11547.34 | 3387.03 | 14490.24 | 190.84 | 0 | 0 | 2398.5 | 2214 | 2214 | 61.5 | 6857.25 | 288.08 | 17.1 | -52.55 | 15.57 | 20 | 10.69 | 0 | 0.5 | 0.1 | 0.5 | 0.5 | 0 | 0 | 0 | 0 | 0 | 0 | 0 | 0 | 0 | 0 | 0 | 0 | 0 | 0 | 0 | 0 | 0
6463 | 15.2 | 1411.34 | 660 | 131.35 | 2202.69 | 740.21 | 444.13 | 11547.34 | 3387.03 | 14490.24 | 190.84 | 549.18 | 45.24 | 2398.5 | 2214 | 2214 | 61.5 | 6857.25 | 288.33 | 17.36 | -52.41 | 15.7 | 20 | 9.76 | 0 | 0.5 | 0.1 | 0.5 | 0.5 | 0 | 158.1 | 0 | 90.14 | 0 | 210.8 | 0 | 90.14 | 0 | 11.75 | 0 | 5.03 | 0 | 10.3 | 0 | 5.03 | 13.13
6464 | 15.7 | 1411.34 | 660 | 131.35 | 2202.69 | 740.21 | 177.65 | 11280.86 | 3120.55 | 14223.76 | 190.84 | 13154.04 | 976.51 | 959.4 | 4428 | 4428 | 24.6 | 9827.7 | 312.83 | 22.78 | -52.02 | 17.35 | 22.78 | 0 | 0 | 0.2 | 0.2 | 1 | 0.2 | 0 | 6070.4 | 0 | 4166.16 | 0 | 2043.58 | 0 | 873.9 | 0 | 451 | 0 | 232.43 | 0 | 99.83 | 0 | 48.76 | 144.48
6465 | 16.2 | 1411.34 | 660 | 131.35 | 2202.69 | 740.21 | 177.65 | 11280.86 | 3120.55 | 14223.76 | 190.84 | 21437.57 | 1691.42 | 959.4 | 4428 | 4428 | 24.6 | 9827.7 | 316 | 25.95 | -50.9 | 18.47 | 23.9 | 0 | 0 | 0.2 | 0.2 | 1 | 0.2 | 0 | 7219.67 | 0 | 5783.89 | 0 | 5907.7 | 0 | 2526.32 | 0 | 536.39 | 0 | 322.69 | 0 | 288.6 | 0 | 140.95 | 402.8
6466 | 17.6 | 1411.34 | 660 | 131.35 | 2202.69 | 740.21 | 177.65 | 11280.86 | 3120.55 | 14223.76 | 190.84 | 21924.45 | 3485.3 | 959.4 | 4428 | 4428 | 24.6 | 9827.7 | 317.98 | 27.93 | -49.36 | 20.01 | 23.9 | 0 | 0 | 0.2 | 0.2 | 1 | 0.2 | 0 | 6312.31 | 0 | 7025.42 | 0 | 6014.67 | 0 | 2572.06 | 0 | 937.95 | 0 | 783.91 | 0 | 587.66 | 0 | 287 | 888.78
6467 | 18.3 | 1411.34 | 660 | 131.35 | 2202.69 | 740.21 | 177.65 | 11280.86 | 3120.55 | 14223.76 | 190.84 | 25820.27 | 4188.24 | 959.4 | 4428 | 4428 | 24.6 | 9827.7 | 319.94 | 29.89 | -48.35 | 21.02 | 23.9 | 0 | 0 | 0.2 | 0.2 | 1 | 0.2 | 0 | 5815.88 | 0 | 8611.6 | 0 | 8076.72 | 0 | 3316.07 | 0 | 864.19 | 0 | 960.9 | 0 | 789.13 | 0 | 370.01 | 1204.01
6468 | 18.7 | 1411.34 | 660 | 131.35 | 2202.69 | 740.21 | 177.65 | 11280.86 | 3120.55 | 14223.76 | 190.84 | 23769.69 | 3819.61 | 959.4 | 4428 | 4428 | 24.6 | 9827.7 | 319.6 | 29.55 | -48.13 | 21.25 | 23.9 | 0 | 0 | 0.2 | 0.2 | 1 | 0.2 | 0 | 5803.04 | 0 | 5373.78 | 0 | 9284.12 | 0 | 3308.75 | 0 | 862.28 | 0 | 599.62 | 0 | 907.09 | 0 | 369.2 | 1081.42
6469 | 19 | 1411.34 | 660 | 131.35 | 2202.69 | 740.21 | 177.65 | 11280.86 | 3120.55 | 14223.76 | 190.84 | 23785.43 | 3792.02 | 959.4 | 4428 | 4428 | 24.6 | 9827.7 | 319.87 | 29.82 | -47.83 | 21.54 | 23.9 | 0 | 0 | 0.2 | 0.2 | 1 | 0.2 | 0 | 5856.79 | 0 | 4624.88 | 0 | 9964.37 | 0 | 3339.4 | 0 | 870.27 | 0 | 516.05 | 0 | 973.56 | 0 | 372.62 | 1059.53
6470 | 19.4 | 1411.34 | 660 | 131.35 | 2202.69 | 740.21 | 177.65 | 11280.86 | 3120.55 | 14223.76 | 190.84 | 35650.35 | 5360.37 | 959.4 | 4428 | 4428 | 24.6 | 9827.7 | 324.13 | 34.08 | -46.51 | 22.87 | 23.9 | 0 | 0 | 0.2 | 0.2 | 1 | 0.2 | 0 | 6574.74 | 0 | 6769.34 | 0 | 18557.51 | 0 | 3748.76 | 0 | 976.95 | 0 | 755.34 | 0 | 1813.14 | 0 | 418.29 | 1396.65
6471 | 20.2 | 1411.34 | 660 | 131.35 | 2202.69 | 740.21 | 177.65 | 11280.86 | 3120.55 | 14223.76 | 190.84 | 59968.99 | 8113.7 | 959.4 | 4428 | 4428 | 24.6 | 9827.7 | 332.71 | 42.66 | -43.84 | 25.54 | 24 | 0 | -22.14 | 0.2 | 0.2 | 1 | 0.2 | 0 | 5600.47 | 0 | 8114.2 | 0 | 43061.06 | 0 | 3193.25 | 0 | 832.18 | 0 | 905.4 | 0 | 4207.23 | 0 | 356.31 | 1812.58
6472 | 20 | 1411.34 | 660 | 131.35 | 2202.69 | 740.21 | 177.65 | 11280.86 | 3120.55 | 14223.76 | 190.84 | 47943.45 | 6340.09 | 959.4 | 4428 | 4428 | 24.6 | 9827.7 | 328.53 | 38.48 | -44.99 | 24.38 | 24 | 0 | -5.5 | 0.2 | 0.2 | 1 | 0.2 | 0 | 4857.33 | 0 | 3142.99 | 0 | 37173.61 | 0 | 2769.53 | 0 | 721.76 | 0 | 350.7 | 0 | 3632 | 0 | 309.03 | 1326.6
6473 | 20.5 | 1411.34 | 660 | 131.35 | 2202.69 | 740.21 | 177.65 | 11280.86 | 3120.55 | 14223.76 | 190.84 | 37903.85 | 4783.12 | 959.4 | 4428 | 4428 | 24.6 | 9827.7 | 325.62 | 35.57 | -45.3 | 24.07 | 24 | 0 | -1.01 | 0.2 | 0.2 | 1 | 0.2 | 0 | 3502.19 | 0 | 1996.86 | 0 | 28118.2 | 0 | 4286.61 | 0 | 520.39 | 0 | 222.81 | 0 | 2747.25 | 0 | 478.31 | 814.35
6474 | 18 | 1411.34 | 660 | 131.35 | 2202.69 | 740.21 | 444.13 | 11547.34 | 3387.03 | 14490.24 | 190.84 | 34299.6 | 3905.17 | 2398.5 | 11070 | 11070 | 61.5 | 24569.25 | 306.01 | 35.04 | -45.88 | 22.24 | 23.9 | 0 | 0 | 0.5 | 0.5 | 1 | 0.5 | 0 | 1635.98 | 0 | 932.79 | 0 | 25876.52 | 0 | 5854.31 | 0 | 243.09 | 0 | 104.08 | 0 | 2528.23 | 0 | 653.24 | 376.53
6475 | 14.9 | 1411.34 | 660 | 131.35 | 2202.69 | 740.21 | 444.13 | 11547.34 | 3387.03 | 14490.24 | 190.84 | 261.37 | 43.69 | 2398.5 | 11070 | 11070 | 61.5 | 24569.25 | 292.9 | 21.92 | -51.52 | 16.6 | 21.92 | 0 | 0 | 0.5 | 0.5 | 1 | 0.5 | 0 | 75.24 | 0 | 42.9 | 0 | 100.32 | 0 | 42.9 | 0 | 11.18 | 0 | 4.79 | 0 | 9.8 | 0 | 4.79 | 13.13
6476 | 13.4 | 1411.34 | 660 | 131.35 | 2202.69 | 740.21 | 444.13 | 11547.34 | 3387.03 | 14490.24 | 190.84 | 0 | 0 | 2398.5 | 11070 | 11070 | 61.5 | 24569.25 | 291.38 | 20.4 | -53.02 | 15.09 | 20.4 | 0 | 0 | 0.5 | 0.5 | 1 | 0.5 | 0 | 0 | 0 | 0 | 0 | 0 | 0 | 0 | 0 | 0 | 0 | 0 | 0 | 0 | 0 | 0 | 0
6477 | 12.3 | 1411.34 | 660 | 131.35 | 2202.69 | 740.21 | 444.13 | 11547.34 | 3387.03 | 14490.24 | 190.84 | 0 | 0 | 2398.5 | 11070 | 11070 | 61.5 | 24569.25 | 290.32 | 19.34 | -54.11 | 14.01 | 20 | 2.42 | 0 | 0.5 | 0.5 | 1 | 0.5 | 0 | 0 | 0 | 0 | 0 | 0 | 0 | 0 | 0 | 0 | 0 | 0 | 0 | 0 | 0 | 0 | 0
6478 | 11.7 | 1411.34 | 660 | 131.35 | 2202.69 | 740.21 | 444.13 | 11547.34 | 3387.03 | 14490.24 | 190.84 | 0 | 0 | 2398.5 | 11070 | 11070 | 61.5 | 24569.25 | 289.76 | 18.78 | -54.7 | 13.42 | 20 | 4.5 | 0 | 0.5 | 0.5 | 1 | 0.5 | 0 | 0 | 0 | 0 | 0 | 0 | 0 | 0 | 0 | 0 | 0 | 0 | 0 | 0 | 0 | 0 | 0
6479 | 11.2 | 1411.34 | 660 | 131.35 | 2202.69 | 740.21 | 444.13 | 11547.34 | 3387.03 | 14490.24 | 190.84 | 0 | 0 | 2398.5 | 11070 | 11070 | 61.5 | 24569.25 | 289.3 | 18.32 | -55.19 | 12.92 | 20 | 6.19 | 0 | 0.5 | 0.5 | 1 | 0.5 | 0 | 0 | 0 | 0 | 0 | 0 | 0 | 0 | 0 | 0 | 0 | 0 | 0 | 0 | 0 | 0 | 0
6480 | 10.4 | 1411.34 | 660 | 131.35 | 2202.69 | 740.21 | 444.13 | 11547.34 | 3387.03 | 14490.24 | 190.84 | 0 | 0 | 2398.5 | 11070 | 11070 | 61.5 | 24569.25 | 288.56 | 17.59 | -55.98 | 12.13 | 20 | 8.9 | 0 | 0.5 | 0.5 | 1 | 0.5 | 0 | 0 | 0 | 0 | 0 | 0 | 0 | 0 | 0 | 0 | 0 | 0 | 0 | 0 | 0 | 0 | 0
6481 | 10.3 | 1411.34 | 660 | 131.35 | 2202.69 | 740.21 | 444.13 | 11547.34 | 3387.03 | 14490.24 | 190.84 | 0 | 0 | 2398.5 | 2214 | 2214 | 61.5 | 6857.25 | 283.67 | 12.7 | -57.29 | 10.83 | 20 | 26.95 | 0 | 0.5 | 0.1 | 0.5 | 0.5 | 0 | 0 | 0 | 0 | 0 | 0 | 0 | 0 | 0 | 0 | 0 | 0 | 0 | 0 | 0 | 0 | 0
6482 | 9.8 | 1411.34 | 660 | 131.35 | 2202.69 | 740.21 | 444.13 | 11547.34 | 3387.03 | 14490.24 | 190.84 | 0 | 0 | 2398.5 | 2214 | 2214 | 61.5 | 6857.25 | 283.21 | 12.24 | -57.78 | 10.33 | 20 | 28.64 | 0 | 0.5 | 0.1 | 0.5 | 0.5 | 0 | 0 | 0 | 0 | 0 | 0 | 0 | 0 | 0 | 0 | 0 | 0 | 0 | 0 | 0 | 0 | 0
6483 | 9.5 | 1411.34 | 660 | 131.35 | 2202.69 | 740.21 | 444.13 | 11547.34 | 3387.03 | 14490.24 | 190.84 | 0 | 0 | 2398.5 | 2214 | 2214 | 61.5 | 6857.25 | 282.94 | 11.96 | -58.08 | 10.04 | 20 | 29.66 | 0 | 0.5 | 0.1 | 0.5 | 0.5 | 0 | 0 | 0 | 0 | 0 | 0 | 0 | 0 | 0 | 0 | 0 | 0 | 0 | 0 | 0 | 0 | 0
6484 | 9.2 | 1411.34 | 660 | 131.35 | 2202.69 | 740.21 | 444.13 | 11547.34 | 3387.03 | 14490.24 | 190.84 | 0 | 0 | 2398.5 | 2214 | 2214 | 61.5 | 6857.25 | 282.66 | 11.69 | -58.37 | 9.74 | 20 | 30.68 | 0 | 0.5 | 0.1 | 0.5 | 0.5 | 0 | 0 | 0 | 0 | 0 | 0 | 0 | 0 | 0 | 0 | 0 | 0 | 0 | 0 | 0 | 0 | 0
6485 | 9.1 | 1411.34 | 660 | 131.35 | 2202.69 | 740.21 | 444.13 | 11547.34 | 3387.03 | 14490.24 | 190.84 | 0 | 0 | 2398.5 | 2214 | 2214 | 61.5 | 6857.25 | 282.57 | 11.6 | -58.47 | 9.64 | 20 | 31.02 | 0 | 0.5 | 0.1 | 0.5 | 0.5 | 0 | 0 | 0 | 0 | 0 | 0 | 0 | 0 | 0 | 0 | 0 | 0 | 0 | 0 | 0 | 0 | 0
6486 | 9.2 | 1411.34 | 660 | 131.35 | 2202.69 | 740.21 | 444.13 | 11547.34 | 3387.03 | 14490.24 | 190.84 | 0 | 0 | 2398.5 | 2214 | 2214 | 61.5 | 6857.25 | 282.66 | 11.69 | -58.37 | 9.74 | 20 | 30.68 | 0 | 0.5 | 0.1 | 0.5 | 0.5 | 0 | 0 | 0 | 0 | 0 | 0 | 0 | 0 | 0 | 0 | 0 | 0 | 0 | 0 | 0 | 0 | 0
6487 | 9 | 1411.34 | 660 | 131.35 | 2202.69 | 740.21 | 444.13 | 11547.34 | 3387.03 | 14490.24 | 190.84 | 1099.24 | 90.53 | 2398.5 | 2214 | 2214 | 61.5 | 6857.25 | 282.8 | 11.83 | -58.49 | 9.63 | 20 | 30.16 | 0 | 0.5 | 0.1 | 0.5 | 0.5 | 0 | 316.45 | 0 | 180.43 | 0 | 421.93 | 0 | 180.43 | 0 | 23.51 | 0 | 10.07 | 0 | 20.61 | 0 | 10.07 | 26.27
6488 | 13.5 | 1411.34 | 660 | 131.35 | 2202.69 | 740.21 | 177.65 | 11280.86 | 3120.55 | 14223.76 | 190.84 | 52331.76 | 3773.42 | 959.4 | 4428 | 4428 | 24.6 | 9827.7 | 323.01 | 32.96 | -51.28 | 18.09 | 23.9 | 0 | 0 | 0.2 | 0.2 | 1 | 0.2 | 0 | 27252.58 | 0 | 19515.19 | 0 | 3897.36 | 0 | 1666.63 | 0 | 2024.75 | 0 | 1088.77 | 0 | 190.39 | 0 | 92.98 | 376.53
6489 | 16.4 | 1411.34 | 660 | 131.35 | 2202.69 | 740.21 | 177.65 | 11280.86 | 3120.55 | 14223.76 | 190.84 | 34541.27 | 5250.59 | 959.4 | 4428 | 4428 | 24.6 | 9827.7 | 321.06 | 31.01 | -49.55 | 19.82 | 23.9 | 0 | 0 | 0.2 | 0.2 | 1 | 0.2 | 0 | 13653.78 | 0 | 13918.68 | 0 | 4881.39 | 0 | 2087.43 | 0 | 2028.83 | 0 | 1553.08 | 0 | 476.93 | 0 | 232.92 | 958.83
6490 | 19.1 | 1411.34 | 660 | 131.35 | 2202.69 | 740.21 | 177.65 | 11280.86 | 3120.55 | 14223.76 | 190.84 | 41175.24 | 6485.76 | 959.4 | 4428 | 4428 | 24.6 | 9827.7 | 325.79 | 35.74 | -46.34 | 23.03 | 23.9 | 0 | 0 | 0.2 | 0.2 | 1 | 0.2 | 0 | 11736.63 | 0 | 20331.34 | 0 | 6379.28 | 0 | 2727.98 | 0 | 1743.96 | 0 | 2268.61 | 0 | 623.28 | 0 | 304.39 | 1545.51
6491 | 20.4 | 1411.34 | 660 | 131.35 | 2202.69 | 740.21 | 177.65 | 11280.86 | 3120.55 | 14223.76 | 190.84 | 40607.76 | 6661.33 | 959.4 | 4428 | 4428 | 24.6 | 9827.7 | 326.85 | 36.8 | -45.08 | 24.29 | 24 | 0 | -4.17 | 0.2 | 0.2 | 1 | 0.2 | 0 | 5276.11 | 0 | 23790.32 | 0 | 8533.02 | 0 | 3008.31 | 0 | 783.98 | 0 | 2654.58 | 0 | 833.71 | 0 | 335.67 | 2053.39
6492 | 21.7 | 1411.34 | 660 | 131.35 | 2202.69 | 740.21 | 177.65 | 11280.86 | 3120.55 | 14223.76 | 190.84 | 55647.89 | 8477.65 | 959.4 | 4428 | 4428 | 24.6 | 9827.7 | 332.92 | 42.87 | -42.63 | 26.74 | 24 | 0 | -39.52 | 0.2 | 0.2 | 1 | 0.2 | 0 | 5594.21 | 0 | 23773.75 | 0 | 23090.24 | 0 | 3189.68 | 0 | 831.25 | 0 | 2652.73 | 0 | 2256 | 0 | 355.91 | 2381.75
6493 | 22.7 | 1411.34 | 660 | 131.35 | 2202.69 | 740.21 | 177.65 | 11280.86 | 3120.55 | 14223.76 | 190.84 | 67372.2 | 9721.46 | 959.4 | 4428 | 4428 | 24.6 | 9827.7 | 337.59 | 47.54 | -40.75 | 28.63 | 24 | 0 | -66.71 | 0.2 | 0.2 | 1 | 0.2 | 0 | 5606.04 | 0 | 21027.44 | 0 | 37542.29 | 0 | 3196.43 | 0 | 833.01 | 0 | 2346.29 | 0 | 3668.02 | 0 | 356.66 | 2517.48
6494 | 22.9 | 1411.34 | 660 | 131.35 | 2202.69 | 740.21 | 177.65 | 11280.86 | 3120.55 | 14223.76 | 190.84 | 72667.01 | 10030.87 | 959.4 | 4428 | 4428 | 24.6 | 9827.7 | 339.39 | 49.34 | -40.16 | 29.21 | 24 | 0 | -75.16 | 0.2 | 0.2 | 1 | 0.2 | 0 | 5396.25 | 0 | 15768.53 | 0 | 48425.42 | 0 | 3076.81 | 0 | 801.84 | 0 | 1759.49 | 0 | 4731.35 | 0 | 343.32 | 2394.89
6495 | 23.4 | 1411.34 | 660 | 131.35 | 2202.69 | 740.21 | 177.65 | 11280.86 | 3120.55 | 14223.76 | 190.84 | 70378.49 | 9341.35 | 959.4 | 4428 | 4428 | 24.6 | 9827.7 | 338.98 | 48.93 | -39.87 | 29.5 | 24 | 0 | -79.3 | 0.2 | 0.2 | 1 | 0.2 | 0 | 4957.36 | 0 | 9293.45 | 0 | 53301.12 | 0 | 2826.56 | 0 | 736.62 | 0 | 1036.98 | 0 | 5207.72 | 0 | 315.39 | 2044.63
6496 | 23.7 | 1411.34 | 660 | 131.35 | 2202.69 | 740.21 | 177.65 | 11280.86 | 3120.55 | 14223.76 | 190.84 | 62470.04 | 7957.99 | 959.4 | 4428 | 4428 | 24.6 | 9827.7 | 336.56 | 46.51 | -40.22 | 29.15 | 24 | 0 | -74.27 | 0.2 | 0.2 | 1 | 0.2 | 0 | 4175.49 | 0 | 2991.03 | 0 | 52922.76 | 0 | 2380.76 | 0 | 620.44 | 0 | 333.75 | 0 | 5170.75 | 0 | 265.65 | 1567.4
6497 | 22.9 | 1411.34 | 660 | 131.35 | 2202.69 | 740.21 | 177.65 | 11280.86 | 3120.55 | 14223.76 | 190.84 | 57187.18 | 6845.42 | 959.4 | 4428 | 4428 | 24.6 | 9827.7 | 333.98 | 43.93 | -41.45 | 27.92 | 24 | 0 | -56.5 | 0.2 | 0.2 | 1 | 0.2 | 0 | 3039.78 | 0 | 1733.21 | 0 | 46574.58 | 0 | 5839.61 | 0 | 451.68 | 0 | 193.39 | 0 | 4550.51 | 0 | 651.6 | 998.23
6498 | 20.4 | 1411.34 | 660 | 131.35 | 2202.69 | 740.21 | 444.13 | 11547.34 | 3387.03 | 14490.24 | 190.84 | 32889.65 | 3738.14 | 2398.5 | 11070 | 11070 | 61.5 | 24569.25 | 307.79 | 36.81 | -43.62 | 24.5 | 24 | 0 | -7.31 | 0.5 | 0.5 | 1 | 0.5 | 0 | 1573.68 | 0 | 897.28 | 0 | 24832.79 | 0 | 5585.9 | 0 | 233.84 | 0 | 100.12 | 0 | 2426.26 | 0 | 623.29 | 354.64
6499 | 16.8 | 1411.34 | 660 | 131.35 | 2202.69 | 740.21 | 444.13 | 11547.34 | 3387.03 | 14490.24 | 190.84 | 261.57 | 43.71 | 2398.5 | 11070 | 11070 | 61.5 | 24569.25 | 294.64 | 23.67 | -49.64 | 18.47 | 23.67 | 0 | 0 | 0.5 | 0.5 | 1 | 0.5 | 0 | 75.3 | 0 | 42.93 | 0 | 100.4 | 0 | 42.93 | 0 | 11.19 | 0 | 4.79 | 0 | 9.81 | 0 | 4.79 | 13.13
6500 | 15.3 | 1411.34 | 660 | 131.35 | 2202.69 | 740.21 | 444.13 | 11547.34 | 3387.03 | 14490.24 | 190.84 | 0 | 0 | 2398.5 | 11070 | 11070 | 61.5 | 24569.25 | 293.17 | 22.2 | -51.15 | 16.97 | 22.2 | 0 | 0 | 0.5 | 0.5 | 1 | 0.5 | 0 | 0 | 0 | 0 | 0 | 0 | 0 | 0 | 0 | 0 | 0 | 0 | 0 | 0 | 0 | 0 | 0
6501 | 15 | 1411.34 | 660 | 131.35 | 2202.69 | 740.21 | 444.13 | 11547.34 | 3387.03 | 14490.24 | 190.84 | 0 | 0 | 2398.5 | 11070 | 11070 | 61.5 | 24569.25 | 292.85 | 21.88 | -51.44 | 16.67 | 21.88 | 0 | 0 | 0.5 | 0.5 | 1 | 0.5 | 0 | 0 | 0 | 0 | 0 | 0 | 0 | 0 | 0 | 0 | 0 | 0 | 0 | 0 | 0 | 0 | 0
6502 | 14.4 | 1411.34 | 660 | 131.35 | 2202.69 | 740.21 | 444.13 | 11547.34 | 3387.03 | 14490.24 | 190.84 | 0 | 0 | 2398.5 | 11070 | 11070 | 61.5 | 24569.25 | 292.29 | 21.32 | -52.03 | 16.08 | 21.32 | 0 | 0 | 0.5 | 0.5 | 1 | 0.5 | 0 | 0 | 0 | 0 | 0 | 0 | 0 | 0 | 0 | 0 | 0 | 0 | 0 | 0 | 0 | 0 | 0
6503 | 14 | 1411.34 | 660 | 131.35 | 2202.69 | 740.21 | 444.13 | 11547.34 | 3387.03 | 14490.24 | 190.84 | 0 | 0 | 2398.5 | 11070 | 11070 | 61.5 | 24569.25 | 291.91 | 20.93 | -52.43 | 15.69 | 20.93 | 0 | 0 | 0.5 | 0.5 | 1 | 0.5 | 0 | 0 | 0 | 0 | 0 | 0 | 0 | 0 | 0 | 0 | 0 | 0 | 0 | 0 | 0 | 0 | 0
6504 | 13.7 | 1411.34 | 660 | 131.35 | 2202.69 | 740.21 | 444.13 | 11547.34 | 3387.03 | 14490.24 | 190.84 | 0 | 0 | 2398.5 | 11070 | 11070 | 61.5 | 24569.25 | 291.62 | 20.65 | -52.72 | 15.39 | 20.65 | 0 | 0 | 0.5 | 0.5 | 1 | 0.5 | 0 | 0 | 0 | 0 | 0 | 0 | 0 | 0 | 0 | 0 | 0 | 0 | 0 | 0 | 0 | 0 | 0
6505 | 13.7 | 1411.34 | 660 | 131.35 | 2202.69 | 740.21 | 444.13 | 11547.34 | 3387.03 | 14490.24 | 190.84 | 0 | 0 | 2398.5 | 2214 | 2214 | 61.5 | 6857.25 | 286.81 | 15.84 | -53.93 | 14.18 | 20 | 15.36 | 0 | 0.5 | 0.1 | 0.5 | 0.5 | 0 | 0 | 0 | 0 | 0 | 0 | 0 | 0 | 0 | 0 | 0 | 0 | 0 | 0 | 0 | 0 | 0
6506 | 13.8 | 1411.34 | 660 | 131.35 | 2202.69 | 740.21 | 444.13 | 11547.34 | 3387.03 | 14490.24 | 190.84 | 0 | 0 | 2398.5 | 2214 | 2214 | 61.5 | 6857.25 | 286.89 | 15.91 | -53.83 | 14.28 | 20 | 15.1 | 0 | 0.5 | 0.1 | 0.5 | 0.5 | 0 | 0 | 0 | 0 | 0 | 0 | 0 | 0 | 0 | 0 | 0 | 0 | 0 | 0 | 0 | 0 | 0
6507 | 15.1 | 1411.34 | 660 | 131.35 | 2202.69 | 740.21 | 444.13 | 11547.34 | 3387.03 | 14490.24 | 190.84 | 0 | 0 | 2398.5 | 2214 | 2214 | 61.5 | 6857.25 | 288.08 | 17.1 | -52.55 | 15.57 | 20 | 10.69 | 0 | 0.5 | 0.1 | 0.5 | 0.5 | 0 | 0 | 0 | 0 | 0 | 0 | 0 | 0 | 0 | 0 | 0 | 0 | 0 | 0 | 0 | 0 | 0
6508 | 15.3 | 1411.34 | 660 | 131.35 | 2202.69 | 740.21 | 444.13 | 11547.34 | 3387.03 | 14490.24 | 190.84 | 0 | 0 | 2398.5 | 2214 | 2214 | 61.5 | 6857.25 | 288.26 | 17.29 | -52.35 | 15.76 | 20 | 10.02 | 0 | 0.5 | 0.1 | 0.5 | 0.5 | 0 | 0 | 0 | 0 | 0 | 0 | 0 | 0 | 0 | 0 | 0 | 0 | 0 | 0 | 0 | 0 | 0
6509 | 13.5 | 1411.34 | 660 | 131.35 | 2202.69 | 740.21 | 444.13 | 11547.34 | 3387.03 | 14490.24 | 190.84 | 0 | 0 | 2398.5 | 2214 | 2214 | 61.5 | 6857.25 | 286.61 | 15.63 | -54.13 | 13.99 | 20 | 16.11 | 0 | 0.5 | 0.1 | 0.5 | 0.5 | 0 | 0 | 0 | 0 | 0 | 0 | 0 | 0 | 0 | 0 | 0 | 0 | 0 | 0 | 0 | 0 | 0
6510 | 13.2 | 1411.34 | 660 | 131.35 | 2202.69 | 740.21 | 444.13 | 11547.34 | 3387.03 | 14490.24 | 190.84 | 0 | 0 | 2398.5 | 2214 | 2214 | 61.5 | 6857.25 | 286.33 | 15.36 | -54.42 | 13.69 | 20 | 17.13 | 0 | 0.5 | 0.1 | 0.5 | 0.5 | 0 | 0 | 0 | 0 | 0 | 0 | 0 | 0 | 0 | 0 | 0 | 0 | 0 | 0 | 0 | 0 | 0
6511 | 13.3 | 1411.34 | 660 | 131.35 | 2202.69 | 740.21 | 444.13 | 11547.34 | 3387.03 | 14490.24 | 190.84 | 549.18 | 45.24 | 2398.5 | 2214 | 2214 | 61.5 | 6857.25 | 286.59 | 15.61 | -54.29 | 13.83 | 20 | 16.2 | 0 | 0.5 | 0.1 | 0.5 | 0.5 | 0 | 158.1 | 0 | 90.14 | 0 | 210.79 | 0 | 90.14 | 0 | 11.75 | 0 | 5.03 | 0 | 10.3 | 0 | 5.03 | 13.13
6512 | 15.7 | 1411.34 | 660 | 131.35 | 2202.69 | 740.21 | 444.13 | 11547.34 | 3387.03 | 14490.24 | 190.84 | 48934.05 | 3504.77 | 2398.5 | 11070 | 11070 | 61.5 | 24569.25 | 307.64 | 36.66 | -47.18 | 20.94 | 23.9 | 0 | 0 | 0.5 | 0.5 | 1 | 0.5 | 0 | 25449.58 | 0 | 18421.6 | 0 | 3546.34 | 0 | 1516.53 | 0 | 1890.79 | 0 | 1027.76 | 0 | 173.25 | 0 | 84.61 | 328.37
6513 | 17.7 | 1411.34 | 660 | 131.35 | 2202.69 | 740.21 | 444.13 | 11547.34 | 3387.03 | 14490.24 | 190.84 | 33162.08 | 5037.68 | 2398.5 | 11070 | 11070 | 61.5 | 24569.25 | 305.73 | 34.76 | -46.17 | 21.94 | 23.9 | 0 | 0 | 0.5 | 0.5 | 1 | 0.5 | 0 | 12981.44 | 0 | 13304.25 | 0 | 4816.64 | 0 | 2059.75 | 0 | 1928.93 | 0 | 1484.52 | 0 | 470.6 | 0 | 229.83 | 923.8
6514 | 19.8 | 1411.34 | 660 | 131.35 | 2202.69 | 740.21 | 444.13 | 11547.34 | 3387.03 | 14490.24 | 190.84 | 40222.2 | 6325.96 | 2398.5 | 11070 | 11070 | 61.5 | 24569.25 | 309.92 | 38.95 | -43.53 | 24.58 | 24 | 0 | -8.54 | 0.5 | 0.5 | 1 | 0.5 | 0 | 11350.95 | 0 | 19786.25 | 0 | 6363.69 | 0 | 2721.32 | 0 | 1686.65 | 0 | 2207.79 | 0 | 621.76 | 0 | 303.65 | 1506.11
6515 | 21.9 | 1411.34 | 660 | 131.35 | 2202.69 | 740.21 | 444.13 | 11547.34 | 3387.03 | 14490.24 | 190.84 | 40255.34 | 6571.35 | 2398.5 | 11070 | 11070 | 61.5 | 24569.25 | 311.93 | 40.95 | -41.44 | 26.67 | 24 | 0 | -39.25 | 0.5 | 0.5 | 1 | 0.5 | 0 | 5280.55 | 0 | 23239.64 | 0 | 8724.31 | 0 | 3010.84 | 0 | 784.64 | 0 | 2593.13 | 0 | 852.4 | 0 | 335.96 | 2005.23
6516 | 23.4 | 1411.34 | 660 | 131.35 | 2202.69 | 740.21 | 444.13 | 11547.34 | 3387.03 | 14490.24 | 190.84 | 55003.4 | 8351.86 | 2398.5 | 11070 | 11070 | 61.5 | 24569.25 | 317.79 | 46.81 | -38.84 | 29.28 | 24 | 0 | -77.51 | 0.5 | 0.5 | 1 | 0.5 | 0 | 5614.73 | 0 | 23261.66 | 0 | 22925.62 | 0 | 3201.38 | 0 | 834.3 | 0 | 2595.59 | 0 | 2239.92 | 0 | 357.22 | 2324.84
6517 | 24.8 | 1411.34 | 660 | 131.35 | 2202.69 | 740.21 | 444.13 | 11547.34 | 3387.03 | 14490.24 | 190.84 | 66095.41 | 9516.9 | 2398.5 | 11070 | 11070 | 61.5 | 24569.25 | 322.39 | 51.42 | -36.62 | 31.5 | 24 | 0 | -101.17 | 0.5 | 0.5 | 1 | 0.5 | 0 | 5648.22 | 0 | 20461.01 | 0 | 36765.71 | 0 | 3220.48 | 0 | 839.28 | 0 | 2283.08 | 0 | 3592.15 | 0 | 359.35 | 2443.05
6518 | 24.9 | 1411.34 | 660 | 131.35 | 2202.69 | 740.21 | 444.13 | 11547.34 | 3387.03 | 14490.24 | 190.84 | 71476.77 | 9850.45 | 2398.5 | 11070 | 11070 | 61.5 | 24569.25 | 324.03 | 53.06 | -36.13 | 31.98 | 24 | 0 | -107.23 | 0.5 | 0.5 | 1 | 0.5 | 0 | 5420.34 | 0 | 15462.26 | 0 | 47503.62 | 0 | 3090.55 | 0 | 805.41 | 0 | 1725.31 | 0 | 4641.28 | 0 | 344.85 | 2333.59
6519 | 25.1 | 1411.34 | 660 | 131.35 | 2202.69 | 740.21 | 444.13 | 11547.34 | 3387.03 | 14490.24 | 190.84 | 70251.3 | 9300.4 | 2398.5 | 11070 | 11070 | 61.5 | 24569.25 | 323.73 | 52.76 | -36.05 | 32.06 | 24 | 0 | -106.13 | 0.5 | 0.5 | 1 | 0.5 | 0 | 4921.56 | 0 | 9283.23 | 0 | 53240.35 | 0 | 2806.16 | 0 | 731.3 | 0 | 1035.84 | 0 | 5201.78 | 0 | 313.12 | 2018.36
6520 | 24.8 | 1411.34 | 660 | 131.35 | 2202.69 | 740.21 | 444.13 | 11547.34 | 3387.03 | 14490.24 | 190.84 | 62432.16 | 7929.73 | 2398.5 | 11070 | 11070 | 61.5 | 24569.25 | 320.97 | 49.99 | -36.98 | 31.14 | 24 | 0 | -95.92 | 0.5 | 0.5 | 1 | 0.5 | 0 | 4128.14 | 0 | 2999.54 | 0 | 52950.72 | 0 | 2353.76 | 0 | 613.4 | 0 | 334.69 | 0 | 5173.48 | 0 | 262.64 | 1545.51
6521 | 24 | 1411.34 | 660 | 131.35 | 2202.69 | 740.21 | 444.13 | 11547.34 | 3387.03 | 14490.24 | 190.84 | 52626.43 | 6335.33 | 2398.5 | 11070 | 11070 | 61.5 | 24569.25 | 317.15 | 46.17 | -38.54 | 29.57 | 24 | 0 | -81.81 | 0.5 | 0.5 | 1 | 0.5 | 0 | 3086.2 | 0 | 1759.68 | 0 | 42367.92 | 0 | 5412.63 | 0 | 458.58 | 0 | 196.35 | 0 | 4139.51 | 0 | 603.95 | 936.94
6522 | 21.5 | 1411.34 | 660 | 131.35 | 2202.69 | 740.21 | 444.13 | 11547.34 | 3387.03 | 14490.24 | 190.84 | 28358.68 | 3266.88 | 2398.5 | 11070 | 11070 | 61.5 | 24569.25 | 307.44 | 36.47 | -42.87 | 25.24 | 24 | 0 | -18.25 | 0.5 | 0.5 | 1 | 0.5 | 0 | 1499.17 | 0 | 854.79 | 0 | 21215.09 | 0 | 4789.63 | 0 | 222.76 | 0 | 95.38 | 0 | 2072.79 | 0 | 534.44 | 341.5
6523 | 16.8 | 1411.34 | 660 | 131.35 | 2202.69 | 740.21 | 444.13 | 11547.34 | 3387.03 | 14490.24 | 190.84 | 261.82 | 43.74 | 2398.5 | 11070 | 11070 | 61.5 | 24569.25 | 294.64 | 23.67 | -49.64 | 18.47 | 23.67 | 0 | 0 | 0.5 | 0.5 | 1 | 0.5 | 0 | 75.37 | 0 | 42.97 | 0 | 100.49 | 0 | 42.97 | 0 | 11.2 | 0 | 4.8 | 0 | 9.82 | 0 | 4.8 | 13.13
6524 | 15.6 | 1411.34 | 660 | 131.35 | 2202.69 | 740.21 | 444.13 | 11547.34 | 3387.03 | 14490.24 | 190.84 | 0 | 0 | 2398.5 | 11070 | 11070 | 61.5 | 24569.25 | 293.45 | 22.47 | -50.85 | 17.27 | 22.47 | 0 | 0 | 0.5 | 0.5 | 1 | 0.5 | 0 | 0 | 0 | 0 | 0 | 0 | 0 | 0 | 0 | 0 | 0 | 0 | 0 | 0 | 0 | 0 | 0
6525 | 14.5 | 1411.34 | 660 | 131.35 | 2202.69 | 740.21 | 444.13 | 11547.34 | 3387.03 | 14490.24 | 190.84 | 0 | 0 | 2398.5 | 11070 | 11070 | 61.5 | 24569.25 | 292.4 | 21.43 | -51.93 | 16.18 | 21.43 | 0 | 0 | 0.5 | 0.5 | 1 | 0.5 | 0 | 0 | 0 | 0 | 0 | 0 | 0 | 0 | 0 | 0 | 0 | 0 | 0 | 0 | 0 | 0 | 0
6526 | 13.7 | 1411.34 | 660 | 131.35 | 2202.69 | 740.21 | 444.13 | 11547.34 | 3387.03 | 14490.24 | 190.84 | 0 | 0 | 2398.5 | 11070 | 11070 | 61.5 | 24569.25 | 291.64 | 20.66 | -52.72 | 15.39 | 20.66 | 0 | 0 | 0.5 | 0.5 | 1 | 0.5 | 0 | 0 | 0 | 0 | 0 | 0 | 0 | 0 | 0 | 0 | 0 | 0 | 0 | 0 | 0 | 0 | 0
6527 | 12.8 | 1411.34 | 660 | 131.35 | 2202.69 | 740.21 | 444.13 | 11547.34 | 3387.03 | 14490.24 | 190.84 | 0 | 0 | 2398.5 | 11070 | 11070 | 61.5 | 24569.25 | 290.79 | 19.81 | -53.61 | 14.5 | 20 | 0.7 | 0 | 0.5 | 0.5 | 1 | 0.5 | 0 | 0 | 0 | 0 | 0 | 0 | 0 | 0 | 0 | 0 | 0 | 0 | 0 | 0 | 0 | 0 | 0
6528 | 12.7 | 1411.34 | 660 | 131.35 | 2202.69 | 740.21 | 444.13 | 11547.34 | 3387.03 | 14490.24 | 190.84 | 0 | 0 | 2398.5 | 11070 | 11070 | 61.5 | 24569.25 | 290.68 | 19.7 | -53.71 | 14.4 | 20 | 1.11 | 0 | 0.5 | 0.5 | 1 | 0.5 | 0 | 0 | 0 | 0 | 0 | 0 | 0 | 0 | 0 | 0 | 0 | 0 | 0 | 0 | 0 | 0 | 0
6529 | 12.9 | 1411.34 | 660 | 131.35 | 2202.69 | 740.21 | 444.13 | 11547.34 | 3387.03 | 14490.24 | 190.84 | 0 | 0 | 2398.5 | 2214 | 2214 | 61.5 | 6857.25 | 286.06 | 15.08 | -54.72 | 13.39 | 20 | 18.14 | 0 | 0.5 | 0.1 | 0.5 | 0.5 | 0 | 0 | 0 | 0 | 0 | 0 | 0 | 0 | 0 | 0 | 0 | 0 | 0 | 0 | 0 | 0 | 0
6530 | 12.9 | 1411.34 | 660 | 131.35 | 2202.69 | 740.21 | 444.13 | 11547.34 | 3387.03 | 14490.24 | 190.84 | 0 | 0 | 2398.5 | 2214 | 2214 | 61.5 | 6857.25 | 286.06 | 15.08 | -54.72 | 13.39 | 20 | 18.14 | 0 | 0.5 | 0.1 | 0.5 | 0.5 | 0 | 0 | 0 | 0 | 0 | 0 | 0 | 0 | 0 | 0 | 0 | 0 | 0 | 0 | 0 | 0 | 0
6531 | 12 | 1411.34 | 660 | 131.35 | 2202.69 | 740.21 | 444.13 | 11547.34 | 3387.03 | 14490.24 | 190.84 | 0 | 0 | 2398.5 | 2214 | 2214 | 61.5 | 6857.25 | 285.23 | 14.26 | -55.61 | 12.51 | 20 | 21.19 | 0 | 0.5 | 0.1 | 0.5 | 0.5 | 0 | 0 | 0 | 0 | 0 | 0 | 0 | 0 | 0 | 0 | 0 | 0 | 0 | 0 | 0 | 0 | 0
6532 | 12.1 | 1411.34 | 660 | 131.35 | 2202.69 | 740.21 | 444.13 | 11547.34 | 3387.03 | 14490.24 | 190.84 | 0 | 0 | 2398.5 | 2214 | 2214 | 61.5 | 6857.25 | 285.33 | 14.35 | -55.51 | 12.6 | 20 | 20.85 | 0 | 0.5 | 0.1 | 0.5 | 0.5 | 0 | 0 | 0 | 0 | 0 | 0 | 0 | 0 | 0 | 0 | 0 | 0 | 0 | 0 | 0 | 0 | 0
6533 | 12.6 | 1411.34 | 660 | 131.35 | 2202.69 | 740.21 | 444.13 | 11547.34 | 3387.03 | 14490.24 | 190.84 | 0 | 0 | 2398.5 | 2214 | 2214 | 61.5 | 6857.25 | 285.78 | 14.81 | -55.02 | 13.1 | 20 | 19.16 | 0 | 0.5 | 0.1 | 0.5 | 0.5 | 0 | 0 | 0 | 0 | 0 | 0 | 0 | 0 | 0 | 0 | 0 | 0 | 0 | 0 | 0 | 0 | 0
6534 | 11.8 | 1411.34 | 660 | 131.35 | 2202.69 | 740.21 | 444.13 | 11547.34 | 3387.03 | 14490.24 | 190.84 | 0 | 0 | 2398.5 | 2214 | 2214 | 61.5 | 6857.25 | 285.05 | 14.07 | -55.81 | 12.31 | 20 | 21.87 | 0 | 0.5 | 0.1 | 0.5 | 0.5 | 0 | 0 | 0 | 0 | 0 | 0 | 0 | 0 | 0 | 0 | 0 | 0 | 0 | 0 | 0 | 0 | 0
6535 | 13.2 | 1411.34 | 660 | 131.35 | 2202.69 | 740.21 | 444.13 | 11547.34 | 3387.03 | 14490.24 | 190.84 | 549.18 | 45.24 | 2398.5 | 2214 | 2214 | 61.5 | 6857.25 | 286.5 | 15.52 | -54.38 | 13.73 | 20 | 16.53 | 0 | 0.5 | 0.1 | 0.5 | 0.5 | 0 | 158.1 | 0 | 90.14 | 0 | 210.79 | 0 | 90.14 | 0 | 11.75 | 0 | 5.03 | 0 | 10.3 | 0 | 5.03 | 13.13
6536 | 15.2 | 1411.34 | 660 | 131.35 | 2202.69 | 740.21 | 444.13 | 11547.34 | 3387.03 | 14490.24 | 190.84 | 45836.29 | 3299.11 | 2398.5 | 11070 | 11070 | 61.5 | 24569.25 | 306.28 | 35.31 | -47.9 | 20.22 | 23.9 | 0 | 0 | 0.5 | 0.5 | 1 | 0.5 | 0 | 23640.42 | 0 | 17265.06 | 0 | 3453.83 | 0 | 1476.97 | 0 | 1756.38 | 0 | 963.24 | 0 | 168.73 | 0 | 82.4 | 328.37
6537 | 17.2 | 1411.34 | 660 | 131.35 | 2202.69 | 740.21 | 444.13 | 11547.34 | 3387.03 | 14490.24 | 190.84 | 33073.06 | 5013.17 | 2398.5 | 11070 | 11070 | 61.5 | 24569.25 | 305.25 | 34.27 | -46.68 | 21.44 | 23.9 | 0 | 0 | 0.5 | 0.5 | 1 | 0.5 | 0 | 12909.19 | 0 | 13413.42 | 0 | 4728.43 | 0 | 2022.02 | 0 | 1918.19 | 0 | 1496.7 | 0 | 461.99 | 0 | 225.62 | 910.67
6538 | 18.8 | 1411.34 | 660 | 131.35 | 2202.69 | 740.21 | 444.13 | 11547.34 | 3387.03 | 14490.24 | 190.84 | 41401.47 | 6494.02 | 2398.5 | 11070 | 11070 | 61.5 | 24569.25 | 309.37 | 38.4 | -44.43 | 23.69 | 23.9 | 0 | 0 | 0.5 | 0.5 | 1 | 0.5 | 0 | 11549.38 | 0 | 21061.8 | 0 | 6157.25 | 0 | 2633.03 | 0 | 1716.14 | 0 | 2350.12 | 0 | 601.59 | 0 | 293.8 | 1532.38
6539 | 21.1 | 1411.34 | 660 | 131.35 | 2202.69 | 740.21 | 444.13 | 11547.34 | 3387.03 | 14490.24 | 190.84 | 40738.8 | 6619.91 | 2398.5 | 11070 | 11070 | 61.5 | 24569.25 | 311.34 | 40.36 | -42.19 | 25.92 | 24 | 0 | -28.19 | 0.5 | 0.5 | 1 | 0.5 | 0 | 5193.14 | 0 | 23705.41 | 0 | 8879.25 | 0 | 2961 | 0 | 771.65 | 0 | 2645.1 | 0 | 867.54 | 0 | 330.39 | 2005.23
6540 | 22.2 | 1411.34 | 660 | 131.35 | 2202.69 | 740.21 | 444.13 | 11547.34 | 3387.03 | 14490.24 | 190.84 | 55839.02 | 8443.17 | 2398.5 | 11070 | 11070 | 61.5 | 24569.25 | 316.94 | 45.96 | -39.96 | 28.16 | 24 | 0 | -61.05 | 0.5 | 0.5 | 1 | 0.5 | 0 | 5513.39 | 0 | 23756.89 | 0 | 23425.13 | 0 | 3143.6 | 0 | 819.24 | 0 | 2650.85 | 0 | 2288.72 | 0 | 350.77 | 2333.59
6541 | 23.9 | 1411.34 | 660 | 131.35 | 2202.69 | 740.21 | 444.13 | 11547.34 | 3387.03 | 14490.24 | 190.84 | 67581.62 | 9689.15 | 2398.5 | 11070 | 11070 | 61.5 | 24569.25 | 322.02 | 51.04 | -37.39 | 30.72 | 24 | 0 | -98.67 | 0.5 | 0.5 | 1 | 0.5 | 0 | 5524.83 | 0 | 21039.25 | 0 | 37867.43 | 0 | 3150.12 | 0 | 820.94 | 0 | 2347.6 | 0 | 3699.79 | 0 | 351.5 | 2469.32
6542 | 23.8 | 1411.34 | 660 | 131.35 | 2202.69 | 740.21 | 444.13 | 11547.34 | 3387.03 | 14490.24 | 190.84 | 73240.09 | 10047.47 | 2398.5 | 11070 | 11070 | 61.5 | 24569.25 | 323.55 | 52.58 | -37.08 | 31.03 | 24 | 0 | -103.24 | 0.5 | 0.5 | 1 | 0.5 | 0 | 5293.85 | 0 | 15887.48 | 0 | 49040.33 | 0 | 3018.42 | 0 | 786.62 | 0 | 1772.76 | 0 | 4791.43 | 0 | 336.8 | 2359.86
6543 | 23.8 | 1411.34 | 660 | 131.35 | 2202.69 | 740.21 | 444.13 | 11547.34 | 3387.03 | 14490.24 | 190.84 | 71838.51 | 9464.31 | 2398.5 | 11070 | 11070 | 61.5 | 24569.25 | 323.02 | 52.04 | -37.22 | 30.9 | 24 | 0 | -101.26 | 0.5 | 0.5 | 1 | 0.5 | 0 | 4804.07 | 0 | 9470.65 | 0 | 54824.62 | 0 | 2739.16 | 0 | 713.84 | 0 | 1056.76 | 0 | 5356.57 | 0 | 305.64 | 2031.5
6544 | 23.6 | 1411.34 | 660 | 131.35 | 2202.69 | 740.21 | 444.13 | 11547.34 | 3387.03 | 14490.24 | 190.84 | 62130.21 | 7871.92 | 2398.5 | 11070 | 11070 | 61.5 | 24569.25 | 319.77 | 48.79 | -38.18 | 29.93 | 24 | 0 | -87.06 | 0.5 | 0.5 | 1 | 0.5 | 0 | 4090.95 | 0 | 3009.87 | 0 | 52696.83 | 0 | 2332.56 | 0 | 607.88 | 0 | 335.85 | 0 | 5148.68 | 0 | 260.27 | 1519.24
6545 | 23.1 | 1411.34 | 660 | 131.35 | 2202.69 | 740.21 | 444.13 | 11547.34 | 3387.03 | 14490.24 | 190.84 | 51017.21 | 6140.79 | 2398.5 | 11070 | 11070 | 61.5 | 24569.25 | 315.83 | 44.85 | -39.55 | 28.56 | 24 | 0 | -66.97 | 0.5 | 0.5 | 1 | 0.5 | 0 | 3088.77 | 0 | 1761.14 | 0 | 40930.49 | 0 | 5236.81 | 0 | 458.96 | 0 | 196.51 | 0 | 3999.06 | 0 | 584.33 | 901.91
6546 | 20 | 1411.34 | 660 | 131.35 | 2202.69 | 740.21 | 444.13 | 11547.34 | 3387.03 | 14490.24 | 190.84 | 27790.71 | 3167.42 | 2398.5 | 11070 | 11070 | 61.5 | 24569.25 | 305.89 | 34.91 | -44.4 | 23.72 | 23.9 | 0 | 0 | 0.5 | 0.5 | 1 | 0.5 | 0 | 1449.68 | 0 | 826.57 | 0 | 20843.37 | 0 | 4671.09 | 0 | 215.41 | 0 | 92.23 | 0 | 2036.48 | 0 | 521.21 | 302.1
6547 | 15.4 | 1411.34 | 660 | 131.35 | 2202.69 | 740.21 | 444.13 | 11547.34 | 3387.03 | 14490.24 | 190.84 | 0 | 0 | 2398.5 | 11070 | 11070 | 61.5 | 24569.25 | 293.27 | 22.3 | -51.05 | 17.07 | 22.3 | 0 | 0 | 0.5 | 0.5 | 1 | 0.5 | 0 | 0 | 0 | 0 | 0 | 0 | 0 | 0 | 0 | 0 | 0 | 0 | 0 | 0 | 0 | 0 | 0
6548 | 13.2 | 1411.34 | 660 | 131.35 | 2202.69 | 740.21 | 444.13 | 11547.34 | 3387.03 | 14490.24 | 190.84 | 0 | 0 | 2398.5 | 11070 | 11070 | 61.5 | 24569.25 | 291.2 | 20.23 | -53.22 | 14.9 | 20.23 | 0 | 0 | 0.5 | 0.5 | 1 | 0.5 | 0 | 0 | 0 | 0 | 0 | 0 | 0 | 0 | 0 | 0 | 0 | 0 | 0 | 0 | 0 | 0 | 0
6549 | 12.6 | 1411.34 | 660 | 131.35 | 2202.69 | 740.21 | 444.13 | 11547.34 | 3387.03 | 14490.24 | 190.84 | 0 | 0 | 2398.5 | 11070 | 11070 | 61.5 | 24569.25 | 290.59 | 19.61 | -53.81 | 14.3 | 20 | 1.42 | 0 | 0.5 | 0.5 | 1 | 0.5 | 0 | 0 | 0 | 0 | 0 | 0 | 0 | 0 | 0 | 0 | 0 | 0 | 0 | 0 | 0 | 0 | 0
6550 | 11.3 | 1411.34 | 660 | 131.35 | 2202.69 | 740.21 | 444.13 | 11547.34 | 3387.03 | 14490.24 | 190.84 | 0 | 0 | 2398.5 | 11070 | 11070 | 61.5 | 24569.25 | 289.39 | 18.41 | -55.09 | 13.02 | 20 | 5.85 | 0 | 0.5 | 0.5 | 1 | 0.5 | 0 | 0 | 0 | 0 | 0 | 0 | 0 | 0 | 0 | 0 | 0 | 0 | 0 | 0 | 0 | 0 | 0
6551 | 10.3 | 1411.34 | 660 | 131.35 | 2202.69 | 740.21 | 444.13 | 11547.34 | 3387.03 | 14490.24 | 190.84 | 0 | 0 | 2398.5 | 11070 | 11070 | 61.5 | 24569.25 | 288.47 | 17.5 | -56.08 | 12.03 | 20 | 9.24 | 0 | 0.5 | 0.5 | 1 | 0.5 | 0 | 0 | 0 | 0 | 0 | 0 | 0 | 0 | 0 | 0 | 0 | 0 | 0 | 0 | 0 | 0 | 0
6552 | 8.9 | 1411.34 | 660 | 131.35 | 2202.69 | 740.21 | 444.13 | 11547.34 | 3387.03 | 14490.24 | 190.84 | 0 | 0 | 2398.5 | 11070 | 11070 | 61.5 | 24569.25 | 287.19 | 16.21 | -57.46 | 10.65 | 20 | 13.98 | 0 | 0.5 | 0.5 | 1 | 0.5 | 0 | 0 | 0 | 0 | 0 | 0 | 0 | 0 | 0 | 0 | 0 | 0 | 0 | 0 | 0 | 0 | 0
6553 | 8.7 | 1411.34 | 660 | 131.35 | 2202.69 | 740.21 | 444.13 | 11547.34 | 3387.03 | 14490.24 | 190.84 | 0 | 0 | 2398.5 | 2214 | 2214 | 61.5 | 6857.25 | 282.2 | 11.23 | -58.87 | 9.25 | 20 | 32.37 | 0 | 0.5 | 0.1 | 0.5 | 0.5 | 0 | 0 | 0 | 0 | 0 | 0 | 0 | 0 | 0 | 0 | 0 | 0 | 0 | 0 | 0 | 0 | 0
6554 | 8.4 | 1411.34 | 660 | 131.35 | 2202.69 | 740.21 | 444.13 | 11547.34 | 3387.03 | 14490.24 | 190.84 | 0 | 0 | 2398.5 | 2214 | 2214 | 61.5 | 6857.25 | 281.93 | 10.95 | -59.16 | 8.95 | 20 | 33.39 | 0 | 0.5 | 0.1 | 0.5 | 0.5 | 0 | 0 | 0 | 0 | 0 | 0 | 0 | 0 | 0 | 0 | 0 | 0 | 0 | 0 | 0 | 0 | 0
6555 | 8.6 | 1411.34 | 660 | 131.35 | 2202.69 | 740.21 | 444.13 | 11547.34 | 3387.03 | 14490.24 | 190.84 | 0 | 0 | 2398.5 | 2214 | 2214 | 61.5 | 6857.25 | 282.11 | 11.14 | -58.96 | 9.15 | 20 | 32.71 | 0 | 0.5 | 0.1 | 0.5 | 0.5 | 0 | 0 | 0 | 0 | 0 | 0 | 0 | 0 | 0 | 0 | 0 | 0 | 0 | 0 | 0 | 0 | 0
6556 | 8.8 | 1411.34 | 660 | 131.35 | 2202.69 | 740.21 | 444.13 | 11547.34 | 3387.03 | 14490.24 | 190.84 | 0 | 0 | 2398.5 | 2214 | 2214 | 61.5 | 6857.25 | 282.3 | 11.32 | -58.77 | 9.35 | 20 | 32.03 | 0 | 0.5 | 0.1 | 0.5 | 0.5 | 0 | 0 | 0 | 0 | 0 | 0 | 0 | 0 | 0 | 0 | 0 | 0 | 0 | 0 | 0 | 0 | 0
6557 | 8.4 | 1411.34 | 660 | 131.35 | 2202.69 | 740.21 | 444.13 | 11547.34 | 3387.03 | 14490.24 | 190.84 | 0 | 0 | 2398.5 | 2214 | 2214 | 61.5 | 6857.25 | 281.93 | 10.95 | -59.16 | 8.95 | 20 | 33.39 | 0 | 0.5 | 0.1 | 0.5 | 0.5 | 0 | 0 | 0 | 0 | 0 | 0 | 0 | 0 | 0 | 0 | 0 | 0 | 0 | 0 | 0 | 0 | 0
6558 | 7.7 | 1411.34 | 660 | 131.35 | 2202.69 | 740.21 | 444.13 | 11547.34 | 3387.03 | 14490.24 | 190.84 | 0 | 0 | 2398.5 | 2214 | 2214 | 61.5 | 6857.25 | 281.29 | 10.31 | -59.85 | 8.26 | 20 | 35.76 | 0 | 0.5 | 0.1 | 0.5 | 0.5 | 0 | 0 | 0 | 0 | 0 | 0 | 0 | 0 | 0 | 0 | 0 | 0 | 0 | 0 | 0 | 0 | 0
6559 | 6.9 | 1411.34 | 660 | 131.35 | 2202.69 | 740.21 | 444.13 | 11547.34 | 3387.03 | 14490.24 | 190.84 | 549.18 | 45.24 | 2398.5 | 2214 | 2214 | 61.5 | 6857.25 | 280.71 | 9.74 | -60.6 | 7.51 | 20 | 37.87 | 0 | 0.5 | 0.1 | 0.5 | 0.5 | 0 | 158.1 | 0 | 90.14 | 0 | 210.79 | 0 | 90.14 | 0 | 11.75 | 0 | 5.03 | 0 | 10.3 | 0 | 5.03 | 13.13
6560 | 9.3 | 1411.34 | 660 | 131.35 | 2202.69 | 740.21 | 177.65 | 11280.86 | 3120.55 | 14223.76 | 190.84 | 27537.14 | 2112.76 | 959.4 | 4428 | 4428 | 24.6 | 9827.7 | 311.54 | 21.49 | -57.26 | 12.11 | 21.49 | 0 | 0 | 0.2 | 0.2 | 1 | 0.2 | 0 | 12918.54 | 0 | 9267.8 | 0 | 3748.02 | 0 | 1602.77 | 0 | 959.79 | 0 | 517.06 | 0 | 183.1 | 0 | 89.42 | 363.39
6561 | 10.9 | 1411.34 | 660 | 131.35 | 2202.69 | 740.21 | 177.65 | 11280.86 | 3120.55 | 14223.76 | 190.84 | 67626.66 | 5108.49 | 959.4 | 4428 | 4428 | 24.6 | 9827.7 | 325.54 | 35.49 | -52.69 | 16.68 | 23.9 | 0 | 0 | 0.2 | 0.2 | 1 | 0.2 | 0 | 26427.81 | 0 | 27995.57 | 0 | 9248.38 | 0 | 3954.9 | 0 | 1963.47 | 0 | 1561.9 | 0 | 451.8 | 0 | 220.65 | 910.67
6562 | 13 | 1411.34 | 660 | 131.35 | 2202.69 | 740.21 | 177.65 | 11280.86 | 3120.55 | 14223.76 | 190.84 | 42157.82 | 6596.58 | 959.4 | 4428 | 4428 | 24.6 | 9827.7 | 320.58 | 30.53 | -52.28 | 17.09 | 23.9 | 0 | 0 | 0.2 | 0.2 | 1 | 0.2 | 0 | 11618.49 | 0 | 22003.7 | 0 | 5978.87 | 0 | 2556.75 | 0 | 1726.41 | 0 | 2455.22 | 0 | 584.16 | 0 | 285.29 | 1545.51
6563 | 14.6 | 1411.34 | 660 | 131.35 | 2202.69 | 740.21 | 177.65 | 11280.86 | 3120.55 | 14223.76 | 190.84 | 40591.68 | 6565.33 | 959.4 | 4428 | 4428 | 24.6 | 9827.7 | 321.57 | 31.52 | -50.82 | 18.56 | 23.9 | 0 | 0 | 0.2 | 0.2 | 1 | 0.2 | 0 | 5171.88 | 0 | 23422.39 | 0 | 9048.53 | 0 | 2948.88 | 0 | 768.5 | 0 | 2613.52 | 0 | 884.08 | 0 | 329.04 | 1970.2
6564 | 15.8 | 1411.34 | 660 | 131.35 | 2202.69 | 740.21 | 177.65 | 11280.86 | 3120.55 | 14223.76 | 190.84 | 55670.41 | 8387.93 | 959.4 | 4428 | 4428 | 24.6 | 9827.7 | 327.56 | 37.51 | -48.46 | 20.92 | 23.9 | 0 | 0 | 0.2 | 0.2 | 1 | 0.2 | 0 | 5492.52 | 0 | 23575.97 | 0 | 23470.23 | 0 | 3131.7 | 0 | 816.14 | 0 | 2630.66 | 0 | 2293.13 | 0 | 349.44 | 2298.57
6565 | 16.6 | 1411.34 | 660 | 131.35 | 2202.69 | 740.21 | 177.65 | 11280.86 | 3120.55 | 14223.76 | 190.84 | 67372.31 | 9630.59 | 959.4 | 4428 | 4428 | 24.6 | 9827.7 | 332.03 | 41.99 | -46.77 | 22.6 | 23.9 | 0 | 0 | 0.2 | 0.2 | 1 | 0.2 | 0 | 5500.73 | 0 | 20918.91 | 0 | 37816.29 | 0 | 3136.38 | 0 | 817.36 | 0 | 2334.18 | 0 | 3694.79 | 0 | 349.96 | 2434.29
6566 | 16.8 | 1411.34 | 660 | 131.35 | 2202.69 | 740.21 | 177.65 | 11280.86 | 3120.55 | 14223.76 | 190.84 | 57301.54 | 8015.11 | 959.4 | 4428 | 4428 | 24.6 | 9827.7 | 328.83 | 38.78 | -47.38 | 21.99 | 23.9 | 0 | 0 | 0.2 | 0.2 | 1 | 0.2 | 0 | 6193.08 | 0 | 11915.12 | 0 | 35662.2 | 0 | 3531.14 | 0 | 920.24 | 0 | 1329.51 | 0 | 3484.33 | 0 | 394.01 | 1887.01
6567 | 16.8 | 1411.34 | 660 | 131.35 | 2202.69 | 740.21 | 177.65 | 11280.86 | 3120.55 | 14223.76 | 190.84 | 53513.37 | 7271.87 | 959.4 | 4428 | 4428 | 24.6 | 9827.7 | 327.51 | 37.46 | -47.7 | 21.67 | 23.9 | 0 | 0 | 0.2 | 0.2 | 1 | 0.2 | 0 | 5685.76 | 0 | 7369.97 | 0 | 37215.75 | 0 | 3241.88 | 0 | 844.85 | 0 | 822.36 | 0 | 3636.12 | 0 | 361.74 | 1606.81
6568 | 15.9 | 1411.34 | 660 | 131.35 | 2202.69 | 740.21 | 177.65 | 11280.86 | 3120.55 | 14223.76 | 190.84 | 33242.72 | 4584.57 | 959.4 | 4428 | 4428 | 24.6 | 9827.7 | 320.04 | 29.99 | -50.18 | 19.19 | 23.9 | 0 | 0 | 0.2 | 0.2 | 1 | 0.2 | 0 | 4691.95 | 0 | 2926.75 | 0 | 22948.78 | 0 | 2675.24 | 0 | 697.18 | 0 | 326.57 | 0 | 2242.18 | 0 | 298.51 | 1020.13
6569 | 15.2 | 1411.34 | 660 | 131.35 | 2202.69 | 740.21 | 177.65 | 11280.86 | 3120.55 | 14223.76 | 190.84 | 13918.6 | 2005.44 | 959.4 | 4428 | 4428 | 24.6 | 9827.7 | 313.05 | 23 | -52.39 | 16.98 | 23 | 0 | 0 | 0.2 | 0.2 | 1 | 0.2 | 0 | 2635.13 | 0 | 1502.48 | 0 | 7871.72 | 0 | 1909.27 | 0 | 391.56 | 0 | 167.65 | 0 | 769.1 | 0 | 213.04 | 464.09
6570 | 14.4 | 1411.34 | 660 | 131.35 | 2202.69 | 740.21 | 444.13 | 11547.34 | 3387.03 | 14490.24 | 190.84 | 8944.7 | 644.56 | 2398.5 | 11070 | 11070 | 61.5 | 24569.25 | 294.93 | 23.95 | -51.38 | 16.73 | 23.9 | 0 | 0 | 0.5 | 0.5 | 1 | 0.5 | 0 | 1797.79 | 0 | 1025.06 | 0 | 4643.41 | 0 | 1478.45 | 0 | 133.57 | 0 | 57.19 | 0 | 226.84 | 0 | 82.48 | 144.48
6571 | 13.9 | 1411.34 | 660 | 131.35 | 2202.69 | 740.21 | 444.13 | 11547.34 | 3387.03 | 14490.24 | 190.84 | 0 | 0 | 2398.5 | 11070 | 11070 | 61.5 | 24569.25 | 291.9 | 20.92 | -52.53 | 15.59 | 20.92 | 0 | 0 | 0.5 | 0.5 | 1 | 0.5 | 0 | 0 | 0 | 0 | 0 | 0 | 0 | 0 | 0 | 0 | 0 | 0 | 0 | 0 | 0 | 0 | 0
6572 | 13.5 | 1411.34 | 660 | 131.35 | 2202.69 | 740.21 | 444.13 | 11547.34 | 3387.03 | 14490.24 | 190.84 | 0 | 0 | 2398.5 | 11070 | 11070 | 61.5 | 24569.25 | 291.44 | 20.46 | -52.92 | 15.19 | 20.46 | 0 | 0 | 0.5 | 0.5 | 1 | 0.5 | 0 | 0 | 0 | 0 | 0 | 0 | 0 | 0 | 0 | 0 | 0 | 0 | 0 | 0 | 0 | 0 | 0
6573 | 13.3 | 1411.34 | 660 | 131.35 | 2202.69 | 740.21 | 444.13 | 11547.34 | 3387.03 | 14490.24 | 190.84 | 0 | 0 | 2398.5 | 11070 | 11070 | 61.5 | 24569.25 | 291.24 | 20.26 | -53.12 | 15 | 20.26 | 0 | 0 | 0.5 | 0.5 | 1 | 0.5 | 0 | 0 | 0 | 0 | 0 | 0 | 0 | 0 | 0 | 0 | 0 | 0 | 0 | 0 | 0 | 0 | 0
6574 | 12.6 | 1411.34 | 660 | 131.35 | 2202.69 | 740.21 | 444.13 | 11547.34 | 3387.03 | 14490.24 | 190.84 | 0 | 0 | 2398.5 | 11070 | 11070 | 61.5 | 24569.25 | 290.59 | 19.62 | -53.81 | 14.3 | 20 | 1.42 | 0 | 0.5 | 0.5 | 1 | 0.5 | 0 | 0 | 0 | 0 | 0 | 0 | 0 | 0 | 0 | 0 | 0 | 0 | 0 | 0 | 0 | 0 | 0
6575 | 12.1 | 1411.34 | 660 | 131.35 | 2202.69 | 740.21 | 444.13 | 11547.34 | 3387.03 | 14490.24 | 190.84 | 0 | 0 | 2398.5 | 11070 | 11070 | 61.5 | 24569.25 | 290.12 | 19.15 | -54.3 | 13.81 | 20 | 3.14 | 0 | 0.5 | 0.5 | 1 | 0.5 | 0 | 0 | 0 | 0 | 0 | 0 | 0 | 0 | 0 | 0 | 0 | 0 | 0 | 0 | 0 | 0 | 0
6576 | 12.1 | 1411.34 | 660 | 131.35 | 2202.69 | 740.21 | 444.13 | 11547.34 | 3387.03 | 14490.24 | 190.84 | 0 | 0 | 2398.5 | 11070 | 11070 | 61.5 | 24569.25 | 290.12 | 19.15 | -54.3 | 13.81 | 20 | 3.14 | 0 | 0.5 | 0.5 | 1 | 0.5 | 0 | 0 | 0 | 0 | 0 | 0 | 0 | 0 | 0 | 0 | 0 | 0 | 0 | 0 | 0 | 0 | 0
6577 | 12.2 | 1411.34 | 660 | 131.35 | 2202.69 | 740.21 | 444.13 | 11547.34 | 3387.03 | 14490.24 | 190.84 | 0 | 0 | 2398.5 | 2214 | 2214 | 61.5 | 6857.25 | 285.42 | 14.44 | -55.41 | 12.7 | 20 | 20.52 | 0 | 0.5 | 0.1 | 0.5 | 0.5 | 0 | 0 | 0 | 0 | 0 | 0 | 0 | 0 | 0 | 0 | 0 | 0 | 0 | 0 | 0 | 0 | 0
6578 | 12.3 | 1411.34 | 660 | 131.35 | 2202.69 | 740.21 | 444.13 | 11547.34 | 3387.03 | 14490.24 | 190.84 | 0 | 0 | 2398.5 | 2214 | 2214 | 61.5 | 6857.25 | 285.51 | 14.53 | -55.31 | 12.8 | 20 | 20.18 | 0 | 0.5 | 0.1 | 0.5 | 0.5 | 0 | 0 | 0 | 0 | 0 | 0 | 0 | 0 | 0 | 0 | 0 | 0 | 0 | 0 | 0 | 0 | 0
6579 | 12.3 | 1411.34 | 660 | 131.35 | 2202.69 | 740.21 | 444.13 | 11547.34 | 3387.03 | 14490.24 | 190.84 | 0 | 0 | 2398.5 | 2214 | 2214 | 61.5 | 6857.25 | 285.51 | 14.53 | -55.31 | 12.8 | 20 | 20.18 | 0 | 0.5 | 0.1 | 0.5 | 0.5 | 0 | 0 | 0 | 0 | 0 | 0 | 0 | 0 | 0 | 0 | 0 | 0 | 0 | 0 | 0 | 0 | 0
6580 | 12.4 | 1411.34 | 660 | 131.35 | 2202.69 | 740.21 | 444.13 | 11547.34 | 3387.03 | 14490.24 | 190.84 | 0 | 0 | 2398.5 | 2214 | 2214 | 61.5 | 6857.25 | 285.6 | 14.62 | -55.21 | 12.9 | 20 | 19.84 | 0 | 0.5 | 0.1 | 0.5 | 0.5 | 0 | 0 | 0 | 0 | 0 | 0 | 0 | 0 | 0 | 0 | 0 | 0 | 0 | 0 | 0 | 0 | 0
6581 | 12.5 | 1411.34 | 660 | 131.35 | 2202.69 | 740.21 | 444.13 | 11547.34 | 3387.03 | 14490.24 | 190.84 | 0 | 0 | 2398.5 | 2214 | 2214 | 61.5 | 6857.25 | 285.69 | 14.72 | -55.12 | 13 | 20 | 19.5 | 0 | 0.5 | 0.1 | 0.5 | 0.5 | 0 | 0 | 0 | 0 | 0 | 0 | 0 | 0 | 0 | 0 | 0 | 0 | 0 | 0 | 0 | 0 | 0
6582 | 12.9 | 1411.34 | 660 | 131.35 | 2202.69 | 740.21 | 444.13 | 11547.34 | 3387.03 | 14490.24 | 190.84 | 0 | 0 | 2398.5 | 2214 | 2214 | 61.5 | 6857.25 | 286.06 | 15.08 | -54.72 | 13.39 | 20 | 18.14 | 0 | 0.5 | 0.1 | 0.5 | 0.5 | 0 | 0 | 0 | 0 | 0 | 0 | 0 | 0 | 0 | 0 | 0 | 0 | 0 | 0 | 0 | 0 | 0
6583 | 13.5 | 1411.34 | 660 | 131.35 | 2202.69 | 740.21 | 444.13 | 11547.34 | 3387.03 | 14490.24 | 190.84 | 0 | 0 | 2398.5 | 2214 | 2214 | 61.5 | 6857.25 | 286.61 | 15.63 | -54.13 | 13.99 | 20 | 16.11 | 0 | 0.5 | 0.1 | 0.5 | 0.5 | 0 | 0 | 0 | 0 | 0 | 0 | 0 | 0 | 0 | 0 | 0 | 0 | 0 | 0 | 0 | 0 | 0
6584 | 14 | 1411.34 | 660 | 131.35 | 2202.69 | 740.21 | 177.65 | 11280.86 | 3120.55 | 14223.76 | 190.84 | 2057.4 | 168.86 | 959.4 | 4428 | 4428 | 24.6 | 9827.7 | 307.84 | 17.79 | -54.52 | 14.85 | 20 | 7.62 | 0 | 0.2 | 0.2 | 1 | 0.2 | 0 | 607.66 | 0 | 352.62 | 0 | 768.49 | 0 | 328.63 | 0 | 45.15 | 0 | 19.67 | 0 | 37.54 | 0 | 18.33 | 48.16
6585 | 14.6 | 1411.34 | 660 | 131.35 | 2202.69 | 740.21 | 177.65 | 11280.86 | 3120.55 | 14223.76 | 190.84 | 6626.07 | 545.57 | 959.4 | 4428 | 4428 | 24.6 | 9827.7 | 309.82 | 19.77 | -53.59 | 15.78 | 20 | 0.81 | 0 | 0.2 | 0.2 | 1 | 0.2 | 0 | 1925.18 | 0 | 1131.84 | 0 | 2499.98 | 0 | 1069.07 | 0 | 143.03 | 0 | 63.15 | 0 | 122.13 | 0 | 59.64 | 157.62
6586 | 15.6 | 1411.34 | 660 | 131.35 | 2202.69 | 740.21 | 177.65 | 11280.86 | 3120.55 | 14223.76 | 190.84 | 29136.67 | 2345.18 | 959.4 | 4428 | 4428 | 24.6 | 9827.7 | 317.77 | 27.72 | -50.92 | 18.46 | 23.9 | 0 | 0 | 0.2 | 0.2 | 1 | 0.2 | 0 | 8260.44 | 0 | 7769.13 | 0 | 9181.02 | 0 | 3926.09 | 0 | 613.71 | 0 | 433.45 | 0 | 448.51 | 0 | 219.04 | 630.46
6587 | 16.7 | 1411.34 | 660 | 131.35 | 2202.69 | 740.21 | 177.65 | 11280.86 | 3120.55 | 14223.76 | 190.84 | 26860.92 | 4322.99 | 959.4 | 4428 | 4428 | 24.6 | 9827.7 | 318.84 | 28.79 | -49.85 | 19.52 | 23.9 | 0 | 0 | 0.2 | 0.2 | 1 | 0.2 | 0 | 5709.19 | 0 | 9554.07 | 0 | 8342.42 | 0 | 3255.24 | 0 | 848.34 | 0 | 1066.06 | 0 | 815.09 | 0 | 363.23 | 1230.28
6588 | 17 | 1411.34 | 660 | 131.35 | 2202.69 | 740.21 | 177.65 | 11280.86 | 3120.55 | 14223.76 | 190.84 | 20421.56 | 3282.03 | 959.4 | 4428 | 4428 | 24.6 | 9827.7 | 316.94 | 26.89 | -50.07 | 19.3 | 23.9 | 0 | 0 | 0.2 | 0.2 | 1 | 0.2 | 0 | 5146.54 | 0 | 4348.08 | 0 | 7992.52 | 0 | 2934.43 | 0 | 764.73 | 0 | 485.17 | 0 | 780.9 | 0 | 327.43 | 923.8
6589 | 17.9 | 1411.34 | 660 | 131.35 | 2202.69 | 740.21 | 177.65 | 11280.86 | 3120.55 | 14223.76 | 190.84 | 42845.19 | 6363.86 | 959.4 | 4428 | 4428 | 24.6 | 9827.7 | 325.15 | 35.1 | -47.42 | 21.96 | 23.9 | 0 | 0 | 0.2 | 0.2 | 1 | 0.2 | 0 | 6746.95 | 0 | 10974.15 | 0 | 21277.15 | 0 | 3846.94 | 0 | 1002.54 | 0 | 1224.52 | 0 | 2078.86 | 0 | 429.25 | 1628.7
6590 | 17.7 | 1411.34 | 660 | 131.35 | 2202.69 | 740.21 | 177.65 | 11280.86 | 3120.55 | 14223.76 | 190.84 | 19504.18 | 3107.13 | 959.4 | 4428 | 4428 | 24.6 | 9827.7 | 317.25 | 27.2 | -49.46 | 19.91 | 23.9 | 0 | 0 | 0.2 | 0.2 | 1 | 0.2 | 0 | 4972.77 | 0 | 3357.08 | 0 | 8338.98 | 0 | 2835.35 | 0 | 738.91 | 0 | 374.59 | 0 | 814.75 | 0 | 316.37 | 862.51
6591 | 16.9 | 1411.34 | 660 | 131.35 | 2202.69 | 740.21 | 177.65 | 11280.86 | 3120.55 | 14223.76 | 190.84 | 8752.21 | 1431.7 | 959.4 | 4428 | 4428 | 24.6 | 9827.7 | 312.93 | 22.88 | -51.11 | 18.26 | 22.88 | 0 | 0 | 0.2 | 0.2 | 1 | 0.2 | 0 | 2469.21 | 0 | 1429.31 | 0 | 3445.81 | 0 | 1407.88 | 0 | 366.9 | 0 | 159.49 | 0 | 336.67 | 0 | 157.09 | 411.55
6592 | 16.2 | 1411.34 | 660 | 131.35 | 2202.69 | 740.21 | 177.65 | 11280.86 | 3120.55 | 14223.76 | 190.84 | 8551.86 | 704.35 | 959.4 | 4428 | 4428 | 24.6 | 9827.7 | 311.98 | 21.93 | -51.87 | 17.51 | 21.93 | 0 | 0 | 0.2 | 0.2 | 1 | 0.2 | 0 | 2421.71 | 0 | 1382.97 | 0 | 3366.39 | 0 | 1380.8 | 0 | 179.92 | 0 | 77.16 | 0 | 164.45 | 0 | 77.04 | 205.78
6593 | 15.9 | 1411.34 | 660 | 131.35 | 2202.69 | 740.21 | 177.65 | 11280.86 | 3120.55 | 14223.76 | 190.84 | 3407.22 | 281.82 | 959.4 | 4428 | 4428 | 24.6 | 9827.7 | 310.06 | 20.01 | -52.55 | 16.83 | 20.01 | 0 | 0 | 0.2 | 0.2 | 1 | 0.2 | 0 | 963.67 | 0 | 549.46 | 0 | 1339.57 | 0 | 554.51 | 0 | 71.6 | 0 | 30.66 | 0 | 65.44 | 0 | 30.94 | 83.19
6594 | 16 | 1411.34 | 660 | 131.35 | 2202.69 | 740.21 | 444.13 | 11547.34 | 3387.03 | 14490.24 | 190.84 | 1471.94 | 120.41 | 2398.5 | 11070 | 11070 | 61.5 | 24569.25 | 294.14 | 23.16 | -50.35 | 17.77 | 23.16 | 0 | 0 | 0.5 | 0.5 | 1 | 0.5 | 0 | 401.45 | 0 | 228.89 | 0 | 599.78 | 0 | 241.82 | 0 | 29.83 | 0 | 12.77 | 0 | 29.3 | 0 | 13.49 | 35.03
6595 | 16 | 1411.34 | 660 | 131.35 | 2202.69 | 740.21 | 444.13 | 11547.34 | 3387.03 | 14490.24 | 190.84 | 0 | 0 | 2398.5 | 11070 | 11070 | 61.5 | 24569.25 | 293.8 | 22.82 | -50.45 | 17.66 | 22.82 | 0 | 0 | 0.5 | 0.5 | 1 | 0.5 | 0 | 0 | 0 | 0 | 0 | 0 | 0 | 0 | 0 | 0 | 0 | 0 | 0 | 0 | 0 | 0 | 0
6596 | 16.1 | 1411.34 | 660 | 131.35 | 2202.69 | 740.21 | 444.13 | 11547.34 | 3387.03 | 14490.24 | 190.84 | 0 | 0 | 2398.5 | 11070 | 11070 | 61.5 | 24569.25 | 293.88 | 22.91 | -50.36 | 17.76 | 22.91 | 0 | 0 | 0.5 | 0.5 | 1 | 0.5 | 0 | 0 | 0 | 0 | 0 | 0 | 0 | 0 | 0 | 0 | 0 | 0 | 0 | 0 | 0 | 0 | 0
6597 | 16.2 | 1411.34 | 660 | 131.35 | 2202.69 | 740.21 | 444.13 | 11547.34 | 3387.03 | 14490.24 | 190.84 | 0 | 0 | 2398.5 | 11070 | 11070 | 61.5 | 24569.25 | 293.98 | 23 | -50.26 | 17.86 | 23 | 0 | 0 | 0.5 | 0.5 | 1 | 0.5 | 0 | 0 | 0 | 0 | 0 | 0 | 0 | 0 | 0 | 0 | 0 | 0 | 0 | 0 | 0 | 0 | 0
6598 | 16.1 | 1411.34 | 660 | 131.35 | 2202.69 | 740.21 | 444.13 | 11547.34 | 3387.03 | 14490.24 | 190.84 | 0 | 0 | 2398.5 | 11070 | 11070 | 61.5 | 24569.25 | 293.89 | 22.91 | -50.36 | 17.76 | 22.91 | 0 | 0 | 0.5 | 0.5 | 1 | 0.5 | 0 | 0 | 0 | 0 | 0 | 0 | 0 | 0 | 0 | 0 | 0 | 0 | 0 | 0 | 0 | 0 | 0
6599 | 16.2 | 1411.34 | 660 | 131.35 | 2202.69 | 740.21 | 444.13 | 11547.34 | 3387.03 | 14490.24 | 190.84 | 0 | 0 | 2398.5 | 11070 | 11070 | 61.5 | 24569.25 | 293.98 | 23 | -50.26 | 17.86 | 23 | 0 | 0 | 0.5 | 0.5 | 1 | 0.5 | 0 | 0 | 0 | 0 | 0 | 0 | 0 | 0 | 0 | 0 | 0 | 0 | 0 | 0 | 0 | 0 | 0
6600 | 16.1 | 1411.34 | 660 | 131.35 | 2202.69 | 740.21 | 444.13 | 11547.34 | 3387.03 | 14490.24 | 190.84 | 0 | 0 | 2398.5 | 11070 | 11070 | 61.5 | 24569.25 | 293.89 | 22.91 | -50.36 | 17.76 | 22.91 | 0 | 0 | 0.5 | 0.5 | 1 | 0.5 | 0 | 0 | 0 | 0 | 0 | 0 | 0 | 0 | 0 | 0 | 0 | 0 | 0 | 0 | 0 | 0 | 0
6601 | 16.3 | 1411.34 | 660 | 131.35 | 2202.69 | 740.21 | 444.13 | 11547.34 | 3387.03 | 14490.24 | 190.84 | 0 | 0 | 2398.5 | 2214 | 2214 | 61.5 | 6857.25 | 289.27 | 18.29 | -51.36 | 16.75 | 20 | 6.3 | 0 | 0.5 | 0.1 | 0.5 | 0.5 | 0 | 0 | 0 | 0 | 0 | 0 | 0 | 0 | 0 | 0 | 0 | 0 | 0 | 0 | 0 | 0 | 0
6602 | 16.2 | 1411.34 | 660 | 131.35 | 2202.69 | 740.21 | 444.13 | 11547.34 | 3387.03 | 14490.24 | 190.84 | 0 | 0 | 2398.5 | 2214 | 2214 | 61.5 | 6857.25 | 289.09 | 18.11 | -51.46 | 16.65 | 20 | 6.97 | 0 | 0.5 | 0.1 | 0.5 | 0.5 | 0 | 0 | 0 | 0 | 0 | 0 | 0 | 0 | 0 | 0 | 0 | 0 | 0 | 0 | 0 | 0 | 0
6603 | 16.1 | 1411.34 | 660 | 131.35 | 2202.69 | 740.21 | 444.13 | 11547.34 | 3387.03 | 14490.24 | 190.84 | 0 | 0 | 2398.5 | 2214 | 2214 | 61.5 | 6857.25 | 289 | 18.02 | -51.56 | 16.55 | 20 | 7.31 | 0 | 0.5 | 0.1 | 0.5 | 0.5 | 0 | 0 | 0 | 0 | 0 | 0 | 0 | 0 | 0 | 0 | 0 | 0 | 0 | 0 | 0 | 0 | 0
6604 | 15.7 | 1411.34 | 660 | 131.35 | 2202.69 | 740.21 | 444.13 | 11547.34 | 3387.03 | 14490.24 | 190.84 | 0 | 0 | 2398.5 | 2214 | 2214 | 61.5 | 6857.25 | 288.63 | 17.65 | -51.96 | 16.16 | 20 | 8.66 | 0 | 0.5 | 0.1 | 0.5 | 0.5 | 0 | 0 | 0 | 0 | 0 | 0 | 0 | 0 | 0 | 0 | 0 | 0 | 0 | 0 | 0 | 0 | 0
6605 | 15.5 | 1411.34 | 660 | 131.35 | 2202.69 | 740.21 | 444.13 | 11547.34 | 3387.03 | 14490.24 | 190.84 | 0 | 0 | 2398.5 | 2214 | 2214 | 61.5 | 6857.25 | 288.45 | 17.47 | -52.15 | 15.96 | 20 | 9.34 | 0 | 0.5 | 0.1 | 0.5 | 0.5 | 0 | 0 | 0 | 0 | 0 | 0 | 0 | 0 | 0 | 0 | 0 | 0 | 0 | 0 | 0 | 0 | 0
6606 | 15.2 | 1411.34 | 660 | 131.35 | 2202.69 | 740.21 | 444.13 | 11547.34 | 3387.03 | 14490.24 | 190.84 | 0 | 0 | 2398.5 | 2214 | 2214 | 61.5 | 6857.25 | 288.17 | 17.19 | -52.45 | 15.66 | 20 | 10.35 | 0 | 0.5 | 0.1 | 0.5 | 0.5 | 0 | 0 | 0 | 0 | 0 | 0 | 0 | 0 | 0 | 0 | 0 | 0 | 0 | 0 | 0 | 0 | 0
6607 | 14.8 | 1411.34 | 660 | 131.35 | 2202.69 | 740.21 | 444.13 | 11547.34 | 3387.03 | 14490.24 | 190.84 | 0 | 0 | 2398.5 | 2214 | 2214 | 61.5 | 6857.25 | 287.8 | 16.83 | -52.85 | 15.27 | 20 | 11.71 | 0 | 0.5 | 0.1 | 0.5 | 0.5 | 0 | 0 | 0 | 0 | 0 | 0 | 0 | 0 | 0 | 0 | 0 | 0 | 0 | 0 | 0 | 0 | 0
6608 | 15.5 | 1411.34 | 660 | 131.35 | 2202.69 | 740.21 | 177.65 | 11280.86 | 3120.55 | 14223.76 | 190.84 | 28100.83 | 1993.18 | 959.4 | 4428 | 4428 | 24.6 | 9827.7 | 317.28 | 27.23 | -51.11 | 18.26 | 23.9 | 0 | 0 | 0.2 | 0.2 | 1 | 0.2 | 0 | 14471.51 | 0 | 10927.52 | 0 | 1892.51 | 0 | 809.29 | 0 | 1075.17 | 0 | 609.66 | 0 | 92.45 | 0 | 45.15 | 170.75
6609 | 16.6 | 1411.34 | 660 | 131.35 | 2202.69 | 740.21 | 177.65 | 11280.86 | 3120.55 | 14223.76 | 190.84 | 30246.05 | 4538.67 | 959.4 | 4428 | 4428 | 24.6 | 9827.7 | 319.79 | 29.74 | -49.7 | 19.67 | 23.9 | 0 | 0 | 0.2 | 0.2 | 1 | 0.2 | 0 | 11634.27 | 0 | 12513.82 | 0 | 4271.39 | 0 | 1826.58 | 0 | 1728.75 | 0 | 1396.32 | 0 | 417.33 | 0 | 203.81 | 792.46
6610 | 18.1 | 1411.34 | 660 | 131.35 | 2202.69 | 740.21 | 177.65 | 11280.86 | 3120.55 | 14223.76 | 190.84 | 39686.57 | 6190.81 | 959.4 | 4428 | 4428 | 24.6 | 9827.7 | 324.36 | 34.31 | -47.45 | 21.92 | 23.9 | 0 | 0 | 0.2 | 0.2 | 1 | 0.2 | 0 | 10719.48 | 0 | 20386.79 | 0 | 6010.17 | 0 | 2570.14 | 0 | 1592.82 | 0 | 2274.8 | 0 | 587.22 | 0 | 286.78 | 1449.19
6611 | 19.5 | 1411.34 | 660 | 131.35 | 2202.69 | 740.21 | 177.65 | 11280.86 | 3120.55 | 14223.76 | 190.84 | 39045.45 | 6225.84 | 959.4 | 4428 | 4428 | 24.6 | 9827.7 | 325.46 | 35.41 | -46.11 | 23.26 | 23.9 | 0 | 0 | 0.2 | 0.2 | 1 | 0.2 | 0 | 5455.26 | 0 | 20948.35 | 0 | 9531.37 | 0 | 3110.46 | 0 | 810.6 | 0 | 2337.46 | 0 | 931.25 | 0 | 347.07 | 1799.45
6612 | 20.5 | 1411.34 | 660 | 131.35 | 2202.69 | 740.21 | 177.65 | 11280.86 | 3120.55 | 14223.76 | 190.84 | 50042.82 | 7510.81 | 959.4 | 4428 | 4428 | 24.6 | 9827.7 | 329.92 | 39.87 | -44.27 | 25.1 | 24 | 0 | -15.88 | 0.2 | 0.2 | 1 | 0.2 | 0 | 6017.8 | 0 | 19535.07 | 0 | 21058.75 | 0 | 3431.2 | 0 | 894.19 | 0 | 2179.76 | 0 | 2057.52 | 0 | 382.86 | 1996.47
6613 | 21.2 | 1411.34 | 660 | 131.35 | 2202.69 | 740.21 | 177.65 | 11280.86 | 3120.55 | 14223.76 | 190.84 | 65293.23 | 9295.14 | 959.4 | 4428 | 4428 | 24.6 | 9827.7 | 335.5 | 45.45 | -42.4 | 26.97 | 24 | 0 | -42.87 | 0.2 | 0.2 | 1 | 0.2 | 0 | 5550.69 | 0 | 20006.88 | 0 | 36570.79 | 0 | 3164.87 | 0 | 824.78 | 0 | 2232.41 | 0 | 3573.1 | 0 | 353.14 | 2311.7
6614 | 21.8 | 1411.34 | 660 | 131.35 | 2202.69 | 740.21 | 177.65 | 11280.86 | 3120.55 | 14223.76 | 190.84 | 70293.62 | 9593.35 | 959.4 | 4428 | 4428 | 24.6 | 9827.7 | 337.58 | 47.53 | -41.44 | 27.93 | 24 | 0 | -56.7 | 0.2 | 0.2 | 1 | 0.2 | 0 | 5324.77 | 0 | 15135.55 | 0 | 46797.24 | 0 | 3036.05 | 0 | 791.21 | 0 | 1688.86 | 0 | 4572.27 | 0 | 338.77 | 2202.25
6615 | 21.6 | 1411.34 | 660 | 131.35 | 2202.69 | 740.21 | 177.65 | 11280.86 | 3120.55 | 14223.76 | 190.84 | 46717.74 | 6414.32 | 959.4 | 4428 | 4428 | 24.6 | 9827.7 | 329.64 | 39.59 | -43.49 | 25.88 | 24 | 0 | -27.11 | 0.2 | 0.2 | 1 | 0.2 | 0 | 5713.04 | 0 | 6554.98 | 0 | 31192.29 | 0 | 3257.43 | 0 | 848.91 | 0 | 731.42 | 0 | 3047.6 | 0 | 363.47 | 1422.92
6616 | 22 | 1411.34 | 660 | 131.35 | 2202.69 | 740.21 | 177.65 | 11280.86 | 3120.55 | 14223.76 | 190.84 | 45495.22 | 5946.91 | 959.4 | 4428 | 4428 | 24.6 | 9827.7 | 329.51 | 39.46 | -43.22 | 26.16 | 24 | 0 | -31.1 | 0.2 | 0.2 | 1 | 0.2 | 0 | 4561.07 | 0 | 3083.04 | 0 | 35250.51 | 0 | 2600.61 | 0 | 677.73 | 0 | 344.01 | 0 | 3444.11 | 0 | 290.18 | 1190.88
6617 | 21.4 | 1411.34 | 660 | 131.35 | 2202.69 | 740.21 | 177.65 | 11280.86 | 3120.55 | 14223.76 | 190.84 | 12629.45 | 1826.6 | 959.4 | 4428 | 4428 | 24.6 | 9827.7 | 318.24 | 28.19 | -46.37 | 23 | 23.9 | 0 | 0 | 0.2 | 0.2 | 1 | 0.2 | 0 | 2445.89 | 0 | 1394.58 | 0 | 7049.05 | 0 | 1739.93 | 0 | 363.44 | 0 | 155.61 | 0 | 688.72 | 0 | 194.15 | 424.69
6618 | 20.2 | 1411.34 | 660 | 131.35 | 2202.69 | 740.21 | 444.13 | 11547.34 | 3387.03 | 14490.24 | 190.84 | 4953.99 | 692.05 | 2398.5 | 11070 | 11070 | 61.5 | 24569.25 | 299.21 | 28.23 | -45.92 | 22.19 | 23.9 | 0 | 0 | 0.5 | 0.5 | 1 | 0.5 | 0 | 887.95 | 0 | 506.29 | 0 | 2743.3 | 0 | 816.45 | 0 | 131.94 | 0 | 56.49 | 0 | 268.03 | 0 | 91.1 | 144.48
6619 | 19.3 | 1411.34 | 660 | 131.35 | 2202.69 | 740.21 | 444.13 | 11547.34 | 3387.03 | 14490.24 | 190.84 | 0 | 0 | 2398.5 | 11070 | 11070 | 61.5 | 24569.25 | 296.85 | 25.88 | -47.2 | 20.92 | 23.9 | 0 | 0 | 0.5 | 0.5 | 1 | 0.5 | 0 | 0 | 0 | 0 | 0 | 0 | 0 | 0 | 0 | 0 | 0 | 0 | 0 | 0 | 0 | 0 | 0
6620 | 18.8 | 1411.34 | 660 | 131.35 | 2202.69 | 740.21 | 444.13 | 11547.34 | 3387.03 | 14490.24 | 190.84 | 0 | 0 | 2398.5 | 11070 | 11070 | 61.5 | 24569.25 | 296.39 | 25.42 | -47.69 | 20.42 | 23.9 | 0 | 0 | 0.5 | 0.5 | 1 | 0.5 | 0 | 0 | 0 | 0 | 0 | 0 | 0 | 0 | 0 | 0 | 0 | 0 | 0 | 0 | 0 | 0 | 0
6621 | 18.1 | 1411.34 | 660 | 131.35 | 2202.69 | 740.21 | 444.13 | 11547.34 | 3387.03 | 14490.24 | 190.84 | 0 | 0 | 2398.5 | 11070 | 11070 | 61.5 | 24569.25 | 295.75 | 24.77 | -48.38 | 19.73 | 23.9 | 0 | 0 | 0.5 | 0.5 | 1 | 0.5 | 0 | 0 | 0 | 0 | 0 | 0 | 0 | 0 | 0 | 0 | 0 | 0 | 0 | 0 | 0 | 0 | 0
6622 | 17.6 | 1411.34 | 660 | 131.35 | 2202.69 | 740.21 | 444.13 | 11547.34 | 3387.03 | 14490.24 | 190.84 | 0 | 0 | 2398.5 | 11070 | 11070 | 61.5 | 24569.25 | 295.29 | 24.32 | -48.88 | 19.24 | 23.9 | 0 | 0 | 0.5 | 0.5 | 1 | 0.5 | 0 | 0 | 0 | 0 | 0 | 0 | 0 | 0 | 0 | 0 | 0 | 0 | 0 | 0 | 0 | 0 | 0
6623 | 17.5 | 1411.34 | 660 | 131.35 | 2202.69 | 740.21 | 444.13 | 11547.34 | 3387.03 | 14490.24 | 190.84 | 0 | 0 | 2398.5 | 11070 | 11070 | 61.5 | 24569.25 | 295.2 | 24.22 | -48.97 | 19.14 | 23.9 | 0 | 0 | 0.5 | 0.5 | 1 | 0.5 | 0 | 0 | 0 | 0 | 0 | 0 | 0 | 0 | 0 | 0 | 0 | 0 | 0 | 0 | 0 | 0 | 0
6624 | 17 | 1411.34 | 660 | 131.35 | 2202.69 | 740.21 | 444.13 | 11547.34 | 3387.03 | 14490.24 | 190.84 | 0 | 0 | 2398.5 | 11070 | 11070 | 61.5 | 24569.25 | 294.74 | 23.76 | -49.47 | 18.65 | 23.76 | 0 | 0 | 0.5 | 0.5 | 1 | 0.5 | 0 | 0 | 0 | 0 | 0 | 0 | 0 | 0 | 0 | 0 | 0 | 0 | 0 | 0 | 0 | 0 | 0
6625 | 15.9 | 1411.34 | 660 | 131.35 | 2202.69 | 740.21 | 444.13 | 11547.34 | 3387.03 | 14490.24 | 190.84 | 0 | 0 | 2398.5 | 2214 | 2214 | 61.5 | 6857.25 | 288.93 | 17.95 | -51.76 | 16.36 | 20 | 7.56 | 0 | 0.5 | 0.1 | 0.5 | 0.5 | 0 | 0 | 0 | 0 | 0 | 0 | 0 | 0 | 0 | 0 | 0 | 0 | 0 | 0 | 0 | 0 | 0
6626 | 13.8 | 1411.34 | 660 | 131.35 | 2202.69 | 740.21 | 444.13 | 11547.34 | 3387.03 | 14490.24 | 190.84 | 0 | 0 | 2398.5 | 2214 | 2214 | 61.5 | 6857.25 | 286.89 | 15.91 | -53.83 | 14.28 | 20 | 15.1 | 0 | 0.5 | 0.1 | 0.5 | 0.5 | 0 | 0 | 0 | 0 | 0 | 0 | 0 | 0 | 0 | 0 | 0 | 0 | 0 | 0 | 0 | 0 | 0
6627 | 13.8 | 1411.34 | 660 | 131.35 | 2202.69 | 740.21 | 444.13 | 11547.34 | 3387.03 | 14490.24 | 190.84 | 0 | 0 | 2398.5 | 2214 | 2214 | 61.5 | 6857.25 | 286.89 | 15.91 | -53.83 | 14.28 | 20 | 15.1 | 0 | 0.5 | 0.1 | 0.5 | 0.5 | 0 | 0 | 0 | 0 | 0 | 0 | 0 | 0 | 0 | 0 | 0 | 0 | 0 | 0 | 0 | 0 | 0
6628 | 13.9 | 1411.34 | 660 | 131.35 | 2202.69 | 740.21 | 444.13 | 11547.34 | 3387.03 | 14490.24 | 190.84 | 0 | 0 | 2398.5 | 2214 | 2214 | 61.5 | 6857.25 | 286.98 | 16 | -53.73 | 14.38 | 20 | 14.76 | 0 | 0.5 | 0.1 | 0.5 | 0.5 | 0 | 0 | 0 | 0 | 0 | 0 | 0 | 0 | 0 | 0 | 0 | 0 | 0 | 0 | 0 | 0 | 0
6629 | 13.3 | 1411.34 | 660 | 131.35 | 2202.69 | 740.21 | 444.13 | 11547.34 | 3387.03 | 14490.24 | 190.84 | 0 | 0 | 2398.5 | 2214 | 2214 | 61.5 | 6857.25 | 286.43 | 15.45 | -54.33 | 13.79 | 20 | 16.79 | 0 | 0.5 | 0.1 | 0.5 | 0.5 | 0 | 0 | 0 | 0 | 0 | 0 | 0 | 0 | 0 | 0 | 0 | 0 | 0 | 0 | 0 | 0 | 0
6630 | 13.2 | 1411.34 | 660 | 131.35 | 2202.69 | 740.21 | 444.13 | 11547.34 | 3387.03 | 14490.24 | 190.84 | 0 | 0 | 2398.5 | 2214 | 2214 | 61.5 | 6857.25 | 286.33 | 15.36 | -54.42 | 13.69 | 20 | 17.13 | 0 | 0.5 | 0.1 | 0.5 | 0.5 | 0 | 0 | 0 | 0 | 0 | 0 | 0 | 0 | 0 | 0 | 0 | 0 | 0 | 0 | 0 | 0 | 0
6631 | 14.9 | 1411.34 | 660 | 131.35 | 2202.69 | 740.21 | 444.13 | 11547.34 | 3387.03 | 14490.24 | 190.84 | 0 | 0 | 2398.5 | 2214 | 2214 | 61.5 | 6857.25 | 287.9 | 16.92 | -52.75 | 15.37 | 20 | 11.37 | 0 | 0.5 | 0.1 | 0.5 | 0.5 | 0 | 0 | 0 | 0 | 0 | 0 | 0 | 0 | 0 | 0 | 0 | 0 | 0 | 0 | 0 | 0 | 0
6632 | 15.9 | 1411.34 | 660 | 131.35 | 2202.69 | 740.21 | 177.65 | 11280.86 | 3120.55 | 14223.76 | 190.84 | 25792.93 | 1828.99 | 959.4 | 4428 | 4428 | 24.6 | 9827.7 | 316.92 | 26.87 | -50.89 | 18.49 | 23.9 | 0 | 0 | 0.2 | 0.2 | 1 | 0.2 | 0 | 13214.29 | 0 | 10075.98 | 0 | 1753.01 | 0 | 749.64 | 0 | 981.76 | 0 | 562.15 | 0 | 85.64 | 0 | 41.82 | 157.62
6633 | 16.8 | 1411.34 | 660 | 131.35 | 2202.69 | 740.21 | 177.65 | 11280.86 | 3120.55 | 14223.76 | 190.84 | 13288.14 | 2040 | 959.4 | 4428 | 4428 | 24.6 | 9827.7 | 314.33 | 24.28 | -50.85 | 18.52 | 23.9 | 0 | 0 | 0.2 | 0.2 | 1 | 0.2 | 0 | 4676.8 | 0 | 4445.88 | 0 | 2917.74 | 0 | 1247.72 | 0 | 694.93 | 0 | 496.08 | 0 | 285.07 | 0 | 139.22 | 424.69
6634 | 18.5 | 1411.34 | 660 | 131.35 | 2202.69 | 740.21 | 177.65 | 11280.86 | 3120.55 | 14223.76 | 190.84 | 28347.91 | 4431.98 | 959.4 | 4428 | 4428 | 24.6 | 9827.7 | 320.93 | 30.88 | -47.96 | 21.41 | 23.9 | 0 | 0 | 0.2 | 0.2 | 1 | 0.2 | 0 | 7741.67 | 0 | 11766.01 | 0 | 6192.24 | 0 | 2648 | 0 | 1150.34 | 0 | 1312.88 | 0 | 605.01 | 0 | 295.47 | 1068.29
6635 | 18.7 | 1411.34 | 660 | 131.35 | 2202.69 | 740.21 | 177.65 | 11280.86 | 3120.55 | 14223.76 | 190.84 | 32015.07 | 5095.8 | 959.4 | 4428 | 4428 | 24.6 | 9827.7 | 322.36 | 32.32 | -47.47 | 21.91 | 23.9 | 0 | 0 | 0.2 | 0.2 | 1 | 0.2 | 0 | 5798.51 | 0 | 13747.7 | 0 | 9162.69 | 0 | 3306.17 | 0 | 861.61 | 0 | 1534 | 0 | 895.23 | 0 | 368.91 | 1436.06
6636 | 20.2 | 1411.34 | 660 | 131.35 | 2202.69 | 740.21 | 177.65 | 11280.86 | 3120.55 | 14223.76 | 190.84 | 39573.13 | 6034.68 | 959.4 | 4428 | 4428 | 24.6 | 9827.7 | 326.19 | 36.14 | -45.4 | 23.98 | 23.98 | 0 | 0 | 0.2 | 0.2 | 1 | 0.2 | 0 | 6453.58 | 0 | 13110.7 | 0 | 16329.19 | 0 | 3679.67 | 0 | 958.94 | 0 | 1462.92 | 0 | 1595.42 | 0 | 410.59 | 1606.81
6637 | 21.2 | 1411.34 | 660 | 131.35 | 2202.69 | 740.21 | 177.65 | 11280.86 | 3120.55 | 14223.76 | 190.84 | 58870.91 | 8413.13 | 959.4 | 4428 | 4428 | 24.6 | 9827.7 | 333.38 | 43.33 | -42.91 | 26.47 | 24 | 0 | -35.57 | 0.2 | 0.2 | 1 | 0.2 | 0 | 6037.47 | 0 | 17270.89 | 0 | 32120.13 | 0 | 3442.42 | 0 | 897.12 | 0 | 1927.12 | 0 | 3138.26 | 0 | 384.11 | 2066.52
6638 | 21 | 1411.34 | 660 | 131.35 | 2202.69 | 740.21 | 177.65 | 11280.86 | 3120.55 | 14223.76 | 190.84 | 38430.76 | 5586.56 | 959.4 | 4428 | 4428 | 24.6 | 9827.7 | 326.45 | 36.4 | -44.72 | 24.66 | 24 | 0 | -9.46 | 0.2 | 0.2 | 1 | 0.2 | 0 | 6232.22 | 0 | 7468.41 | 0 | 21176.68 | 0 | 3553.46 | 0 | 926.05 | 0 | 833.34 | 0 | 2069.04 | 0 | 396.5 | 1361.63
6639 | 20.4 | 1411.34 | 660 | 131.35 | 2202.69 | 740.21 | 177.65 | 11280.86 | 3120.55 | 14223.76 | 190.84 | 11875.27 | 1929.89 | 959.4 | 4428 | 4428 | 24.6 | 9827.7 | 317.15 | 27.1 | -47.41 | 21.97 | 23.9 | 0 | 0 | 0.2 | 0.2 | 1 | 0.2 | 0 | 3324.54 | 0 | 1935.76 | 0 | 4719.39 | 0 | 1895.57 | 0 | 494 | 0 | 216 | 0 | 461.1 | 0 | 211.51 | 547.28
6640 | 20.5 | 1411.34 | 660 | 131.35 | 2202.69 | 740.21 | 177.65 | 11280.86 | 3120.55 | 14223.76 | 190.84 | 23493.32 | 3391.97 | 959.4 | 4428 | 4428 | 24.6 | 9827.7 | 321.03 | 30.98 | -46.4 | 22.97 | 23.9 | 0 | 0 | 0.2 | 0.2 | 1 | 0.2 | 0 | 4199 | 0 | 2545.49 | 0 | 14354.66 | 0 | 2394.17 | 0 | 623.93 | 0 | 284.03 | 0 | 1402.5 | 0 | 267.15 | 814.35
6641 | 19.7 | 1411.34 | 660 | 131.35 | 2202.69 | 740.21 | 177.65 | 11280.86 | 3120.55 | 14223.76 | 190.84 | 7743.2 | 1235.21 | 959.4 | 4428 | 4428 | 24.6 | 9827.7 | 315.11 | 25.06 | -48.43 | 20.94 | 23.9 | 0 | 0 | 0.2 | 0.2 | 1 | 0.2 | 0 | 2045.15 | 0 | 1166.09 | 0 | 3313.06 | 0 | 1218.9 | 0 | 303.89 | 0 | 130.12 | 0 | 323.7 | 0 | 136.01 | 341.5
6642 | 18.8 | 1411.34 | 660 | 131.35 | 2202.69 | 740.21 | 444.13 | 11547.34 | 3387.03 | 14490.24 | 190.84 | 1379.2 | 219.96 | 2398.5 | 11070 | 11070 | 61.5 | 24569.25 | 296.83 | 25.85 | -47.58 | 20.53 | 23.9 | 0 | 0 | 0.5 | 0.5 | 1 | 0.5 | 0 | 353.14 | 0 | 201.35 | 0 | 598.21 | 0 | 226.5 | 0 | 52.47 | 0 | 22.47 | 0 | 58.45 | 0 | 25.27 | 61.3
6643 | 18.4 | 1411.34 | 660 | 131.35 | 2202.69 | 740.21 | 444.13 | 11547.34 | 3387.03 | 14490.24 | 190.84 | 0 | 0 | 2398.5 | 11070 | 11070 | 61.5 | 24569.25 | 296.03 | 25.05 | -48.09 | 20.03 | 23.9 | 0 | 0 | 0.5 | 0.5 | 1 | 0.5 | 0 | 0 | 0 | 0 | 0 | 0 | 0 | 0 | 0 | 0 | 0 | 0 | 0 | 0 | 0 | 0 | 0
6644 | 18.1 | 1411.34 | 660 | 131.35 | 2202.69 | 740.21 | 444.13 | 11547.34 | 3387.03 | 14490.24 | 190.84 | 0 | 0 | 2398.5 | 11070 | 11070 | 61.5 | 24569.25 | 295.75 | 24.77 | -48.38 | 19.73 | 23.9 | 0 | 0 | 0.5 | 0.5 | 1 | 0.5 | 0 | 0 | 0 | 0 | 0 | 0 | 0 | 0 | 0 | 0 | 0 | 0 | 0 | 0 | 0 | 0 | 0
6645 | 17.7 | 1411.34 | 660 | 131.35 | 2202.69 | 740.21 | 444.13 | 11547.34 | 3387.03 | 14490.24 | 190.84 | 0 | 0 | 2398.5 | 11070 | 11070 | 61.5 | 24569.25 | 295.38 | 24.41 | -48.78 | 19.34 | 23.9 | 0 | 0 | 0.5 | 0.5 | 1 | 0.5 | 0 | 0 | 0 | 0 | 0 | 0 | 0 | 0 | 0 | 0 | 0 | 0 | 0 | 0 | 0 | 0 | 0
6646 | 16.4 | 1411.34 | 660 | 131.35 | 2202.69 | 740.21 | 444.13 | 11547.34 | 3387.03 | 14490.24 | 190.84 | 0 | 0 | 2398.5 | 11070 | 11070 | 61.5 | 24569.25 | 294.19 | 23.21 | -50.06 | 18.06 | 23.21 | 0 | 0 | 0.5 | 0.5 | 1 | 0.5 | 0 | 0 | 0 | 0 | 0 | 0 | 0 | 0 | 0 | 0 | 0 | 0 | 0 | 0 | 0 | 0 | 0
6647 | 16.7 | 1411.34 | 660 | 131.35 | 2202.69 | 740.21 | 444.13 | 11547.34 | 3387.03 | 14490.24 | 190.84 | 0 | 0 | 2398.5 | 11070 | 11070 | 61.5 | 24569.25 | 294.44 | 23.47 | -49.76 | 18.35 | 23.47 | 0 | 0 | 0.5 | 0.5 | 1 | 0.5 | 0 | 0 | 0 | 0 | 0 | 0 | 0 | 0 | 0 | 0 | 0 | 0 | 0 | 0 | 0 | 0 | 0
6648 | 15.2 | 1411.34 | 660 | 131.35 | 2202.69 | 740.21 | 444.13 | 11547.34 | 3387.03 | 14490.24 | 190.84 | 0 | 0 | 2398.5 | 11070 | 11070 | 61.5 | 24569.25 | 293.08 | 22.1 | -51.24 | 16.87 | 22.1 | 0 | 0 | 0.5 | 0.5 | 1 | 0.5 | 0 | 0 | 0 | 0 | 0 | 0 | 0 | 0 | 0 | 0 | 0 | 0 | 0 | 0 | 0 | 0 | 0
6649 | 14.8 | 1411.34 | 660 | 131.35 | 2202.69 | 740.21 | 444.13 | 11547.34 | 3387.03 | 14490.24 | 190.84 | 0 | 0 | 2398.5 | 2214 | 2214 | 61.5 | 6857.25 | 287.87 | 16.89 | -52.85 | 15.27 | 20 | 11.47 | 0 | 0.5 | 0.1 | 0.5 | 0.5 | 0 | 0 | 0 | 0 | 0 | 0 | 0 | 0 | 0 | 0 | 0 | 0 | 0 | 0 | 0 | 0 | 0
6650 | 14.3 | 1411.34 | 660 | 131.35 | 2202.69 | 740.21 | 444.13 | 11547.34 | 3387.03 | 14490.24 | 190.84 | 0 | 0 | 2398.5 | 2214 | 2214 | 61.5 | 6857.25 | 287.34 | 16.37 | -53.34 | 14.78 | 20 | 13.4 | 0 | 0.5 | 0.1 | 0.5 | 0.5 | 0 | 0 | 0 | 0 | 0 | 0 | 0 | 0 | 0 | 0 | 0 | 0 | 0 | 0 | 0 | 0 | 0
6651 | 14.9 | 1411.34 | 660 | 131.35 | 2202.69 | 740.21 | 444.13 | 11547.34 | 3387.03 | 14490.24 | 190.84 | 0 | 0 | 2398.5 | 2214 | 2214 | 61.5 | 6857.25 | 287.9 | 16.92 | -52.75 | 15.37 | 20 | 11.37 | 0 | 0.5 | 0.1 | 0.5 | 0.5 | 0 | 0 | 0 | 0 | 0 | 0 | 0 | 0 | 0 | 0 | 0 | 0 | 0 | 0 | 0 | 0 | 0
6652 | 14.2 | 1411.34 | 660 | 131.35 | 2202.69 | 740.21 | 444.13 | 11547.34 | 3387.03 | 14490.24 | 190.84 | 0 | 0 | 2398.5 | 2214 | 2214 | 61.5 | 6857.25 | 287.25 | 16.28 | -53.44 | 14.68 | 20 | 13.74 | 0 | 0.5 | 0.1 | 0.5 | 0.5 | 0 | 0 | 0 | 0 | 0 | 0 | 0 | 0 | 0 | 0 | 0 | 0 | 0 | 0 | 0 | 0 | 0
6653 | 15.1 | 1411.34 | 660 | 131.35 | 2202.69 | 740.21 | 444.13 | 11547.34 | 3387.03 | 14490.24 | 190.84 | 0 | 0 | 2398.5 | 2214 | 2214 | 61.5 | 6857.25 | 288.08 | 17.1 | -52.55 | 15.57 | 20 | 10.69 | 0 | 0.5 | 0.1 | 0.5 | 0.5 | 0 | 0 | 0 | 0 | 0 | 0 | 0 | 0 | 0 | 0 | 0 | 0 | 0 | 0 | 0 | 0 | 0
6654 | 15.1 | 1411.34 | 660 | 131.35 | 2202.69 | 740.21 | 444.13 | 11547.34 | 3387.03 | 14490.24 | 190.84 | 0 | 0 | 2398.5 | 2214 | 2214 | 61.5 | 6857.25 | 288.08 | 17.1 | -52.55 | 15.57 | 20 | 10.69 | 0 | 0.5 | 0.1 | 0.5 | 0.5 | 0 | 0 | 0 | 0 | 0 | 0 | 0 | 0 | 0 | 0 | 0 | 0 | 0 | 0 | 0 | 0 | 0
6655 | 15.2 | 1411.34 | 660 | 131.35 | 2202.69 | 740.21 | 444.13 | 11547.34 | 3387.03 | 14490.24 | 190.84 | 0 | 0 | 2398.5 | 2214 | 2214 | 61.5 | 6857.25 | 288.17 | 17.19 | -52.45 | 15.66 | 20 | 10.35 | 0 | 0.5 | 0.1 | 0.5 | 0.5 | 0 | 0 | 0 | 0 | 0 | 0 | 0 | 0 | 0 | 0 | 0 | 0 | 0 | 0 | 0 | 0 | 0
6656 | 15.8 | 1411.34 | 660 | 131.35 | 2202.69 | 740.21 | 177.65 | 11280.86 | 3120.55 | 14223.76 | 190.84 | 23401.35 | 1659.4 | 959.4 | 4428 | 4428 | 24.6 | 9827.7 | 316.09 | 26.04 | -51.16 | 18.21 | 23.9 | 0 | 0 | 0.2 | 0.2 | 1 | 0.2 | 0 | 11918.69 | 0 | 9174.51 | 0 | 1616.78 | 0 | 691.38 | 0 | 885.51 | 0 | 511.86 | 0 | 78.98 | 0 | 38.57 | 144.48
6657 | 16 | 1411.34 | 660 | 131.35 | 2202.69 | 740.21 | 177.65 | 11280.86 | 3120.55 | 14223.76 | 190.84 | 4430.05 | 724.85 | 959.4 | 4428 | 4428 | 24.6 | 9827.7 | 310.65 | 20.6 | -52.35 | 17.03 | 20.6 | 0 | 0 | 0.2 | 0.2 | 1 | 0.2 | 0 | 1291.1 | 0 | 770.46 | 0 | 1659.04 | 0 | 709.46 | 0 | 191.85 | 0 | 85.97 | 0 | 162.09 | 0 | 79.16 | 205.78
6658 | 16.6 | 1411.34 | 660 | 131.35 | 2202.69 | 740.21 | 177.65 | 11280.86 | 3120.55 | 14223.76 | 190.84 | 23105.64 | 1868.35 | 959.4 | 4428 | 4428 | 24.6 | 9827.7 | 316.81 | 26.76 | -50.38 | 18.99 | 23.9 | 0 | 0 | 0.2 | 0.2 | 1 | 0.2 | 0 | 6540.76 | 0 | 5450.76 | 0 | 7785 | 0 | 3329.11 | 0 | 485.95 | 0 | 304.1 | 0 | 380.31 | 0 | 185.73 | 512.25
6659 | 17.3 | 1411.34 | 660 | 131.35 | 2202.69 | 740.21 | 177.65 | 11280.86 | 3120.55 | 14223.76 | 190.84 | 15817.07 | 2569.55 | 959.4 | 4428 | 4428 | 24.6 | 9827.7 | 315.67 | 25.62 | -50.15 | 19.23 | 23.9 | 0 | 0 | 0.2 | 0.2 | 1 | 0.2 | 0 | 4117.37 | 0 | 3667.61 | 0 | 5684.47 | 0 | 2347.62 | 0 | 611.8 | 0 | 409.24 | 0 | 555.39 | 0 | 261.95 | 731.16
6660 | 17.7 | 1411.34 | 660 | 131.35 | 2202.69 | 740.21 | 177.65 | 11280.86 | 3120.55 | 14223.76 | 190.84 | 27510.76 | 4286.92 | 959.4 | 4428 | 4428 | 24.6 | 9827.7 | 319.92 | 29.87 | -48.82 | 20.55 | 23.9 | 0 | 0 | 0.2 | 0.2 | 1 | 0.2 | 0 | 5808.33 | 0 | 7322.93 | 0 | 11067.73 | 0 | 3311.77 | 0 | 863.07 | 0 | 817.11 | 0 | 1081.36 | 0 | 369.53 | 1155.85
6661 | 17.6 | 1411.34 | 660 | 131.35 | 2202.69 | 740.21 | 177.65 | 11280.86 | 3120.55 | 14223.76 | 190.84 | 10057.06 | 1646.54 | 959.4 | 4428 | 4428 | 24.6 | 9827.7 | 314 | 23.95 | -50.31 | 19.06 | 23.9 | 0 | 0 | 0.2 | 0.2 | 1 | 0.2 | 0 | 2853.06 | 0 | 1680.01 | 0 | 3897.25 | 0 | 1626.74 | 0 | 423.94 | 0 | 187.46 | 0 | 380.78 | 0 | 181.52 | 472.85
6662 | 17.6 | 1411.34 | 660 | 131.35 | 2202.69 | 740.21 | 177.65 | 11280.86 | 3120.55 | 14223.76 | 190.84 | 12588.66 | 2049.62 | 959.4 | 4428 | 4428 | 24.6 | 9827.7 | 314.85 | 24.8 | -50.11 | 19.26 | 23.9 | 0 | 0 | 0.2 | 0.2 | 1 | 0.2 | 0 | 3544.41 | 0 | 2085.35 | 0 | 4937.95 | 0 | 2020.94 | 0 | 526.67 | 0 | 232.69 | 0 | 482.46 | 0 | 225.5 | 582.3
6663 | 19.4 | 1411.34 | 660 | 131.35 | 2202.69 | 740.21 | 177.65 | 11280.86 | 3120.55 | 14223.76 | 190.84 | 65488.07 | 8592.26 | 959.4 | 4428 | 4428 | 24.6 | 9827.7 | 333.72 | 43.67 | -44.21 | 25.16 | 24 | 0 | -16.76 | 0.2 | 0.2 | 1 | 0.2 | 0 | 4863.02 | 0 | 8759.11 | 0 | 49093.16 | 0 | 2772.78 | 0 | 722.6 | 0 | 977.36 | 0 | 4796.59 | 0 | 309.39 | 1786.31
6664 | 18.9 | 1411.34 | 660 | 131.35 | 2202.69 | 740.21 | 177.65 | 11280.86 | 3120.55 | 14223.76 | 190.84 | 29626.71 | 4091.76 | 959.4 | 4428 | 4428 | 24.6 | 9827.7 | 321.57 | 31.52 | -47.5 | 21.87 | 23.9 | 0 | 0 | 0.2 | 0.2 | 1 | 0.2 | 0 | 4371.78 | 0 | 2748.45 | 0 | 20013.8 | 0 | 2492.68 | 0 | 649.61 | 0 | 306.68 | 0 | 1955.42 | 0 | 278.14 | 901.91
6665 | 18.5 | 1411.34 | 660 | 131.35 | 2202.69 | 740.21 | 177.65 | 11280.86 | 3120.55 | 14223.76 | 190.84 | 16985.38 | 2346.22 | 959.4 | 4428 | 4428 | 24.6 | 9827.7 | 317.03 | 26.98 | -48.9 | 20.48 | 23.9 | 0 | 0 | 0.2 | 0.2 | 1 | 0.2 | 0 | 2681.11 | 0 | 1528.71 | 0 | 10619.85 | 0 | 2155.71 | 0 | 398.39 | 0 | 170.58 | 0 | 1037.6 | 0 | 240.54 | 499.12
6666 | 17.8 | 1411.34 | 660 | 131.35 | 2202.69 | 740.21 | 444.13 | 11547.34 | 3387.03 | 14490.24 | 190.84 | 3447.66 | 494.67 | 2398.5 | 11070 | 11070 | 61.5 | 24569.25 | 296.54 | 25.57 | -48.41 | 19.71 | 23.9 | 0 | 0 | 0.5 | 0.5 | 1 | 0.5 | 0 | 688.95 | 0 | 392.82 | 0 | 1800.28 | 0 | 565.6 | 0 | 102.37 | 0 | 43.83 | 0 | 175.89 | 0 | 63.11 | 109.46
6667 | 17.5 | 1411.34 | 660 | 131.35 | 2202.69 | 740.21 | 444.13 | 11547.34 | 3387.03 | 14490.24 | 190.84 | 0 | 0 | 2398.5 | 11070 | 11070 | 61.5 | 24569.25 | 295.2 | 24.22 | -48.97 | 19.14 | 23.9 | 0 | 0 | 0.5 | 0.5 | 1 | 0.5 | 0 | 0 | 0 | 0 | 0 | 0 | 0 | 0 | 0 | 0 | 0 | 0 | 0 | 0 | 0 | 0 | 0
6668 | 17.7 | 1411.34 | 660 | 131.35 | 2202.69 | 740.21 | 444.13 | 11547.34 | 3387.03 | 14490.24 | 190.84 | 0 | 0 | 2398.5 | 11070 | 11070 | 61.5 | 24569.25 | 295.38 | 24.41 | -48.78 | 19.34 | 23.9 | 0 | 0 | 0.5 | 0.5 | 1 | 0.5 | 0 | 0 | 0 | 0 | 0 | 0 | 0 | 0 | 0 | 0 | 0 | 0 | 0 | 0 | 0 | 0 | 0
6669 | 17.3 | 1411.34 | 660 | 131.35 | 2202.69 | 740.21 | 444.13 | 11547.34 | 3387.03 | 14490.24 | 190.84 | 0 | 0 | 2398.5 | 11070 | 11070 | 61.5 | 24569.25 | 295.02 | 24.04 | -49.17 | 18.94 | 23.9 | 0 | 0 | 0.5 | 0.5 | 1 | 0.5 | 0 | 0 | 0 | 0 | 0 | 0 | 0 | 0 | 0 | 0 | 0 | 0 | 0 | 0 | 0 | 0 | 0
6670 | 17 | 1411.34 | 660 | 131.35 | 2202.69 | 740.21 | 444.13 | 11547.34 | 3387.03 | 14490.24 | 190.84 | 0 | 0 | 2398.5 | 11070 | 11070 | 61.5 | 24569.25 | 294.74 | 23.76 | -49.47 | 18.65 | 23.76 | 0 | 0 | 0.5 | 0.5 | 1 | 0.5 | 0 | 0 | 0 | 0 | 0 | 0 | 0 | 0 | 0 | 0 | 0 | 0 | 0 | 0 | 0 | 0 | 0
6671 | 16.8 | 1411.34 | 660 | 131.35 | 2202.69 | 740.21 | 444.13 | 11547.34 | 3387.03 | 14490.24 | 190.84 | 0 | 0 | 2398.5 | 11070 | 11070 | 61.5 | 24569.25 | 294.55 | 23.58 | -49.66 | 18.45 | 23.58 | 0 | 0 | 0.5 | 0.5 | 1 | 0.5 | 0 | 0 | 0 | 0 | 0 | 0 | 0 | 0 | 0 | 0 | 0 | 0 | 0 | 0 | 0 | 0 | 0
6672 | 16.5 | 1411.34 | 660 | 131.35 | 2202.69 | 740.21 | 444.13 | 11547.34 | 3387.03 | 14490.24 | 190.84 | 0 | 0 | 2398.5 | 11070 | 11070 | 61.5 | 24569.25 | 294.27 | 23.3 | -49.96 | 18.15 | 23.3 | 0 | 0 | 0.5 | 0.5 | 1 | 0.5 | 0 | 0 | 0 | 0 | 0 | 0 | 0 | 0 | 0 | 0 | 0 | 0 | 0 | 0 | 0 | 0 | 0
6673 | 16.2 | 1411.34 | 660 | 131.35 | 2202.69 | 740.21 | 444.13 | 11547.34 | 3387.03 | 14490.24 | 190.84 | 0 | 0 | 2398.5 | 2214 | 2214 | 61.5 | 6857.25 | 289.19 | 18.21 | -51.46 | 16.65 | 20 | 6.6 | 0 | 0.5 | 0.1 | 0.5 | 0.5 | 0 | 0 | 0 | 0 | 0 | 0 | 0 | 0 | 0 | 0 | 0 | 0 | 0 | 0 | 0 | 0 | 0
6674 | 16.1 | 1411.34 | 660 | 131.35 | 2202.69 | 740.21 | 444.13 | 11547.34 | 3387.03 | 14490.24 | 190.84 | 0 | 0 | 2398.5 | 2214 | 2214 | 61.5 | 6857.25 | 289 | 18.02 | -51.56 | 16.55 | 20 | 7.31 | 0 | 0.5 | 0.1 | 0.5 | 0.5 | 0 | 0 | 0 | 0 | 0 | 0 | 0 | 0 | 0 | 0 | 0 | 0 | 0 | 0 | 0 | 0 | 0
6675 | 16.1 | 1411.34 | 660 | 131.35 | 2202.69 | 740.21 | 444.13 | 11547.34 | 3387.03 | 14490.24 | 190.84 | 0 | 0 | 2398.5 | 2214 | 2214 | 61.5 | 6857.25 | 289 | 18.02 | -51.56 | 16.55 | 20 | 7.31 | 0 | 0.5 | 0.1 | 0.5 | 0.5 | 0 | 0 | 0 | 0 | 0 | 0 | 0 | 0 | 0 | 0 | 0 | 0 | 0 | 0 | 0 | 0 | 0
6676 | 16.1 | 1411.34 | 660 | 131.35 | 2202.69 | 740.21 | 444.13 | 11547.34 | 3387.03 | 14490.24 | 190.84 | 0 | 0 | 2398.5 | 2214 | 2214 | 61.5 | 6857.25 | 289 | 18.02 | -51.56 | 16.55 | 20 | 7.31 | 0 | 0.5 | 0.1 | 0.5 | 0.5 | 0 | 0 | 0 | 0 | 0 | 0 | 0 | 0 | 0 | 0 | 0 | 0 | 0 | 0 | 0 | 0 | 0
6677 | 15.9 | 1411.34 | 660 | 131.35 | 2202.69 | 740.21 | 444.13 | 11547.34 | 3387.03 | 14490.24 | 190.84 | 0 | 0 | 2398.5 | 2214 | 2214 | 61.5 | 6857.25 | 288.81 | 17.84 | -51.76 | 16.36 | 20 | 7.98 | 0 | 0.5 | 0.1 | 0.5 | 0.5 | 0 | 0 | 0 | 0 | 0 | 0 | 0 | 0 | 0 | 0 | 0 | 0 | 0 | 0 | 0 | 0 | 0
6678 | 15.8 | 1411.34 | 660 | 131.35 | 2202.69 | 740.21 | 444.13 | 11547.34 | 3387.03 | 14490.24 | 190.84 | 0 | 0 | 2398.5 | 2214 | 2214 | 61.5 | 6857.25 | 288.72 | 17.74 | -51.86 | 16.26 | 20 | 8.32 | 0 | 0.5 | 0.1 | 0.5 | 0.5 | 0 | 0 | 0 | 0 | 0 | 0 | 0 | 0 | 0 | 0 | 0 | 0 | 0 | 0 | 0 | 0 | 0
6679 | 16.2 | 1411.34 | 660 | 131.35 | 2202.69 | 740.21 | 444.13 | 11547.34 | 3387.03 | 14490.24 | 190.84 | 0 | 0 | 2398.5 | 2214 | 2214 | 61.5 | 6857.25 | 289.09 | 18.11 | -51.46 | 16.65 | 20 | 6.97 | 0 | 0.5 | 0.1 | 0.5 | 0.5 | 0 | 0 | 0 | 0 | 0 | 0 | 0 | 0 | 0 | 0 | 0 | 0 | 0 | 0 | 0 | 0 | 0
6680 | 16.5 | 1411.34 | 660 | 131.35 | 2202.69 | 740.21 | 444.13 | 11547.34 | 3387.03 | 14490.24 | 190.84 | 4230.53 | 322.5 | 2398.5 | 11070 | 11070 | 61.5 | 24569.25 | 295.4 | 24.42 | -49.65 | 18.46 | 23.9 | 0 | 0 | 0.5 | 0.5 | 1 | 0.5 | 0 | 1706.51 | 0 | 1207.28 | 0 | 922.32 | 0 | 394.41 | 0 | 126.79 | 0 | 67.36 | 0 | 45.06 | 0 | 22 | 61.3
6681 | 16.6 | 1411.34 | 660 | 131.35 | 2202.69 | 740.21 | 444.13 | 11547.34 | 3387.03 | 14490.24 | 190.84 | 10448.36 | 1616.73 | 2398.5 | 11070 | 11070 | 61.5 | 24569.25 | 297.64 | 26.67 | -49.04 | 19.07 | 23.9 | 0 | 0 | 0.5 | 0.5 | 1 | 0.5 | 0 | 3554.3 | 0 | 3262.98 | 0 | 2543.43 | 0 | 1087.65 | 0 | 528.14 | 0 | 364.09 | 0 | 248.5 | 0 | 121.36 | 354.64
6682 | 17.5 | 1411.34 | 660 | 131.35 | 2202.69 | 740.21 | 444.13 | 11547.34 | 3387.03 | 14490.24 | 190.84 | 23241.61 | 3658.3 | 2398.5 | 11070 | 11070 | 61.5 | 24569.25 | 302.49 | 31.51 | -47.14 | 20.97 | 23.9 | 0 | 0 | 0.5 | 0.5 | 1 | 0.5 | 0 | 6325.65 | 0 | 8704.89 | 0 | 5751.52 | 0 | 2459.53 | 0 | 939.94 | 0 | 971.31 | 0 | 561.95 | 0 | 274.44 | 910.67
6683 | 17.7 | 1411.34 | 660 | 131.35 | 2202.69 | 740.21 | 444.13 | 11547.34 | 3387.03 | 14490.24 | 190.84 | 21003.56 | 3349.09 | 2398.5 | 11070 | 11070 | 61.5 | 24569.25 | 301.98 | 31.01 | -47.12 | 21 | 23.9 | 0 | 0 | 0.5 | 0.5 | 1 | 0.5 | 0 | 4840.89 | 0 | 6377.56 | 0 | 7024.96 | 0 | 2760.15 | 0 | 719.31 | 0 | 711.62 | 0 | 686.37 | 0 | 307.98 | 923.8
6684 | 18.1 | 1411.34 | 660 | 131.35 | 2202.69 | 740.21 | 444.13 | 11547.34 | 3387.03 | 14490.24 | 190.84 | 13968.83 | 2269.89 | 2398.5 | 11070 | 11070 | 61.5 | 24569.25 | 300.15 | 29.17 | -47.28 | 20.84 | 23.9 | 0 | 0 | 0.5 | 0.5 | 1 | 0.5 | 0 | 3853.53 | 0 | 2514.34 | 0 | 5403.76 | 0 | 2197.19 | 0 | 572.6 | 0 | 280.56 | 0 | 527.97 | 0 | 245.17 | 643.6
6685 | 19.1 | 1411.34 | 660 | 131.35 | 2202.69 | 740.21 | 444.13 | 11547.34 | 3387.03 | 14490.24 | 190.84 | 23287.61 | 3675.04 | 2398.5 | 11070 | 11070 | 61.5 | 24569.25 | 303.97 | 33 | -45.56 | 22.56 | 23.9 | 0 | 0 | 0.5 | 0.5 | 1 | 0.5 | 0 | 5508.31 | 0 | 4647.01 | 0 | 9991.58 | 0 | 3140.7 | 0 | 818.49 | 0 | 518.52 | 0 | 976.21 | 0 | 350.45 | 1011.37
6686 | 18.5 | 1411.34 | 660 | 131.35 | 2202.69 | 740.21 | 444.13 | 11547.34 | 3387.03 | 14490.24 | 190.84 | 10689.88 | 1745.53 | 2398.5 | 11070 | 11070 | 61.5 | 24569.25 | 299.49 | 28.51 | -47.14 | 20.98 | 23.9 | 0 | 0 | 0.5 | 0.5 | 1 | 0.5 | 0 | 3017.39 | 0 | 1768.94 | 0 | 4183.11 | 0 | 1720.44 | 0 | 448.36 | 0 | 197.38 | 0 | 408.71 | 0 | 191.97 | 499.12
6687 | 18.1 | 1411.34 | 660 | 131.35 | 2202.69 | 740.21 | 444.13 | 11547.34 | 3387.03 | 14490.24 | 190.84 | 5861.71 | 963.91 | 2398.5 | 11070 | 11070 | 61.5 | 24569.25 | 297.6 | 26.62 | -47.92 | 20.2 | 23.9 | 0 | 0 | 0.5 | 0.5 | 1 | 0.5 | 0 | 1661.38 | 0 | 958.46 | 0 | 2294.6 | 0 | 947.28 | 0 | 246.87 | 0 | 106.95 | 0 | 224.19 | 0 | 105.7 | 280.21
6688 | 17.3 | 1411.34 | 660 | 131.35 | 2202.69 | 740.21 | 444.13 | 11547.34 | 3387.03 | 14490.24 | 190.84 | 2510.53 | 415.56 | 2398.5 | 11070 | 11070 | 61.5 | 24569.25 | 295.81 | 24.83 | -48.97 | 19.14 | 23.9 | 0 | 0 | 0.5 | 0.5 | 1 | 0.5 | 0 | 714.56 | 0 | 407.95 | 0 | 980.6 | 0 | 407.42 | 0 | 106.18 | 0 | 45.52 | 0 | 95.81 | 0 | 45.46 | 122.59
6689 | 15.4 | 1411.34 | 660 | 131.35 | 2202.69 | 740.21 | 444.13 | 11547.34 | 3387.03 | 14490.24 | 190.84 | 705.71 | 117.41 | 2398.5 | 11070 | 11070 | 61.5 | 24569.25 | 293.5 | 22.52 | -50.99 | 17.12 | 22.52 | 0 | 0 | 0.5 | 0.5 | 1 | 0.5 | 0 | 201.31 | 0 | 114.78 | 0 | 274.32 | 0 | 115.3 | 0 | 29.91 | 0 | 12.81 | 0 | 26.8 | 0 | 12.87 | 35.03
6690 | 15.3 | 1411.34 | 660 | 131.35 | 2202.69 | 740.21 | 444.13 | 11547.34 | 3387.03 | 14490.24 | 190.84 | 538.66 | 44.46 | 2398.5 | 11070 | 11070 | 61.5 | 24569.25 | 293.3 | 22.32 | -51.11 | 17.01 | 22.32 | 0 | 0 | 0.5 | 0.5 | 1 | 0.5 | 0 | 149.7 | 0 | 85.36 | 0 | 215.21 | 0 | 88.39 | 0 | 11.12 | 0 | 4.76 | 0 | 10.51 | 0 | 4.93 | 13.13
6691 | 15.3 | 1411.34 | 660 | 131.35 | 2202.69 | 740.21 | 444.13 | 11547.34 | 3387.03 | 14490.24 | 190.84 | 0 | 0 | 2398.5 | 11070 | 11070 | 61.5 | 24569.25 | 293.13 | 22.16 | -51.15 | 16.97 | 22.16 | 0 | 0 | 0.5 | 0.5 | 1 | 0.5 | 0 | 0 | 0 | 0 | 0 | 0 | 0 | 0 | 0 | 0 | 0 | 0 | 0 | 0 | 0 | 0 | 0
6692 | 14.9 | 1411.34 | 660 | 131.35 | 2202.69 | 740.21 | 444.13 | 11547.34 | 3387.03 | 14490.24 | 190.84 | 0 | 0 | 2398.5 | 11070 | 11070 | 61.5 | 24569.25 | 292.76 | 21.78 | -51.54 | 16.57 | 21.78 | 0 | 0 | 0.5 | 0.5 | 1 | 0.5 | 0 | 0 | 0 | 0 | 0 | 0 | 0 | 0 | 0 | 0 | 0 | 0 | 0 | 0 | 0 | 0 | 0
6693 | 14.5 | 1411.34 | 660 | 131.35 | 2202.69 | 740.21 | 444.13 | 11547.34 | 3387.03 | 14490.24 | 190.84 | 0 | 0 | 2398.5 | 11070 | 11070 | 61.5 | 24569.25 | 292.38 | 21.41 | -51.93 | 16.18 | 21.41 | 0 | 0 | 0.5 | 0.5 | 1 | 0.5 | 0 | 0 | 0 | 0 | 0 | 0 | 0 | 0 | 0 | 0 | 0 | 0 | 0 | 0 | 0 | 0 | 0
6694 | 14.2 | 1411.34 | 660 | 131.35 | 2202.69 | 740.21 | 444.13 | 11547.34 | 3387.03 | 14490.24 | 190.84 | 0 | 0 | 2398.5 | 11070 | 11070 | 61.5 | 24569.25 | 292.1 | 21.12 | -52.23 | 15.88 | 21.12 | 0 | 0 | 0.5 | 0.5 | 1 | 0.5 | 0 | 0 | 0 | 0 | 0 | 0 | 0 | 0 | 0 | 0 | 0 | 0 | 0 | 0 | 0 | 0 | 0
6695 | 13.8 | 1411.34 | 660 | 131.35 | 2202.69 | 740.21 | 444.13 | 11547.34 | 3387.03 | 14490.24 | 190.84 | 0 | 0 | 2398.5 | 11070 | 11070 | 61.5 | 24569.25 | 291.72 | 20.74 | -52.63 | 15.49 | 20.74 | 0 | 0 | 0.5 | 0.5 | 1 | 0.5 | 0 | 0 | 0 | 0 | 0 | 0 | 0 | 0 | 0 | 0 | 0 | 0 | 0 | 0 | 0 | 0 | 0
6696 | 12.6 | 1411.34 | 660 | 131.35 | 2202.69 | 740.21 | 444.13 | 11547.34 | 3387.03 | 14490.24 | 190.84 | 0 | 0 | 2398.5 | 11070 | 11070 | 61.5 | 24569.25 | 290.61 | 19.63 | -53.81 | 14.3 | 20 | 1.37 | 0 | 0.5 | 0.5 | 1 | 0.5 | 0 | 0 | 0 | 0 | 0 | 0 | 0 | 0 | 0 | 0 | 0 | 0 | 0 | 0 | 0 | 0 | 0
6697 | 12.3 | 1411.34 | 660 | 131.35 | 2202.69 | 740.21 | 444.13 | 11547.34 | 3387.03 | 14490.24 | 190.84 | 0 | 0 | 2398.5 | 2214 | 2214 | 61.5 | 6857.25 | 285.51 | 14.53 | -55.31 | 12.8 | 20 | 20.18 | 0 | 0.5 | 0.1 | 0.5 | 0.5 | 0 | 0 | 0 | 0 | 0 | 0 | 0 | 0 | 0 | 0 | 0 | 0 | 0 | 0 | 0 | 0 | 0
6698 | 12.5 | 1411.34 | 660 | 131.35 | 2202.69 | 740.21 | 444.13 | 11547.34 | 3387.03 | 14490.24 | 190.84 | 0 | 0 | 2398.5 | 2214 | 2214 | 61.5 | 6857.25 | 285.69 | 14.72 | -55.12 | 13 | 20 | 19.5 | 0 | 0.5 | 0.1 | 0.5 | 0.5 | 0 | 0 | 0 | 0 | 0 | 0 | 0 | 0 | 0 | 0 | 0 | 0 | 0 | 0 | 0 | 0 | 0
6699 | 11.1 | 1411.34 | 660 | 131.35 | 2202.69 | 740.21 | 444.13 | 11547.34 | 3387.03 | 14490.24 | 190.84 | 0 | 0 | 2398.5 | 2214 | 2214 | 61.5 | 6857.25 | 284.41 | 13.43 | -56.5 | 11.62 | 20 | 24.24 | 0 | 0.5 | 0.1 | 0.5 | 0.5 | 0 | 0 | 0 | 0 | 0 | 0 | 0 | 0 | 0 | 0 | 0 | 0 | 0 | 0 | 0 | 0 | 0
6700 | 11.4 | 1411.34 | 660 | 131.35 | 2202.69 | 740.21 | 444.13 | 11547.34 | 3387.03 | 14490.24 | 190.84 | 0 | 0 | 2398.5 | 2214 | 2214 | 61.5 | 6857.25 | 284.68 | 13.71 | -56.2 | 11.91 | 20 | 23.23 | 0 | 0.5 | 0.1 | 0.5 | 0.5 | 0 | 0 | 0 | 0 | 0 | 0 | 0 | 0 | 0 | 0 | 0 | 0 | 0 | 0 | 0 | 0 | 0
6701 | 10.8 | 1411.34 | 660 | 131.35 | 2202.69 | 740.21 | 444.13 | 11547.34 | 3387.03 | 14490.24 | 190.84 | 0 | 0 | 2398.5 | 2214 | 2214 | 61.5 | 6857.25 | 284.13 | 13.16 | -56.79 | 11.32 | 20 | 25.26 | 0 | 0.5 | 0.1 | 0.5 | 0.5 | 0 | 0 | 0 | 0 | 0 | 0 | 0 | 0 | 0 | 0 | 0 | 0 | 0 | 0 | 0 | 0 | 0
6702 | 10.4 | 1411.34 | 660 | 131.35 | 2202.69 | 740.21 | 444.13 | 11547.34 | 3387.03 | 14490.24 | 190.84 | 0 | 0 | 2398.5 | 2214 | 2214 | 61.5 | 6857.25 | 283.77 | 12.79 | -57.19 | 10.93 | 20 | 26.61 | 0 | 0.5 | 0.1 | 0.5 | 0.5 | 0 | 0 | 0 | 0 | 0 | 0 | 0 | 0 | 0 | 0 | 0 | 0 | 0 | 0 | 0 | 0 | 0
6703 | 10 | 1411.34 | 660 | 131.35 | 2202.69 | 740.21 | 444.13 | 11547.34 | 3387.03 | 14490.24 | 190.84 | 0 | 0 | 2398.5 | 2214 | 2214 | 61.5 | 6857.25 | 283.4 | 12.42 | -57.58 | 10.53 | 20 | 27.97 | 0 | 0.5 | 0.1 | 0.5 | 0.5 | 0 | 0 | 0 | 0 | 0 | 0 | 0 | 0 | 0 | 0 | 0 | 0 | 0 | 0 | 0 | 0 | 0
6704 | 9.7 | 1411.34 | 660 | 131.35 | 2202.69 | 740.21 | 444.13 | 11547.34 | 3387.03 | 14490.24 | 190.84 | 8880.88 | 647.38 | 2398.5 | 11070 | 11070 | 61.5 | 24569.25 | 290.5 | 19.53 | -56.02 | 12.09 | 20 | 1.74 | 0 | 0.5 | 0.5 | 1 | 0.5 | 0 | 4134.07 | 0 | 3146.15 | 0 | 1121.2 | 0 | 479.46 | 0 | 307.14 | 0 | 175.53 | 0 | 54.77 | 0 | 26.75 | 83.19
6705 | 10.2 | 1411.34 | 660 | 131.35 | 2202.69 | 740.21 | 444.13 | 11547.34 | 3387.03 | 14490.24 | 190.84 | 18913.26 | 1467.86 | 2398.5 | 11070 | 11070 | 61.5 | 24569.25 | 293.9 | 22.93 | -54.79 | 13.32 | 22.93 | 0 | 0 | 0.5 | 0.5 | 1 | 0.5 | 0 | 6347.5 | 0 | 5745.34 | 0 | 4777.44 | 0 | 2042.98 | 0 | 471.59 | 0 | 320.54 | 0 | 233.39 | 0 | 113.98 | 328.37
6706 | 12 | 1411.34 | 660 | 131.35 | 2202.69 | 740.21 | 444.13 | 11547.34 | 3387.03 | 14490.24 | 190.84 | 25192.68 | 2026.98 | 2398.5 | 11070 | 11070 | 61.5 | 24569.25 | 297.5 | 26.52 | -52.55 | 15.57 | 23.9 | 0 | 0 | 0.5 | 0.5 | 1 | 0.5 | 0 | 7054.09 | 0 | 6544.07 | 0 | 8121.51 | 0 | 3473.01 | 0 | 524.09 | 0 | 365.1 | 0 | 396.75 | 0 | 193.76 | 547.28
6707 | 13.9 | 1411.34 | 660 | 131.35 | 2202.69 | 740.21 | 444.13 | 11547.34 | 3387.03 | 14490.24 | 190.84 | 18854.47 | 3044.9 | 2398.5 | 11070 | 11070 | 61.5 | 24569.25 | 297.83 | 26.85 | -51.04 | 17.08 | 23.9 | 0 | 0 | 0.5 | 0.5 | 1 | 0.5 | 0 | 4567.81 | 0 | 5162.57 | 0 | 6519.63 | 0 | 2604.45 | 0 | 678.74 | 0 | 576.05 | 0 | 636.99 | 0 | 290.61 | 862.51
6708 | 15.6 | 1411.34 | 660 | 131.35 | 2202.69 | 740.21 | 444.13 | 11547.34 | 3387.03 | 14490.24 | 190.84 | 29605.44 | 4586.45 | 2398.5 | 11070 | 11070 | 61.5 | 24569.25 | 302.72 | 31.74 | -48.52 | 19.59 | 23.9 | 0 | 0 | 0.5 | 0.5 | 1 | 0.5 | 0 | 5937.84 | 0 | 8247.19 | 0 | 12034.81 | 0 | 3385.61 | 0 | 882.31 | 0 | 920.24 | 0 | 1175.85 | 0 | 377.77 | 1230.28
6709 | 16.1 | 1411.34 | 660 | 131.35 | 2202.69 | 740.21 | 444.13 | 11547.34 | 3387.03 | 14490.24 | 190.84 | 26435.92 | 4049.09 | 2398.5 | 11070 | 11070 | 61.5 | 24569.25 | 302.18 | 31.2 | -48.28 | 19.84 | 23.9 | 0 | 0 | 0.5 | 0.5 | 1 | 0.5 | 0 | 5560.01 | 0 | 5745.58 | 0 | 11960.16 | 0 | 3170.18 | 0 | 826.17 | 0 | 641.1 | 0 | 1168.55 | 0 | 353.74 | 1059.53
6710 | 16.7 | 1411.34 | 660 | 131.35 | 2202.69 | 740.21 | 444.13 | 11547.34 | 3387.03 | 14490.24 | 190.84 | 21209.2 | 3333.69 | 2398.5 | 11070 | 11070 | 61.5 | 24569.25 | 301.12 | 30.14 | -48.09 | 20.02 | 23.9 | 0 | 0 | 0.5 | 0.5 | 1 | 0.5 | 0 | 5087.29 | 0 | 3722.93 | 0 | 9498.34 | 0 | 2900.65 | 0 | 755.93 | 0 | 415.41 | 0 | 928.02 | 0 | 323.66 | 910.67
6711 | 16.5 | 1411.34 | 660 | 131.35 | 2202.69 | 740.21 | 444.13 | 11547.34 | 3387.03 | 14490.24 | 190.84 | 22376.42 | 3342.91 | 2398.5 | 11070 | 11070 | 61.5 | 24569.25 | 301.25 | 30.28 | -48.21 | 19.91 | 23.9 | 0 | 0 | 0.5 | 0.5 | 1 | 0.5 | 0 | 4569.73 | 0 | 3409.91 | 0 | 11791.23 | 0 | 2605.55 | 0 | 679.02 | 0 | 380.49 | 0 | 1152.05 | 0 | 290.73 | 840.62
6712 | 16.6 | 1411.34 | 660 | 131.35 | 2202.69 | 740.21 | 444.13 | 11547.34 | 3387.03 | 14490.24 | 190.84 | 8429.37 | 1369.51 | 2398.5 | 11070 | 11070 | 61.5 | 24569.25 | 297.03 | 26.05 | -49.19 | 18.92 | 23.9 | 0 | 0 | 0.5 | 0.5 | 1 | 0.5 | 0 | 2341.15 | 0 | 1340.56 | 0 | 3412.8 | 0 | 1334.86 | 0 | 347.87 | 0 | 149.58 | 0 | 333.44 | 0 | 148.95 | 389.66
6713 | 16.4 | 1411.34 | 660 | 131.35 | 2202.69 | 740.21 | 444.13 | 11547.34 | 3387.03 | 14490.24 | 190.84 | 7955.08 | 1255.77 | 2398.5 | 11070 | 11070 | 61.5 | 24569.25 | 296.69 | 25.71 | -49.43 | 18.68 | 23.9 | 0 | 0 | 0.5 | 0.5 | 1 | 0.5 | 0 | 2039.53 | 0 | 1162.89 | 0 | 3520.25 | 0 | 1232.42 | 0 | 303.06 | 0 | 129.76 | 0 | 343.94 | 0 | 137.52 | 341.5
6714 | 16.2 | 1411.34 | 660 | 131.35 | 2202.69 | 740.21 | 444.13 | 11547.34 | 3387.03 | 14490.24 | 190.84 | 2528.34 | 367.17 | 2398.5 | 11070 | 11070 | 61.5 | 24569.25 | 294.79 | 23.81 | -50.06 | 18.06 | 23.81 | 0 | 0 | 0.5 | 0.5 | 1 | 0.5 | 0 | 530.92 | 0 | 302.72 | 0 | 1281.31 | 0 | 413.4 | 0 | 78.89 | 0 | 33.78 | 0 | 125.19 | 0 | 46.13 | 83.19
6715 | 16 | 1411.34 | 660 | 131.35 | 2202.69 | 740.21 | 444.13 | 11547.34 | 3387.03 | 14490.24 | 190.84 | 0 | 0 | 2398.5 | 11070 | 11070 | 61.5 | 24569.25 | 293.82 | 22.84 | -50.45 | 17.66 | 22.84 | 0 | 0 | 0.5 | 0.5 | 1 | 0.5 | 0 | 0 | 0 | 0 | 0 | 0 | 0 | 0 | 0 | 0 | 0 | 0 | 0 | 0 | 0 | 0 | 0
6716 | 15.9 | 1411.34 | 660 | 131.35 | 2202.69 | 740.21 | 444.13 | 11547.34 | 3387.03 | 14490.24 | 190.84 | 0 | 0 | 2398.5 | 11070 | 11070 | 61.5 | 24569.25 | 293.7 | 22.72 | -50.55 | 17.56 | 22.72 | 0 | 0 | 0.5 | 0.5 | 1 | 0.5 | 0 | 0 | 0 | 0 | 0 | 0 | 0 | 0 | 0 | 0 | 0 | 0 | 0 | 0 | 0 | 0 | 0
6717 | 16.1 | 1411.34 | 660 | 131.35 | 2202.69 | 740.21 | 444.13 | 11547.34 | 3387.03 | 14490.24 | 190.84 | 0 | 0 | 2398.5 | 11070 | 11070 | 61.5 | 24569.25 | 293.88 | 22.9 | -50.36 | 17.76 | 22.9 | 0 | 0 | 0.5 | 0.5 | 1 | 0.5 | 0 | 0 | 0 | 0 | 0 | 0 | 0 | 0 | 0 | 0 | 0 | 0 | 0 | 0 | 0 | 0 | 0
6718 | 15.9 | 1411.34 | 660 | 131.35 | 2202.69 | 740.21 | 444.13 | 11547.34 | 3387.03 | 14490.24 | 190.84 | 0 | 0 | 2398.5 | 11070 | 11070 | 61.5 | 24569.25 | 293.7 | 22.72 | -50.55 | 17.56 | 22.72 | 0 | 0 | 0.5 | 0.5 | 1 | 0.5 | 0 | 0 | 0 | 0 | 0 | 0 | 0 | 0 | 0 | 0 | 0 | 0 | 0 | 0 | 0 | 0 | 0
6719 | 15.8 | 1411.34 | 660 | 131.35 | 2202.69 | 740.21 | 444.13 | 11547.34 | 3387.03 | 14490.24 | 190.84 | 0 | 0 | 2398.5 | 11070 | 11070 | 61.5 | 24569.25 | 293.6 | 22.63 | -50.65 | 17.46 | 22.63 | 0 | 0 | 0.5 | 0.5 | 1 | 0.5 | 0 | 0 | 0 | 0 | 0 | 0 | 0 | 0 | 0 | 0 | 0 | 0 | 0 | 0 | 0 | 0 | 0
6720 | 15.6 | 1411.34 | 660 | 131.35 | 2202.69 | 740.21 | 444.13 | 11547.34 | 3387.03 | 14490.24 | 190.84 | 0 | 0 | 2398.5 | 11070 | 11070 | 61.5 | 24569.25 | 293.42 | 22.44 | -50.85 | 17.27 | 22.44 | 0 | 0 | 0.5 | 0.5 | 1 | 0.5 | 0 | 0 | 0 | 0 | 0 | 0 | 0 | 0 | 0 | 0 | 0 | 0 | 0 | 0 | 0 | 0 | 0
6721 | 15.2 | 1411.34 | 660 | 131.35 | 2202.69 | 740.21 | 444.13 | 11547.34 | 3387.03 | 14490.24 | 190.84 | 0 | 0 | 2398.5 | 2214 | 2214 | 61.5 | 6857.25 | 288.24 | 17.27 | -52.45 | 15.66 | 20 | 10.08 | 0 | 0.5 | 0.1 | 0.5 | 0.5 | 0 | 0 | 0 | 0 | 0 | 0 | 0 | 0 | 0 | 0 | 0 | 0 | 0 | 0 | 0 | 0 | 0
6722 | 14.6 | 1411.34 | 660 | 131.35 | 2202.69 | 740.21 | 444.13 | 11547.34 | 3387.03 | 14490.24 | 190.84 | 0 | 0 | 2398.5 | 2214 | 2214 | 61.5 | 6857.25 | 287.62 | 16.64 | -53.04 | 15.07 | 20 | 12.39 | 0 | 0.5 | 0.1 | 0.5 | 0.5 | 0 | 0 | 0 | 0 | 0 | 0 | 0 | 0 | 0 | 0 | 0 | 0 | 0 | 0 | 0 | 0 | 0
6723 | 14.2 | 1411.34 | 660 | 131.35 | 2202.69 | 740.21 | 444.13 | 11547.34 | 3387.03 | 14490.24 | 190.84 | 0 | 0 | 2398.5 | 2214 | 2214 | 61.5 | 6857.25 | 287.25 | 16.28 | -53.44 | 14.68 | 20 | 13.74 | 0 | 0.5 | 0.1 | 0.5 | 0.5 | 0 | 0 | 0 | 0 | 0 | 0 | 0 | 0 | 0 | 0 | 0 | 0 | 0 | 0 | 0 | 0 | 0
6724 | 14 | 1411.34 | 660 | 131.35 | 2202.69 | 740.21 | 444.13 | 11547.34 | 3387.03 | 14490.24 | 190.84 | 0 | 0 | 2398.5 | 2214 | 2214 | 61.5 | 6857.25 | 287.07 | 16.09 | -53.63 | 14.48 | 20 | 14.42 | 0 | 0.5 | 0.1 | 0.5 | 0.5 | 0 | 0 | 0 | 0 | 0 | 0 | 0 | 0 | 0 | 0 | 0 | 0 | 0 | 0 | 0 | 0 | 0
6725 | 13.4 | 1411.34 | 660 | 131.35 | 2202.69 | 740.21 | 444.13 | 11547.34 | 3387.03 | 14490.24 | 190.84 | 0 | 0 | 2398.5 | 2214 | 2214 | 61.5 | 6857.25 | 286.52 | 15.54 | -54.23 | 13.89 | 20 | 16.45 | 0 | 0.5 | 0.1 | 0.5 | 0.5 | 0 | 0 | 0 | 0 | 0 | 0 | 0 | 0 | 0 | 0 | 0 | 0 | 0 | 0 | 0 | 0 | 0
6726 | 13.4 | 1411.34 | 660 | 131.35 | 2202.69 | 740.21 | 444.13 | 11547.34 | 3387.03 | 14490.24 | 190.84 | 0 | 0 | 2398.5 | 2214 | 2214 | 61.5 | 6857.25 | 286.52 | 15.54 | -54.23 | 13.89 | 20 | 16.45 | 0 | 0.5 | 0.1 | 0.5 | 0.5 | 0 | 0 | 0 | 0 | 0 | 0 | 0 | 0 | 0 | 0 | 0 | 0 | 0 | 0 | 0 | 0 | 0
6727 | 13.4 | 1411.34 | 660 | 131.35 | 2202.69 | 740.21 | 444.13 | 11547.34 | 3387.03 | 14490.24 | 190.84 | 0 | 0 | 2398.5 | 2214 | 2214 | 61.5 | 6857.25 | 286.52 | 15.54 | -54.23 | 13.89 | 20 | 16.45 | 0 | 0.5 | 0.1 | 0.5 | 0.5 | 0 | 0 | 0 | 0 | 0 | 0 | 0 | 0 | 0 | 0 | 0 | 0 | 0 | 0 | 0 | 0 | 0
6728 | 13.9 | 1411.34 | 660 | 131.35 | 2202.69 | 740.21 | 177.65 | 11280.86 | 3120.55 | 14223.76 | 190.84 | 29975.87 | 2095.66 | 959.4 | 4428 | 4428 | 24.6 | 9827.7 | 316.4 | 26.35 | -52.55 | 16.82 | 23.9 | 0 | 0 | 0.2 | 0.2 | 1 | 0.2 | 0 | 15568.87 | 0 | 12494.38 | 0 | 1339.72 | 0 | 572.9 | 0 | 1156.7 | 0 | 697.07 | 0 | 65.45 | 0 | 31.96 | 144.48
6729 | 14.5 | 1411.34 | 660 | 131.35 | 2202.69 | 740.21 | 177.65 | 11280.86 | 3120.55 | 14223.76 | 190.84 | 20593.11 | 3085.94 | 959.4 | 4428 | 4428 | 24.6 | 9827.7 | 314.67 | 24.62 | -52.54 | 16.83 | 23.9 | 0 | 0 | 0.2 | 0.2 | 1 | 0.2 | 0 | 7478.81 | 0 | 8066 | 0 | 3536.14 | 0 | 1512.16 | 0 | 1111.28 | 0 | 900.02 | 0 | 345.49 | 0 | 168.73 | 560.41
6730 | 15 | 1411.34 | 660 | 131.35 | 2202.69 | 740.21 | 177.65 | 11280.86 | 3120.55 | 14223.76 | 190.84 | 15006.45 | 2396.16 | 959.4 | 4428 | 4428 | 24.6 | 9827.7 | 313.3 | 23.25 | -52.48 | 16.89 | 23.25 | 0 | 0 | 0.2 | 0.2 | 1 | 0.2 | 0 | 4135.99 | 0 | 4510.83 | 0 | 4454.67 | 0 | 1904.96 | 0 | 614.57 | 0 | 503.33 | 0 | 435.24 | 0 | 212.56 | 630.46
6731 | 15.3 | 1411.34 | 660 | 131.35 | 2202.69 | 740.21 | 177.65 | 11280.86 | 3120.55 | 14223.76 | 190.84 | 32281.46 | 2613.09 | 959.4 | 4428 | 4428 | 24.6 | 9827.7 | 318.62 | 28.57 | -50.98 | 18.4 | 23.9 | 0 | 0 | 0.2 | 0.2 | 1 | 0.2 | 0 | 8220.32 | 0 | 7851.3 | 0 | 11522.81 | 0 | 4687.02 | 0 | 610.73 | 0 | 438.03 | 0 | 562.91 | 0 | 261.49 | 739.92
6732 | 15.5 | 1411.34 | 660 | 131.35 | 2202.69 | 740.21 | 177.65 | 11280.86 | 3120.55 | 14223.76 | 190.84 | 15147.56 | 2450.91 | 959.4 | 4428 | 4428 | 24.6 | 9827.7 | 313.81 | 23.76 | -51.98 | 17.4 | 23.76 | 0 | 0 | 0.2 | 0.2 | 1 | 0.2 | 0 | 4072.5 | 0 | 2861.37 | 0 | 5891.66 | 0 | 2322.04 | 0 | 605.14 | 0 | 319.28 | 0 | 575.64 | 0 | 259.1 | 691.76
6733 | 16.2 | 1411.34 | 660 | 131.35 | 2202.69 | 740.21 | 177.65 | 11280.86 | 3120.55 | 14223.76 | 190.84 | 31035.68 | 2505.74 | 959.4 | 4428 | 4428 | 24.6 | 9827.7 | 319.06 | 29.01 | -50.18 | 19.19 | 23.9 | 0 | 0 | 0.2 | 0.2 | 1 | 0.2 | 0 | 8393.99 | 0 | 5463.06 | 0 | 12392.58 | 0 | 4786.05 | 0 | 623.64 | 0 | 304.79 | 0 | 605.4 | 0 | 267.02 | 704.89
6734 | 16.1 | 1411.34 | 660 | 131.35 | 2202.69 | 740.21 | 177.65 | 11280.86 | 3120.55 | 14223.76 | 190.84 | 12112.32 | 1972.03 | 959.4 | 4428 | 4428 | 24.6 | 9827.7 | 313.33 | 23.28 | -51.63 | 17.74 | 23.28 | 0 | 0 | 0.2 | 0.2 | 1 | 0.2 | 0 | 3407.2 | 0 | 2006.97 | 0 | 4755.44 | 0 | 1942.7 | 0 | 506.28 | 0 | 223.94 | 0 | 464.62 | 0 | 216.77 | 560.41
6735 | 16.1 | 1411.34 | 660 | 131.35 | 2202.69 | 740.21 | 177.65 | 11280.86 | 3120.55 | 14223.76 | 190.84 | 21604.49 | 1756.68 | 959.4 | 4428 | 4428 | 24.6 | 9827.7 | 316 | 25.95 | -50.99 | 18.39 | 23.9 | 0 | 0 | 0.2 | 0.2 | 1 | 0.2 | 0 | 6044.24 | 0 | 3521.74 | 0 | 8592.25 | 0 | 3446.27 | 0 | 449.06 | 0 | 196.48 | 0 | 419.75 | 0 | 192.27 | 499.12
6736 | 15.7 | 1411.34 | 660 | 131.35 | 2202.69 | 740.21 | 177.65 | 11280.86 | 3120.55 | 14223.76 | 190.84 | 6233.02 | 1018.74 | 959.4 | 4428 | 4428 | 24.6 | 9827.7 | 310.99 | 20.94 | -52.5 | 16.88 | 20.94 | 0 | 0 | 0.2 | 0.2 | 1 | 0.2 | 0 | 1744.15 | 0 | 997.95 | 0 | 2496.45 | 0 | 994.47 | 0 | 259.17 | 0 | 111.35 | 0 | 243.91 | 0 | 110.97 | 293.34
6737 | 15.3 | 1411.34 | 660 | 131.35 | 2202.69 | 740.21 | 177.65 | 11280.86 | 3120.55 | 14223.76 | 190.84 | 4561.62 | 374.84 | 959.4 | 4428 | 4428 | 24.6 | 9827.7 | 309.84 | 19.79 | -53.05 | 16.32 | 20 | 0.73 | 0 | 0.2 | 0.2 | 1 | 0.2 | 0 | 1273.1 | 0 | 725.89 | 0 | 1825.74 | 0 | 736.89 | 0 | 94.59 | 0 | 40.5 | 0 | 89.19 | 0 | 41.11 | 109.46
6738 | 15.1 | 1411.34 | 660 | 131.35 | 2202.69 | 740.21 | 444.13 | 11547.34 | 3387.03 | 14490.24 | 190.84 | 1577.69 | 125.68 | 2398.5 | 11070 | 11070 | 61.5 | 24569.25 | 293.34 | 22.36 | -51.23 | 16.89 | 22.36 | 0 | 0 | 0.5 | 0.5 | 1 | 0.5 | 0 | 400.98 | 0 | 228.63 | 0 | 689.75 | 0 | 258.34 | 0 | 29.79 | 0 | 12.76 | 0 | 33.7 | 0 | 14.41 | 35.03
6739 | 15.1 | 1411.34 | 660 | 131.35 | 2202.69 | 740.21 | 444.13 | 11547.34 | 3387.03 | 14490.24 | 190.84 | 0 | 0 | 2398.5 | 11070 | 11070 | 61.5 | 24569.25 | 292.95 | 21.97 | -51.34 | 16.77 | 21.97 | 0 | 0 | 0.5 | 0.5 | 1 | 0.5 | 0 | 0 | 0 | 0 | 0 | 0 | 0 | 0 | 0 | 0 | 0 | 0 | 0 | 0 | 0 | 0 | 0
6740 | 13.9 | 1411.34 | 660 | 131.35 | 2202.69 | 740.21 | 444.13 | 11547.34 | 3387.03 | 14490.24 | 190.84 | 0 | 0 | 2398.5 | 11070 | 11070 | 61.5 | 24569.25 | 291.84 | 20.86 | -52.53 | 15.59 | 20.86 | 0 | 0 | 0.5 | 0.5 | 1 | 0.5 | 0 | 0 | 0 | 0 | 0 | 0 | 0 | 0 | 0 | 0 | 0 | 0 | 0 | 0 | 0 | 0 | 0
6741 | 13 | 1411.34 | 660 | 131.35 | 2202.69 | 740.21 | 444.13 | 11547.34 | 3387.03 | 14490.24 | 190.84 | 0 | 0 | 2398.5 | 11070 | 11070 | 61.5 | 24569.25 | 290.98 | 20 | -53.42 | 14.7 | 20 | 0 | 0 | 0.5 | 0.5 | 1 | 0.5 | 0 | 0 | 0 | 0 | 0 | 0 | 0 | 0 | 0 | 0 | 0 | 0 | 0 | 0 | 0 | 0 | 0
6742 | 12.8 | 1411.34 | 660 | 131.35 | 2202.69 | 740.21 | 444.13 | 11547.34 | 3387.03 | 14490.24 | 190.84 | 0 | 0 | 2398.5 | 11070 | 11070 | 61.5 | 24569.25 | 290.77 | 19.79 | -53.61 | 14.5 | 20 | 0.77 | 0 | 0.5 | 0.5 | 1 | 0.5 | 0 | 0 | 0 | 0 | 0 | 0 | 0 | 0 | 0 | 0 | 0 | 0 | 0 | 0 | 0 | 0 | 0
6743 | 12.3 | 1411.34 | 660 | 131.35 | 2202.69 | 740.21 | 444.13 | 11547.34 | 3387.03 | 14490.24 | 190.84 | 0 | 0 | 2398.5 | 11070 | 11070 | 61.5 | 24569.25 | 290.31 | 19.33 | -54.11 | 14.01 | 20 | 2.47 | 0 | 0.5 | 0.5 | 1 | 0.5 | 0 | 0 | 0 | 0 | 0 | 0 | 0 | 0 | 0 | 0 | 0 | 0 | 0 | 0 | 0 | 0 | 0
6744 | 11.8 | 1411.34 | 660 | 131.35 | 2202.69 | 740.21 | 444.13 | 11547.34 | 3387.03 | 14490.24 | 190.84 | 0 | 0 | 2398.5 | 11070 | 11070 | 61.5 | 24569.25 | 289.85 | 18.87 | -54.6 | 13.52 | 20 | 4.16 | 0 | 0.5 | 0.5 | 1 | 0.5 | 0 | 0 | 0 | 0 | 0 | 0 | 0 | 0 | 0 | 0 | 0 | 0 | 0 | 0 | 0 | 0 | 0
6745 | 11.1 | 1411.34 | 660 | 131.35 | 2202.69 | 740.21 | 444.13 | 11547.34 | 3387.03 | 14490.24 | 190.84 | 0 | 0 | 2398.5 | 2214 | 2214 | 61.5 | 6857.25 | 284.41 | 13.43 | -56.5 | 11.62 | 20 | 24.24 | 0 | 0.5 | 0.1 | 0.5 | 0.5 | 0 | 0 | 0 | 0 | 0 | 0 | 0 | 0 | 0 | 0 | 0 | 0 | 0 | 0 | 0 | 0 | 0
6746 | 10.9 | 1411.34 | 660 | 131.35 | 2202.69 | 740.21 | 444.13 | 11547.34 | 3387.03 | 14490.24 | 190.84 | 0 | 0 | 2398.5 | 2214 | 2214 | 61.5 | 6857.25 | 284.22 | 13.25 | -56.69 | 11.42 | 20 | 24.92 | 0 | 0.5 | 0.1 | 0.5 | 0.5 | 0 | 0 | 0 | 0 | 0 | 0 | 0 | 0 | 0 | 0 | 0 | 0 | 0 | 0 | 0 | 0 | 0
6747 | 10.5 | 1411.34 | 660 | 131.35 | 2202.69 | 740.21 | 444.13 | 11547.34 | 3387.03 | 14490.24 | 190.84 | 0 | 0 | 2398.5 | 2214 | 2214 | 61.5 | 6857.25 | 283.86 | 12.88 | -57.09 | 11.03 | 20 | 26.27 | 0 | 0.5 | 0.1 | 0.5 | 0.5 | 0 | 0 | 0 | 0 | 0 | 0 | 0 | 0 | 0 | 0 | 0 | 0 | 0 | 0 | 0 | 0 | 0
6748 | 10.3 | 1411.34 | 660 | 131.35 | 2202.69 | 740.21 | 444.13 | 11547.34 | 3387.03 | 14490.24 | 190.84 | 0 | 0 | 2398.5 | 2214 | 2214 | 61.5 | 6857.25 | 283.67 | 12.7 | -57.29 | 10.83 | 20 | 26.95 | 0 | 0.5 | 0.1 | 0.5 | 0.5 | 0 | 0 | 0 | 0 | 0 | 0 | 0 | 0 | 0 | 0 | 0 | 0 | 0 | 0 | 0 | 0 | 0
6749 | 9.7 | 1411.34 | 660 | 131.35 | 2202.69 | 740.21 | 444.13 | 11547.34 | 3387.03 | 14490.24 | 190.84 | 0 | 0 | 2398.5 | 2214 | 2214 | 61.5 | 6857.25 | 283.12 | 12.15 | -57.88 | 10.24 | 20 | 28.98 | 0 | 0.5 | 0.1 | 0.5 | 0.5 | 0 | 0 | 0 | 0 | 0 | 0 | 0 | 0 | 0 | 0 | 0 | 0 | 0 | 0 | 0 | 0 | 0
6750 | 9.6 | 1411.34 | 660 | 131.35 | 2202.69 | 740.21 | 444.13 | 11547.34 | 3387.03 | 14490.24 | 190.84 | 0 | 0 | 2398.5 | 2214 | 2214 | 61.5 | 6857.25 | 283.03 | 12.05 | -57.98 | 10.14 | 20 | 29.32 | 0 | 0.5 | 0.1 | 0.5 | 0.5 | 0 | 0 | 0 | 0 | 0 | 0 | 0 | 0 | 0 | 0 | 0 | 0 | 0 | 0 | 0 | 0 | 0
6751 | 9.6 | 1411.34 | 660 | 131.35 | 2202.69 | 740.21 | 444.13 | 11547.34 | 3387.03 | 14490.24 | 190.84 | 0 | 0 | 2398.5 | 2214 | 2214 | 61.5 | 6857.25 | 283.03 | 12.05 | -57.98 | 10.14 | 20 | 29.32 | 0 | 0.5 | 0.1 | 0.5 | 0.5 | 0 | 0 | 0 | 0 | 0 | 0 | 0 | 0 | 0 | 0 | 0 | 0 | 0 | 0 | 0 | 0 | 0
6752 | 10 | 1411.34 | 660 | 131.35 | 2202.69 | 740.21 | 177.65 | 11280.86 | 3120.55 | 14223.76 | 190.84 | 28359.08 | 2005.66 | 959.4 | 4428 | 4428 | 24.6 | 9827.7 | 312.38 | 22.33 | -56.52 | 12.85 | 22.33 | 0 | 0 | 0.2 | 0.2 | 1 | 0.2 | 0 | 14321.87 | 0 | 11508.09 | 0 | 1771.55 | 0 | 757.57 | 0 | 1064.05 | 0 | 642.05 | 0 | 86.54 | 0 | 42.27 | 170.75
6753 | 12.8 | 1411.34 | 660 | 131.35 | 2202.69 | 740.21 | 177.65 | 11280.86 | 3120.55 | 14223.76 | 190.84 | 56944.41 | 4212.01 | 959.4 | 4428 | 4428 | 24.6 | 9827.7 | 323.94 | 33.89 | -51.62 | 17.75 | 23.9 | 0 | 0 | 0.2 | 0.2 | 1 | 0.2 | 0 | 21363.29 | 0 | 24871.91 | 0 | 7501.39 | 0 | 3207.83 | 0 | 1587.2 | 0 | 1387.63 | 0 | 366.46 | 0 | 178.97 | 691.76
6754 | 14.9 | 1411.34 | 660 | 131.35 | 2202.69 | 740.21 | 177.65 | 11280.86 | 3120.55 | 14223.76 | 190.84 | 37666.74 | 5802.93 | 959.4 | 4428 | 4428 | 24.6 | 9827.7 | 320.77 | 30.72 | -50.78 | 18.6 | 23.9 | 0 | 0 | 0.2 | 0.2 | 1 | 0.2 | 0 | 9475.86 | 0 | 20239.56 | 0 | 5569.59 | 0 | 2381.73 | 0 | 1408.03 | 0 | 2258.37 | 0 | 544.17 | 0 | 265.76 | 1326.6
6755 | 16.3 | 1411.34 | 660 | 131.35 | 2202.69 | 740.21 | 177.65 | 11280.86 | 3120.55 | 14223.76 | 190.84 | 40959.48 | 6392.32 | 959.4 | 4428 | 4428 | 24.6 | 9827.7 | 323.16 | 33.11 | -49.12 | 20.25 | 23.9 | 0 | 0 | 0.2 | 0.2 | 1 | 0.2 | 0 | 4802.14 | 0 | 23182.64 | 0 | 10236.64 | 0 | 2738.06 | 0 | 713.55 | 0 | 2586.77 | 0 | 1000.16 | 0 | 305.52 | 1786.31
6756 | 17.9 | 1411.34 | 660 | 131.35 | 2202.69 | 740.21 | 177.65 | 11280.86 | 3120.55 | 14223.76 | 190.84 | 54603.62 | 8009.4 | 959.4 | 4428 | 4428 | 24.6 | 9827.7 | 329.04 | 38.99 | -46.49 | 22.89 | 23.9 | 0 | 0 | 0.2 | 0.2 | 1 | 0.2 | 0 | 5253.39 | 0 | 22490.46 | 0 | 23864.42 | 0 | 2995.35 | 0 | 780.61 | 0 | 2509.53 | 0 | 2331.64 | 0 | 334.23 | 2053.39
6757 | 18.7 | 1411.34 | 660 | 131.35 | 2202.69 | 740.21 | 177.65 | 11280.86 | 3120.55 | 14223.76 | 190.84 | 64488.99 | 9027.71 | 959.4 | 4428 | 4428 | 24.6 | 9827.7 | 332.92 | 42.87 | -44.94 | 24.43 | 24 | 0 | -6.24 | 0.2 | 0.2 | 1 | 0.2 | 0 | 5348.82 | 0 | 19557.39 | 0 | 36533.02 | 0 | 3049.77 | 0 | 794.79 | 0 | 2182.25 | 0 | 3569.41 | 0 | 340.3 | 2140.95
6758 | 19 | 1411.34 | 660 | 131.35 | 2202.69 | 740.21 | 177.65 | 11280.86 | 3120.55 | 14223.76 | 190.84 | 67891.1 | 9144.64 | 959.4 | 4428 | 4428 | 24.6 | 9827.7 | 334.22 | 44.17 | -44.4 | 24.97 | 24 | 0 | -14.03 | 0.2 | 0.2 | 1 | 0.2 | 0 | 5179.68 | 0 | 14528.09 | 0 | 45230 | 0 | 2953.33 | 0 | 769.65 | 0 | 1621.08 | 0 | 4419.14 | 0 | 329.54 | 2005.23
6759 | 19.1 | 1411.34 | 660 | 131.35 | 2202.69 | 740.21 | 177.65 | 11280.86 | 3120.55 | 14223.76 | 190.84 | 64778.18 | 8415.61 | 959.4 | 4428 | 4428 | 24.6 | 9827.7 | 333.2 | 43.15 | -44.57 | 24.81 | 24 | 0 | -11.61 | 0.2 | 0.2 | 1 | 0.2 | 0 | 4690.75 | 0 | 8698.62 | 0 | 48714.25 | 0 | 2674.55 | 0 | 697 | 0 | 970.61 | 0 | 4759.57 | 0 | 298.43 | 1689.99
6760 | 18.9 | 1411.34 | 660 | 131.35 | 2202.69 | 740.21 | 177.65 | 11280.86 | 3120.55 | 14223.76 | 190.84 | 54182.64 | 6785.16 | 959.4 | 4428 | 4428 | 24.6 | 9827.7 | 329.47 | 39.42 | -45.61 | 23.76 | 23.9 | 0 | 0 | 0.2 | 0.2 | 1 | 0.2 | 0 | 3935.59 | 0 | 3080.64 | 0 | 44922.44 | 0 | 2243.97 | 0 | 584.79 | 0 | 343.74 | 0 | 4389.09 | 0 | 250.39 | 1217.15
6761 | 17.8 | 1411.34 | 660 | 131.35 | 2202.69 | 740.21 | 177.65 | 11280.86 | 3120.55 | 14223.76 | 190.84 | 36162.14 | 4374.3 | 959.4 | 4428 | 4428 | 24.6 | 9827.7 | 322.54 | 32.49 | -48.12 | 21.26 | 23.9 | 0 | 0 | 0.2 | 0.2 | 1 | 0.2 | 0 | 2724.41 | 0 | 1553.39 | 0 | 28248.19 | 0 | 3636.15 | 0 | 404.82 | 0 | 173.33 | 0 | 2759.95 | 0 | 405.73 | 630.46
6762 | 15.6 | 1411.34 | 660 | 131.35 | 2202.69 | 740.21 | 444.13 | 11547.34 | 3387.03 | 14490.24 | 190.84 | 15598.84 | 1740.26 | 2398.5 | 11070 | 11070 | 61.5 | 24569.25 | 298.15 | 27.18 | -49.67 | 18.45 | 23.9 | 0 | 0 | 0.5 | 0.5 | 1 | 0.5 | 0 | 777.77 | 0 | 443.46 | 0 | 11874.31 | 0 | 2503.3 | 0 | 115.57 | 0 | 49.48 | 0 | 1160.16 | 0 | 279.32 | 135.72
6763 | 14.8 | 1411.34 | 660 | 131.35 | 2202.69 | 740.21 | 444.13 | 11547.34 | 3387.03 | 14490.24 | 190.84 | 0 | 0 | 2398.5 | 11070 | 11070 | 61.5 | 24569.25 | 292.72 | 21.75 | -51.64 | 16.48 | 21.75 | 0 | 0 | 0.5 | 0.5 | 1 | 0.5 | 0 | 0 | 0 | 0 | 0 | 0 | 0 | 0 | 0 | 0 | 0 | 0 | 0 | 0 | 0 | 0 | 0
6764 | 14.1 | 1411.34 | 660 | 131.35 | 2202.69 | 740.21 | 444.13 | 11547.34 | 3387.03 | 14490.24 | 190.84 | 0 | 0 | 2398.5 | 11070 | 11070 | 61.5 | 24569.25 | 292.01 | 21.04 | -52.33 | 15.79 | 21.04 | 0 | 0 | 0.5 | 0.5 | 1 | 0.5 | 0 | 0 | 0 | 0 | 0 | 0 | 0 | 0 | 0 | 0 | 0 | 0 | 0 | 0 | 0 | 0 | 0
6765 | 12.7 | 1411.34 | 660 | 131.35 | 2202.69 | 740.21 | 444.13 | 11547.34 | 3387.03 | 14490.24 | 190.84 | 0 | 0 | 2398.5 | 11070 | 11070 | 61.5 | 24569.25 | 290.71 | 19.73 | -53.71 | 14.4 | 20 | 0.99 | 0 | 0.5 | 0.5 | 1 | 0.5 | 0 | 0 | 0 | 0 | 0 | 0 | 0 | 0 | 0 | 0 | 0 | 0 | 0 | 0 | 0 | 0 | 0
6766 | 11.2 | 1411.34 | 660 | 131.35 | 2202.69 | 740.21 | 444.13 | 11547.34 | 3387.03 | 14490.24 | 190.84 | 0 | 0 | 2398.5 | 11070 | 11070 | 61.5 | 24569.25 | 289.3 | 18.32 | -55.19 | 12.92 | 20 | 6.19 | 0 | 0.5 | 0.5 | 1 | 0.5 | 0 | 0 | 0 | 0 | 0 | 0 | 0 | 0 | 0 | 0 | 0 | 0 | 0 | 0 | 0 | 0 | 0
6767 | 11.2 | 1411.34 | 660 | 131.35 | 2202.69 | 740.21 | 444.13 | 11547.34 | 3387.03 | 14490.24 | 190.84 | 0 | 0 | 2398.5 | 11070 | 11070 | 61.5 | 24569.25 | 289.3 | 18.32 | -55.19 | 12.92 | 20 | 6.19 | 0 | 0.5 | 0.5 | 1 | 0.5 | 0 | 0 | 0 | 0 | 0 | 0 | 0 | 0 | 0 | 0 | 0 | 0 | 0 | 0 | 0 | 0 | 0
6768 | 10.4 | 1411.34 | 660 | 131.35 | 2202.69 | 740.21 | 444.13 | 11547.34 | 3387.03 | 14490.24 | 190.84 | 0 | 0 | 2398.5 | 11070 | 11070 | 61.5 | 24569.25 | 288.56 | 17.59 | -55.98 | 12.13 | 20 | 8.9 | 0 | 0.5 | 0.5 | 1 | 0.5 | 0 | 0 | 0 | 0 | 0 | 0 | 0 | 0 | 0 | 0 | 0 | 0 | 0 | 0 | 0 | 0 | 0
6769 | 10.1 | 1411.34 | 660 | 131.35 | 2202.69 | 740.21 | 444.13 | 11547.34 | 3387.03 | 14490.24 | 190.84 | 0 | 0 | 2398.5 | 2214 | 2214 | 61.5 | 6857.25 | 283.49 | 12.51 | -57.48 | 10.63 | 20 | 27.63 | 0 | 0.5 | 0.1 | 0.5 | 0.5 | 0 | 0 | 0 | 0 | 0 | 0 | 0 | 0 | 0 | 0 | 0 | 0 | 0 | 0 | 0 | 0 | 0
6770 | 9.6 | 1411.34 | 660 | 131.35 | 2202.69 | 740.21 | 444.13 | 11547.34 | 3387.03 | 14490.24 | 190.84 | 0 | 0 | 2398.5 | 2214 | 2214 | 61.5 | 6857.25 | 283.03 | 12.05 | -57.98 | 10.14 | 20 | 29.32 | 0 | 0.5 | 0.1 | 0.5 | 0.5 | 0 | 0 | 0 | 0 | 0 | 0 | 0 | 0 | 0 | 0 | 0 | 0 | 0 | 0 | 0 | 0 | 0
6771 | 9.3 | 1411.34 | 660 | 131.35 | 2202.69 | 740.21 | 444.13 | 11547.34 | 3387.03 | 14490.24 | 190.84 | 0 | 0 | 2398.5 | 2214 | 2214 | 61.5 | 6857.25 | 282.76 | 11.78 | -58.27 | 9.84 | 20 | 30.34 | 0 | 0.5 | 0.1 | 0.5 | 0.5 | 0 | 0 | 0 | 0 | 0 | 0 | 0 | 0 | 0 | 0 | 0 | 0 | 0 | 0 | 0 | 0 | 0
6772 | 8.6 | 1411.34 | 660 | 131.35 | 2202.69 | 740.21 | 444.13 | 11547.34 | 3387.03 | 14490.24 | 190.84 | 0 | 0 | 2398.5 | 2214 | 2214 | 61.5 | 6857.25 | 282.11 | 11.14 | -58.96 | 9.15 | 20 | 32.71 | 0 | 0.5 | 0.1 | 0.5 | 0.5 | 0 | 0 | 0 | 0 | 0 | 0 | 0 | 0 | 0 | 0 | 0 | 0 | 0 | 0 | 0 | 0 | 0
6773 | 8.2 | 1411.34 | 660 | 131.35 | 2202.69 | 740.21 | 444.13 | 11547.34 | 3387.03 | 14490.24 | 190.84 | 0 | 0 | 2398.5 | 2214 | 2214 | 61.5 | 6857.25 | 281.75 | 10.77 | -59.36 | 8.76 | 20 | 34.06 | 0 | 0.5 | 0.1 | 0.5 | 0.5 | 0 | 0 | 0 | 0 | 0 | 0 | 0 | 0 | 0 | 0 | 0 | 0 | 0 | 0 | 0 | 0 | 0
6774 | 7.5 | 1411.34 | 660 | 131.35 | 2202.69 | 740.21 | 444.13 | 11547.34 | 3387.03 | 14490.24 | 190.84 | 0 | 0 | 2398.5 | 2214 | 2214 | 61.5 | 6857.25 | 281.1 | 10.13 | -60.05 | 8.06 | 20 | 36.43 | 0 | 0.5 | 0.1 | 0.5 | 0.5 | 0 | 0 | 0 | 0 | 0 | 0 | 0 | 0 | 0 | 0 | 0 | 0 | 0 | 0 | 0 | 0 | 0
6775 | 7.8 | 1411.34 | 660 | 131.35 | 2202.69 | 740.21 | 444.13 | 11547.34 | 3387.03 | 14490.24 | 190.84 | 0 | 0 | 2398.5 | 2214 | 2214 | 61.5 | 6857.25 | 281.38 | 10.4 | -59.75 | 8.36 | 20 | 35.42 | 0 | 0.5 | 0.1 | 0.5 | 0.5 | 0 | 0 | 0 | 0 | 0 | 0 | 0 | 0 | 0 | 0 | 0 | 0 | 0 | 0 | 0 | 0 | 0
6776 | 8.5 | 1411.34 | 660 | 131.35 | 2202.69 | 740.21 | 177.65 | 11280.86 | 3120.55 | 14223.76 | 190.84 | 34048.02 | 2440.79 | 959.4 | 4428 | 4428 | 24.6 | 9827.7 | 312.8 | 22.75 | -57.57 | 11.8 | 22.75 | 0 | 0 | 0.2 | 0.2 | 1 | 0.2 | 0 | 16608.7 | 0 | 13312.73 | 0 | 2890.51 | 0 | 1236.07 | 0 | 1233.95 | 0 | 742.73 | 0 | 141.21 | 0 | 68.96 | 253.94
6777 | 10.3 | 1411.34 | 660 | 131.35 | 2202.69 | 740.21 | 177.65 | 11280.86 | 3120.55 | 14223.76 | 190.84 | 62270.38 | 4635.06 | 959.4 | 4428 | 4428 | 24.6 | 9827.7 | 323.36 | 33.31 | -53.69 | 15.69 | 23.9 | 0 | 0 | 0.2 | 0.2 | 1 | 0.2 | 0 | 23449.09 | 0 | 28059.38 | 0 | 7538.3 | 0 | 3223.62 | 0 | 1742.16 | 0 | 1565.46 | 0 | 368.26 | 0 | 179.85 | 779.32
6778 | 12 | 1411.34 | 660 | 131.35 | 2202.69 | 740.21 | 177.65 | 11280.86 | 3120.55 | 14223.76 | 190.84 | 41094.74 | 6310.22 | 959.4 | 4428 | 4428 | 24.6 | 9827.7 | 319.29 | 29.24 | -53.36 | 16.01 | 23.9 | 0 | 0 | 0.2 | 0.2 | 1 | 0.2 | 0 | 10036.48 | 0 | 23900.7 | 0 | 5013.6 | 0 | 2143.97 | 0 | 1491.33 | 0 | 2666.89 | 0 | 489.85 | 0 | 239.23 | 1422.92
6779 | 13.6 | 1411.34 | 660 | 131.35 | 2202.69 | 740.21 | 177.65 | 11280.86 | 3120.55 | 14223.76 | 190.84 | 43867.34 | 6800.71 | 959.4 | 4428 | 4428 | 24.6 | 9827.7 | 321.68 | 31.63 | -51.56 | 17.82 | 23.9 | 0 | 0 | 0.2 | 0.2 | 1 | 0.2 | 0 | 4505.53 | 0 | 26138.6 | 0 | 10654.27 | 0 | 2568.94 | 0 | 669.48 | 0 | 2916.6 | 0 | 1040.96 | 0 | 286.65 | 1887.01
6780 | 15.1 | 1411.34 | 660 | 131.35 | 2202.69 | 740.21 | 177.65 | 11280.86 | 3120.55 | 14223.76 | 190.84 | 58851.97 | 8564.07 | 959.4 | 4428 | 4428 | 24.6 | 9827.7 | 327.9 | 37.85 | -48.92 | 20.46 | 23.9 | 0 | 0 | 0.2 | 0.2 | 1 | 0.2 | 0 | 4930.8 | 0 | 25082.02 | 0 | 26027.73 | 0 | 2811.42 | 0 | 732.67 | 0 | 2798.71 | 0 | 2543.01 | 0 | 313.7 | 2175.98
6781 | 16.3 | 1411.34 | 660 | 131.35 | 2202.69 | 740.21 | 177.65 | 11280.86 | 3120.55 | 14223.76 | 190.84 | 69138.32 | 9599.47 | 959.4 | 4428 | 4428 | 24.6 | 9827.7 | 332.27 | 42.22 | -46.95 | 22.43 | 23.9 | 0 | 0 | 0.2 | 0.2 | 1 | 0.2 | 0 | 5056.06 | 0 | 21378.14 | 0 | 39821.28 | 0 | 2882.84 | 0 | 751.29 | 0 | 2385.42 | 0 | 3890.69 | 0 | 321.67 | 2250.41
6782 | 17.5 | 1411.34 | 660 | 131.35 | 2202.69 | 740.21 | 177.65 | 11280.86 | 3120.55 | 14223.76 | 190.84 | 73583.53 | 9811.02 | 959.4 | 4428 | 4428 | 24.6 | 9827.7 | 334.7 | 44.65 | -45.44 | 23.93 | 23.93 | 0 | 0 | 0.2 | 0.2 | 1 | 0.2 | 0 | 4866.33 | 0 | 15910.34 | 0 | 50032.2 | 0 | 2774.66 | 0 | 723.09 | 0 | 1775.31 | 0 | 4888.33 | 0 | 309.6 | 2114.68
6783 | 17.6 | 1411.34 | 660 | 131.35 | 2202.69 | 740.21 | 177.65 | 11280.86 | 3120.55 | 14223.76 | 190.84 | 71311.38 | 9142.57 | 959.4 | 4428 | 4428 | 24.6 | 9827.7 | 333.94 | 43.89 | -45.55 | 23.83 | 23.9 | 0 | 0 | 0.2 | 0.2 | 1 | 0.2 | 0 | 4375.04 | 0 | 9482.91 | 0 | 54958.9 | 0 | 2494.54 | 0 | 650.09 | 0 | 1058.12 | 0 | 5369.69 | 0 | 278.35 | 1786.31
6784 | 17 | 1411.34 | 660 | 131.35 | 2202.69 | 740.21 | 177.65 | 11280.86 | 3120.55 | 14223.76 | 190.84 | 59864.86 | 7384.71 | 959.4 | 4428 | 4428 | 24.6 | 9827.7 | 329.57 | 39.52 | -47.05 | 22.32 | 23.9 | 0 | 0 | 0.2 | 0.2 | 1 | 0.2 | 0 | 3645.78 | 0 | 3088.91 | 0 | 51051.43 | 0 | 2078.73 | 0 | 541.73 | 0 | 344.67 | 0 | 4987.92 | 0 | 231.95 | 1278.44
6785 | 15.6 | 1411.34 | 660 | 131.35 | 2202.69 | 740.21 | 177.65 | 11280.86 | 3120.55 | 14223.76 | 190.84 | 43428.33 | 5121.83 | 959.4 | 4428 | 4428 | 24.6 | 9827.7 | 322.88 | 32.83 | -49.73 | 19.64 | 23.9 | 0 | 0 | 0.2 | 0.2 | 1 | 0.2 | 0 | 2577.84 | 0 | 1469.82 | 0 | 35254 | 0 | 4126.66 | 0 | 383.04 | 0 | 164.01 | 0 | 3444.45 | 0 | 460.46 | 669.87
6786 | 13.3 | 1411.34 | 660 | 131.35 | 2202.69 | 740.21 | 444.13 | 11547.34 | 3387.03 | 14490.24 | 190.84 | 14010.96 | 1578.14 | 2398.5 | 11070 | 11070 | 61.5 | 24569.25 | 295.57 | 24.59 | -52.06 | 16.06 | 23.9 | 0 | 0 | 0.5 | 0.5 | 1 | 0.5 | 0 | 721.92 | 0 | 411.62 | 0 | 10640.62 | 0 | 2236.8 | 0 | 107.27 | 0 | 45.93 | 0 | 1039.63 | 0 | 249.59 | 135.72
6787 | 12.2 | 1411.34 | 660 | 131.35 | 2202.69 | 740.21 | 444.13 | 11547.34 | 3387.03 | 14490.24 | 190.84 | 0 | 0 | 2398.5 | 11070 | 11070 | 61.5 | 24569.25 | 290.34 | 19.36 | -54.2 | 13.91 | 20 | 2.37 | 0 | 0.5 | 0.5 | 1 | 0.5 | 0 | 0 | 0 | 0 | 0 | 0 | 0 | 0 | 0 | 0 | 0 | 0 | 0 | 0 | 0 | 0 | 0
6788 | 11 | 1411.34 | 660 | 131.35 | 2202.69 | 740.21 | 444.13 | 11547.34 | 3387.03 | 14490.24 | 190.84 | 0 | 0 | 2398.5 | 11070 | 11070 | 61.5 | 24569.25 | 289.12 | 18.14 | -55.39 | 12.73 | 20 | 6.87 | 0 | 0.5 | 0.5 | 1 | 0.5 | 0 | 0 | 0 | 0 | 0 | 0 | 0 | 0 | 0 | 0 | 0 | 0 | 0 | 0 | 0 | 0 | 0
6789 | 9.9 | 1411.34 | 660 | 131.35 | 2202.69 | 740.21 | 444.13 | 11547.34 | 3387.03 | 14490.24 | 190.84 | 0 | 0 | 2398.5 | 11070 | 11070 | 61.5 | 24569.25 | 288.11 | 17.13 | -56.48 | 11.64 | 20 | 10.59 | 0 | 0.5 | 0.5 | 1 | 0.5 | 0 | 0 | 0 | 0 | 0 | 0 | 0 | 0 | 0 | 0 | 0 | 0 | 0 | 0 | 0 | 0 | 0
6790 | 8.7 | 1411.34 | 660 | 131.35 | 2202.69 | 740.21 | 444.13 | 11547.34 | 3387.03 | 14490.24 | 190.84 | 0 | 0 | 2398.5 | 11070 | 11070 | 61.5 | 24569.25 | 287 | 16.03 | -57.66 | 10.46 | 20 | 14.66 | 0 | 0.5 | 0.5 | 1 | 0.5 | 0 | 0 | 0 | 0 | 0 | 0 | 0 | 0 | 0 | 0 | 0 | 0 | 0 | 0 | 0 | 0 | 0
6791 | 7.9 | 1411.34 | 660 | 131.35 | 2202.69 | 740.21 | 444.13 | 11547.34 | 3387.03 | 14490.24 | 190.84 | 0 | 0 | 2398.5 | 11070 | 11070 | 61.5 | 24569.25 | 286.27 | 15.29 | -58.45 | 9.67 | 20 | 17.37 | 0 | 0.5 | 0.5 | 1 | 0.5 | 0 | 0 | 0 | 0 | 0 | 0 | 0 | 0 | 0 | 0 | 0 | 0 | 0 | 0 | 0 | 0 | 0
6792 | 7.7 | 1411.34 | 660 | 131.35 | 2202.69 | 740.21 | 444.13 | 11547.34 | 3387.03 | 14490.24 | 190.84 | 0 | 0 | 2398.5 | 11070 | 11070 | 61.5 | 24569.25 | 286.09 | 15.11 | -58.65 | 9.47 | 20 | 18.05 | 0 | 0.5 | 0.5 | 1 | 0.5 | 0 | 0 | 0 | 0 | 0 | 0 | 0 | 0 | 0 | 0 | 0 | 0 | 0 | 0 | 0 | 0 | 0
6793 | 7.1 | 1411.34 | 660 | 131.35 | 2202.69 | 740.21 | 444.13 | 11547.34 | 3387.03 | 14490.24 | 190.84 | 0 | 0 | 2398.5 | 2214 | 2214 | 61.5 | 6857.25 | 280.74 | 9.76 | -60.45 | 7.67 | 20 | 37.79 | 0 | 0.5 | 0.1 | 0.5 | 0.5 | 0 | 0 | 0 | 0 | 0 | 0 | 0 | 0 | 0 | 0 | 0 | 0 | 0 | 0 | 0 | 0 | 0
6794 | 6.2 | 1411.34 | 660 | 131.35 | 2202.69 | 740.21 | 444.13 | 11547.34 | 3387.03 | 14490.24 | 190.84 | 0 | 0 | 2398.5 | 2214 | 2214 | 61.5 | 6857.25 | 279.91 | 8.93 | -61.33 | 6.78 | 20 | 40.84 | 0 | 0.5 | 0.1 | 0.5 | 0.5 | 0 | 0 | 0 | 0 | 0 | 0 | 0 | 0 | 0 | 0 | 0 | 0 | 0 | 0 | 0 | 0 | 0
6795 | 5.8 | 1411.34 | 660 | 131.35 | 2202.69 | 740.21 | 444.13 | 11547.34 | 3387.03 | 14490.24 | 190.84 | 0 | 0 | 2398.5 | 2214 | 2214 | 61.5 | 6857.25 | 279.54 | 8.57 | -61.73 | 6.39 | 20 | 42.19 | 0 | 0.5 | 0.1 | 0.5 | 0.5 | 0 | 0 | 0 | 0 | 0 | 0 | 0 | 0 | 0 | 0 | 0 | 0 | 0 | 0 | 0 | 0 | 0
6796 | 5.5 | 1411.34 | 660 | 131.35 | 2202.69 | 740.21 | 444.13 | 11547.34 | 3387.03 | 14490.24 | 190.84 | 0 | 0 | 2398.5 | 2214 | 2214 | 61.5 | 6857.25 | 279.27 | 8.29 | -62.02 | 6.09 | 20 | 43.21 | 0 | 0.5 | 0.1 | 0.5 | 0.5 | 0 | 0 | 0 | 0 | 0 | 0 | 0 | 0 | 0 | 0 | 0 | 0 | 0 | 0 | 0 | 0 | 0
6797 | 5.5 | 1411.34 | 660 | 131.35 | 2202.69 | 740.21 | 444.13 | 11547.34 | 3387.03 | 14490.24 | 190.84 | 0 | 0 | 2398.5 | 2214 | 2214 | 61.5 | 6857.25 | 279.27 | 8.29 | -62.02 | 6.09 | 20 | 43.21 | 0 | 0.5 | 0.1 | 0.5 | 0.5 | 0 | 0 | 0 | 0 | 0 | 0 | 0 | 0 | 0 | 0 | 0 | 0 | 0 | 0 | 0 | 0 | 0
6798 | 5 | 1411.34 | 660 | 131.35 | 2202.69 | 740.21 | 444.13 | 11547.34 | 3387.03 | 14490.24 | 190.84 | 0 | 0 | 2398.5 | 2214 | 2214 | 61.5 | 6857.25 | 278.81 | 7.83 | -62.52 | 5.6 | 20 | 44.9 | 0 | 0.5 | 0.1 | 0.5 | 0.5 | 0 | 0 | 0 | 0 | 0 | 0 | 0 | 0 | 0 | 0 | 0 | 0 | 0 | 0 | 0 | 0 | 0
6799 | 4.9 | 1411.34 | 660 | 131.35 | 2202.69 | 740.21 | 444.13 | 11547.34 | 3387.03 | 14490.24 | 190.84 | 0 | 0 | 2398.5 | 2214 | 2214 | 61.5 | 6857.25 | 278.72 | 7.74 | -62.62 | 5.5 | 20 | 45.24 | 0 | 0.5 | 0.1 | 0.5 | 0.5 | 0 | 0 | 0 | 0 | 0 | 0 | 0 | 0 | 0 | 0 | 0 | 0 | 0 | 0 | 0 | 0 | 0
6800 | 5.4 | 1411.34 | 660 | 131.35 | 2202.69 | 740.21 | 177.65 | 11280.86 | 3120.55 | 14223.76 | 190.84 | 19360.35 | 1426.09 | 959.4 | 4428 | 4428 | 24.6 | 9827.7 | 305.44 | 15.39 | -61.72 | 7.65 | 20 | 15.9 | 0 | 0.2 | 0.2 | 1 | 0.2 | 0 | 9083.39 | 0 | 7238.44 | 0 | 2128.37 | 0 | 910.16 | 0 | 674.86 | 0 | 403.84 | 0 | 103.97 | 0 | 50.78 | 192.64
6801 | 7.5 | 1411.34 | 660 | 131.35 | 2202.69 | 740.21 | 177.65 | 11280.86 | 3120.55 | 14223.76 | 190.84 | 60017.38 | 4465.14 | 959.4 | 4428 | 4428 | 24.6 | 9827.7 | 320.01 | 29.96 | -56.62 | 12.75 | 23.9 | 0 | 0 | 0.2 | 0.2 | 1 | 0.2 | 0 | 22423.2 | 0 | 27044.75 | 0 | 7389.46 | 0 | 3159.97 | 0 | 1665.94 | 0 | 1508.86 | 0 | 360.99 | 0 | 176.3 | 753.05
6802 | 10 | 1411.34 | 660 | 131.35 | 2202.69 | 740.21 | 177.65 | 11280.86 | 3120.55 | 14223.76 | 190.84 | 41117.56 | 6295.4 | 959.4 | 4428 | 4428 | 24.6 | 9827.7 | 317.48 | 27.43 | -55.34 | 14.04 | 23.9 | 0 | 0 | 0.2 | 0.2 | 1 | 0.2 | 0 | 9886.71 | 0 | 24207.8 | 0 | 4919.37 | 0 | 2103.68 | 0 | 1469.08 | 0 | 2701.16 | 0 | 480.64 | 0 | 234.73 | 1409.79
6803 | 11.6 | 1411.34 | 660 | 131.35 | 2202.69 | 740.21 | 177.65 | 11280.86 | 3120.55 | 14223.76 | 190.84 | 44480.12 | 6862.59 | 959.4 | 4428 | 4428 | 24.6 | 9827.7 | 320.07 | 30.02 | -53.49 | 15.89 | 23.9 | 0 | 0 | 0.2 | 0.2 | 1 | 0.2 | 0 | 4413.51 | 0 | 26673.8 | 0 | 10876.33 | 0 | 2516.48 | 0 | 655.81 | 0 | 2976.32 | 0 | 1062.66 | 0 | 280.79 | 1887.01
6804 | 13.7 | 1411.34 | 660 | 131.35 | 2202.69 | 740.21 | 177.65 | 11280.86 | 3120.55 | 14223.76 | 190.84 | 59246.89 | 8588.43 | 959.4 | 4428 | 4428 | 24.6 | 9827.7 | 326.75 | 36.7 | -50.27 | 19.11 | 23.9 | 0 | 0 | 0.2 | 0.2 | 1 | 0.2 | 0 | 4867.48 | 0 | 25272.07 | 0 | 26332.03 | 0 | 2775.32 | 0 | 723.26 | 0 | 2819.91 | 0 | 2572.74 | 0 | 309.68 | 2162.84
6805 | 14.8 | 1411.34 | 660 | 131.35 | 2202.69 | 740.21 | 177.65 | 11280.86 | 3120.55 | 14223.76 | 190.84 | 69110.64 | 9596.55 | 959.4 | 4428 | 4428 | 24.6 | 9827.7 | 330.9 | 40.85 | -48.43 | 20.94 | 23.9 | 0 | 0 | 0.2 | 0.2 | 1 | 0.2 | 0 | 5067.94 | 0 | 21312.16 | 0 | 39840.91 | 0 | 2889.62 | 0 | 753.05 | 0 | 2378.06 | 0 | 3892.61 | 0 | 322.43 | 2250.41
6806 | 15.7 | 1411.34 | 660 | 131.35 | 2202.69 | 740.21 | 177.65 | 11280.86 | 3120.55 | 14223.76 | 190.84 | 74123.31 | 9877.75 | 959.4 | 4428 | 4428 | 24.6 | 9827.7 | 333.25 | 43.2 | -47.17 | 22.2 | 23.9 | 0 | 0 | 0.2 | 0.2 | 1 | 0.2 | 0 | 4853.33 | 0 | 16027.37 | 0 | 50475.36 | 0 | 2767.25 | 0 | 721.16 | 0 | 1788.37 | 0 | 4931.63 | 0 | 308.78 | 2127.82
6807 | 15.9 | 1411.34 | 660 | 131.35 | 2202.69 | 740.21 | 177.65 | 11280.86 | 3120.55 | 14223.76 | 190.84 | 73230.3 | 9339.19 | 959.4 | 4428 | 4428 | 24.6 | 9827.7 | 333.02 | 42.97 | -47.08 | 22.3 | 23.9 | 0 | 0 | 0.2 | 0.2 | 1 | 0.2 | 0 | 4250.59 | 0 | 9722.37 | 0 | 56833.77 | 0 | 2423.58 | 0 | 631.6 | 0 | 1084.84 | 0 | 5552.87 | 0 | 270.43 | 1799.45
6808 | 15.7 | 1411.34 | 660 | 131.35 | 2202.69 | 740.21 | 177.65 | 11280.86 | 3120.55 | 14223.76 | 190.84 | 63122.71 | 7715.63 | 959.4 | 4428 | 4428 | 24.6 | 9827.7 | 329.43 | 39.38 | -48.09 | 21.29 | 23.9 | 0 | 0 | 0.2 | 0.2 | 1 | 0.2 | 0 | 3481.72 | 0 | 3115.84 | 0 | 54539.96 | 0 | 1985.19 | 0 | 517.35 | 0 | 347.67 | 0 | 5328.76 | 0 | 221.51 | 1300.33
6809 | 14.6 | 1411.34 | 660 | 131.35 | 2202.69 | 740.21 | 177.65 | 11280.86 | 3120.55 | 14223.76 | 190.84 | 47471.32 | 5524.19 | 959.4 | 4428 | 4428 | 24.6 | 9827.7 | 323.26 | 33.21 | -50.41 | 18.96 | 23.9 | 0 | 0 | 0.2 | 0.2 | 1 | 0.2 | 0 | 2425.42 | 0 | 1382.92 | 0 | 39307.85 | 0 | 4355.13 | 0 | 360.4 | 0 | 154.31 | 0 | 3840.53 | 0 | 485.96 | 683
6810 | 12.7 | 1411.34 | 660 | 131.35 | 2202.69 | 740.21 | 444.13 | 11547.34 | 3387.03 | 14490.24 | 190.84 | 13748.74 | 1546.98 | 2398.5 | 11070 | 11070 | 61.5 | 24569.25 | 294.94 | 23.96 | -52.67 | 15.45 | 23.9 | 0 | 0 | 0.5 | 0.5 | 1 | 0.5 | 0 | 640.74 | 0 | 365.33 | 0 | 10561.13 | 0 | 2181.54 | 0 | 95.21 | 0 | 40.76 | 0 | 1031.86 | 0 | 243.42 | 135.72
6811 | 11 | 1411.34 | 660 | 131.35 | 2202.69 | 740.21 | 444.13 | 11547.34 | 3387.03 | 14490.24 | 190.84 | 0 | 0 | 2398.5 | 11070 | 11070 | 61.5 | 24569.25 | 289.23 | 18.26 | -55.39 | 12.73 | 20 | 6.43 | 0 | 0.5 | 0.5 | 1 | 0.5 | 0 | 0 | 0 | 0 | 0 | 0 | 0 | 0 | 0 | 0 | 0 | 0 | 0 | 0 | 0 | 0 | 0
6812 | 9.2 | 1411.34 | 660 | 131.35 | 2202.69 | 740.21 | 444.13 | 11547.34 | 3387.03 | 14490.24 | 190.84 | 0 | 0 | 2398.5 | 11070 | 11070 | 61.5 | 24569.25 | 287.46 | 16.49 | -57.17 | 10.95 | 20 | 12.96 | 0 | 0.5 | 0.5 | 1 | 0.5 | 0 | 0 | 0 | 0 | 0 | 0 | 0 | 0 | 0 | 0 | 0 | 0 | 0 | 0 | 0 | 0 | 0
6813 | 9.6 | 1411.34 | 660 | 131.35 | 2202.69 | 740.21 | 444.13 | 11547.34 | 3387.03 | 14490.24 | 190.84 | 0 | 0 | 2398.5 | 11070 | 11070 | 61.5 | 24569.25 | 287.83 | 16.85 | -56.77 | 11.34 | 20 | 11.61 | 0 | 0.5 | 0.5 | 1 | 0.5 | 0 | 0 | 0 | 0 | 0 | 0 | 0 | 0 | 0 | 0 | 0 | 0 | 0 | 0 | 0 | 0 | 0
6814 | 8.7 | 1411.34 | 660 | 131.35 | 2202.69 | 740.21 | 444.13 | 11547.34 | 3387.03 | 14490.24 | 190.84 | 0 | 0 | 2398.5 | 11070 | 11070 | 61.5 | 24569.25 | 287 | 16.03 | -57.66 | 10.46 | 20 | 14.66 | 0 | 0.5 | 0.5 | 1 | 0.5 | 0 | 0 | 0 | 0 | 0 | 0 | 0 | 0 | 0 | 0 | 0 | 0 | 0 | 0 | 0 | 0 | 0
6815 | 7.8 | 1411.34 | 660 | 131.35 | 2202.69 | 740.21 | 444.13 | 11547.34 | 3387.03 | 14490.24 | 190.84 | 0 | 0 | 2398.5 | 11070 | 11070 | 61.5 | 24569.25 | 286.18 | 15.2 | -58.55 | 9.57 | 20 | 17.71 | 0 | 0.5 | 0.5 | 1 | 0.5 | 0 | 0 | 0 | 0 | 0 | 0 | 0 | 0 | 0 | 0 | 0 | 0 | 0 | 0 | 0 | 0 | 0
6816 | 7 | 1411.34 | 660 | 131.35 | 2202.69 | 740.21 | 444.13 | 11547.34 | 3387.03 | 14490.24 | 190.84 | 0 | 0 | 2398.5 | 11070 | 11070 | 61.5 | 24569.25 | 285.44 | 14.47 | -59.34 | 8.78 | 20 | 20.42 | 0 | 0.5 | 0.5 | 1 | 0.5 | 0 | 0 | 0 | 0 | 0 | 0 | 0 | 0 | 0 | 0 | 0 | 0 | 0 | 0 | 0 | 0 | 0
6817 | 6.5 | 1411.34 | 660 | 131.35 | 2202.69 | 740.21 | 444.13 | 11547.34 | 3387.03 | 14490.24 | 190.84 | 0 | 0 | 2398.5 | 2214 | 2214 | 61.5 | 6857.25 | 280.19 | 9.21 | -61.04 | 7.08 | 20 | 39.82 | 0 | 0.5 | 0.1 | 0.5 | 0.5 | 0 | 0 | 0 | 0 | 0 | 0 | 0 | 0 | 0 | 0 | 0 | 0 | 0 | 0 | 0 | 0 | 0
6818 | 6.1 | 1411.34 | 660 | 131.35 | 2202.69 | 740.21 | 444.13 | 11547.34 | 3387.03 | 14490.24 | 190.84 | 0 | 0 | 2398.5 | 2214 | 2214 | 61.5 | 6857.25 | 279.82 | 8.84 | -61.43 | 6.68 | 20 | 41.18 | 0 | 0.5 | 0.1 | 0.5 | 0.5 | 0 | 0 | 0 | 0 | 0 | 0 | 0 | 0 | 0 | 0 | 0 | 0 | 0 | 0 | 0 | 0 | 0
6819 | 6.1 | 1411.34 | 660 | 131.35 | 2202.69 | 740.21 | 444.13 | 11547.34 | 3387.03 | 14490.24 | 190.84 | 0 | 0 | 2398.5 | 2214 | 2214 | 61.5 | 6857.25 | 279.82 | 8.84 | -61.43 | 6.68 | 20 | 41.18 | 0 | 0.5 | 0.1 | 0.5 | 0.5 | 0 | 0 | 0 | 0 | 0 | 0 | 0 | 0 | 0 | 0 | 0 | 0 | 0 | 0 | 0 | 0 | 0
6820 | 5.5 | 1411.34 | 660 | 131.35 | 2202.69 | 740.21 | 444.13 | 11547.34 | 3387.03 | 14490.24 | 190.84 | 0 | 0 | 2398.5 | 2214 | 2214 | 61.5 | 6857.25 | 279.27 | 8.29 | -62.02 | 6.09 | 20 | 43.21 | 0 | 0.5 | 0.1 | 0.5 | 0.5 | 0 | 0 | 0 | 0 | 0 | 0 | 0 | 0 | 0 | 0 | 0 | 0 | 0 | 0 | 0 | 0 | 0
6821 | 6.2 | 1411.34 | 660 | 131.35 | 2202.69 | 740.21 | 444.13 | 11547.34 | 3387.03 | 14490.24 | 190.84 | 0 | 0 | 2398.5 | 2214 | 2214 | 61.5 | 6857.25 | 279.91 | 8.93 | -61.33 | 6.78 | 20 | 40.84 | 0 | 0.5 | 0.1 | 0.5 | 0.5 | 0 | 0 | 0 | 0 | 0 | 0 | 0 | 0 | 0 | 0 | 0 | 0 | 0 | 0 | 0 | 0 | 0
6822 | 6.6 | 1411.34 | 660 | 131.35 | 2202.69 | 740.21 | 444.13 | 11547.34 | 3387.03 | 14490.24 | 190.84 | 0 | 0 | 2398.5 | 2214 | 2214 | 61.5 | 6857.25 | 280.28 | 9.3 | -60.94 | 7.18 | 20 | 39.48 | 0 | 0.5 | 0.1 | 0.5 | 0.5 | 0 | 0 | 0 | 0 | 0 | 0 | 0 | 0 | 0 | 0 | 0 | 0 | 0 | 0 | 0 | 0 | 0
6823 | 6.6 | 1411.34 | 660 | 131.35 | 2202.69 | 740.21 | 444.13 | 11547.34 | 3387.03 | 14490.24 | 190.84 | 0 | 0 | 2398.5 | 2214 | 2214 | 61.5 | 6857.25 | 280.28 | 9.3 | -60.94 | 7.18 | 20 | 39.48 | 0 | 0.5 | 0.1 | 0.5 | 0.5 | 0 | 0 | 0 | 0 | 0 | 0 | 0 | 0 | 0 | 0 | 0 | 0 | 0 | 0 | 0 | 0 | 0
6824 | 6.5 | 1411.34 | 660 | 131.35 | 2202.69 | 740.21 | 177.65 | 11280.86 | 3120.55 | 14223.76 | 190.84 | 4281.09 | 340.61 | 959.4 | 4428 | 4428 | 24.6 | 9827.7 | 301.74 | 11.7 | -61.76 | 7.61 | 20 | 28.63 | 0 | 0.2 | 0.2 | 1 | 0.2 | 0 | 1478.85 | 0 | 993.33 | 0 | 1267.07 | 0 | 541.84 | 0 | 109.87 | 0 | 55.42 | 0 | 61.9 | 0 | 30.23 | 83.19
6825 | 6.6 | 1411.34 | 660 | 131.35 | 2202.69 | 740.21 | 177.65 | 11280.86 | 3120.55 | 14223.76 | 190.84 | 37242.56 | 2766.15 | 959.4 | 4428 | 4428 | 24.6 | 9827.7 | 312.1 | 22.05 | -59.21 | 10.17 | 22.05 | 0 | 0 | 0.2 | 0.2 | 1 | 0.2 | 0 | 13289.39 | 0 | 14994.62 | 0 | 6275.11 | 0 | 2683.43 | 0 | 987.34 | 0 | 836.57 | 0 | 306.55 | 0 | 149.71 | 485.98
6826 | 8 | 1411.34 | 660 | 131.35 | 2202.69 | 740.21 | 177.65 | 11280.86 | 3120.55 | 14223.76 | 190.84 | 50000.35 | 3861.24 | 959.4 | 4428 | 4428 | 24.6 | 9827.7 | 317.47 | 27.42 | -56.86 | 12.51 | 23.9 | 0 | 0 | 0.2 | 0.2 | 1 | 0.2 | 0 | 12811.75 | 0 | 21536.98 | 0 | 10963.34 | 0 | 4688.27 | 0 | 951.86 | 0 | 1201.57 | 0 | 535.58 | 0 | 261.56 | 910.67
6827 | 10.5 | 1411.34 | 660 | 131.35 | 2202.69 | 740.21 | 177.65 | 11280.86 | 3120.55 | 14223.76 | 190.84 | 38246.71 | 5890.87 | 959.4 | 4428 | 4428 | 24.6 | 9827.7 | 316.98 | 26.93 | -55.07 | 14.3 | 23.9 | 0 | 0 | 0.2 | 0.2 | 1 | 0.2 | 0 | 5059.9 | 0 | 19884.36 | 0 | 10417.42 | 0 | 2885.03 | 0 | 751.86 | 0 | 2218.74 | 0 | 1017.82 | 0 | 321.92 | 1580.54
6828 | 11.3 | 1411.34 | 660 | 131.35 | 2202.69 | 740.21 | 177.65 | 11280.86 | 3120.55 | 14223.76 | 190.84 | 50337.96 | 7341.96 | 959.4 | 4428 | 4428 | 24.6 | 9827.7 | 321.63 | 31.58 | -53.34 | 16.03 | 23.9 | 0 | 0 | 0.2 | 0.2 | 1 | 0.2 | 0 | 5543.71 | 0 | 19603.01 | 0 | 22030.35 | 0 | 3160.89 | 0 | 823.75 | 0 | 2187.35 | 0 | 2152.45 | 0 | 352.7 | 1825.72
6829 | 12.4 | 1411.34 | 660 | 131.35 | 2202.69 | 740.21 | 177.65 | 11280.86 | 3120.55 | 14223.76 | 190.84 | 50568.37 | 7182.03 | 959.4 | 4428 | 4428 | 24.6 | 9827.7 | 322.65 | 32.6 | -52.25 | 17.12 | 23.9 | 0 | 0 | 0.2 | 0.2 | 1 | 0.2 | 0 | 6077.58 | 0 | 13974.79 | 0 | 27050.72 | 0 | 3465.29 | 0 | 903.07 | 0 | 1559.34 | 0 | 2642.96 | 0 | 386.66 | 1689.99
6830 | 12.6 | 1411.34 | 660 | 131.35 | 2202.69 | 740.21 | 177.65 | 11280.86 | 3120.55 | 14223.76 | 190.84 | 65822.5 | 8823.12 | 959.4 | 4428 | 4428 | 24.6 | 9827.7 | 327.73 | 37.68 | -50.88 | 18.49 | 23.9 | 0 | 0 | 0.2 | 0.2 | 1 | 0.2 | 0 | 5127.46 | 0 | 14032.58 | 0 | 43738.91 | 0 | 2923.55 | 0 | 761.89 | 0 | 1565.79 | 0 | 4273.46 | 0 | 326.22 | 1895.77
6831 | 12.5 | 1411.34 | 660 | 131.35 | 2202.69 | 740.21 | 177.65 | 11280.86 | 3120.55 | 14223.76 | 190.84 | 46619.1 | 6251.66 | 959.4 | 4428 | 4428 | 24.6 | 9827.7 | 321.32 | 31.27 | -52.49 | 16.88 | 23.9 | 0 | 0 | 0.2 | 0.2 | 1 | 0.2 | 0 | 5199.24 | 0 | 6538.64 | 0 | 31916.75 | 0 | 2964.48 | 0 | 772.56 | 0 | 729.6 | 0 | 3118.39 | 0 | 330.78 | 1300.33
6832 | 12.5 | 1411.34 | 660 | 131.35 | 2202.69 | 740.21 | 177.65 | 11280.86 | 3120.55 | 14223.76 | 190.84 | 38480.05 | 4990.4 | 959.4 | 4428 | 4428 | 24.6 | 9827.7 | 318.6 | 28.55 | -53.14 | 16.23 | 23.9 | 0 | 0 | 0.2 | 0.2 | 1 | 0.2 | 0 | 4091.47 | 0 | 2889.05 | 0 | 29166.67 | 0 | 2332.86 | 0 | 607.96 | 0 | 322.37 | 0 | 2849.69 | 0 | 260.31 | 950.07
6833 | 12.1 | 1411.34 | 660 | 131.35 | 2202.69 | 740.21 | 177.65 | 11280.86 | 3120.55 | 14223.76 | 190.84 | 18683.1 | 2431.12 | 959.4 | 4428 | 4428 | 24.6 | 9827.7 | 311.75 | 21.7 | -55.09 | 14.28 | 21.7 | 0 | 0 | 0.2 | 0.2 | 1 | 0.2 | 0 | 2352.11 | 0 | 1341.11 | 0 | 12858.57 | 0 | 2131.31 | 0 | 349.5 | 0 | 149.64 | 0 | 1256.33 | 0 | 237.82 | 437.82
6834 | 11.6 | 1411.34 | 660 | 131.35 | 2202.69 | 740.21 | 444.13 | 11547.34 | 3387.03 | 14490.24 | 190.84 | 4834.96 | 325.8 | 2398.5 | 11070 | 11070 | 61.5 | 24569.25 | 291.12 | 20.14 | -54.45 | 13.67 | 20.14 | 0 | 0 | 0.5 | 0.5 | 1 | 0.5 | 0 | 779.5 | 0 | 444.45 | 0 | 2833.53 | 0 | 777.49 | 0 | 57.91 | 0 | 24.8 | 0 | 138.42 | 0 | 43.38 | 61.3
6835 | 10.9 | 1411.34 | 660 | 131.35 | 2202.69 | 740.21 | 444.13 | 11547.34 | 3387.03 | 14490.24 | 190.84 | 0 | 0 | 2398.5 | 11070 | 11070 | 61.5 | 24569.25 | 289.03 | 18.05 | -55.49 | 12.63 | 20 | 7.19 | 0 | 0.5 | 0.5 | 1 | 0.5 | 0 | 0 | 0 | 0 | 0 | 0 | 0 | 0 | 0 | 0 | 0 | 0 | 0 | 0 | 0 | 0 | 0
6836 | 8.8 | 1411.34 | 660 | 131.35 | 2202.69 | 740.21 | 444.13 | 11547.34 | 3387.03 | 14490.24 | 190.84 | 0 | 0 | 2398.5 | 11070 | 11070 | 61.5 | 24569.25 | 287.1 | 16.12 | -57.56 | 10.55 | 20 | 14.32 | 0 | 0.5 | 0.5 | 1 | 0.5 | 0 | 0 | 0 | 0 | 0 | 0 | 0 | 0 | 0 | 0 | 0 | 0 | 0 | 0 | 0 | 0 | 0
6837 | 6.7 | 1411.34 | 660 | 131.35 | 2202.69 | 740.21 | 444.13 | 11547.34 | 3387.03 | 14490.24 | 190.84 | 0 | 0 | 2398.5 | 11070 | 11070 | 61.5 | 24569.25 | 285.17 | 14.19 | -59.63 | 8.48 | 20 | 21.43 | 0 | 0.5 | 0.5 | 1 | 0.5 | 0 | 0 | 0 | 0 | 0 | 0 | 0 | 0 | 0 | 0 | 0 | 0 | 0 | 0 | 0 | 0 | 0
6838 | 5.8 | 1411.34 | 660 | 131.35 | 2202.69 | 740.21 | 444.13 | 11547.34 | 3387.03 | 14490.24 | 190.84 | 0 | 0 | 2398.5 | 11070 | 11070 | 61.5 | 24569.25 | 284.34 | 13.37 | -60.52 | 7.59 | 20 | 24.48 | 0 | 0.5 | 0.5 | 1 | 0.5 | 0 | 0 | 0 | 0 | 0 | 0 | 0 | 0 | 0 | 0 | 0 | 0 | 0 | 0 | 0 | 0 | 0
6839 | 5.4 | 1411.34 | 660 | 131.35 | 2202.69 | 740.21 | 444.13 | 11547.34 | 3387.03 | 14490.24 | 190.84 | 0 | 0 | 2398.5 | 11070 | 11070 | 61.5 | 24569.25 | 283.98 | 13 | -60.92 | 7.2 | 20 | 25.84 | 0 | 0.5 | 0.5 | 1 | 0.5 | 0 | 0 | 0 | 0 | 0 | 0 | 0 | 0 | 0 | 0 | 0 | 0 | 0 | 0 | 0 | 0 | 0
6840 | 6 | 1411.34 | 660 | 131.35 | 2202.69 | 740.21 | 444.13 | 11547.34 | 3387.03 | 14490.24 | 190.84 | 0 | 0 | 2398.5 | 11070 | 11070 | 61.5 | 24569.25 | 284.53 | 13.55 | -60.32 | 7.79 | 20 | 23.8 | 0 | 0.5 | 0.5 | 1 | 0.5 | 0 | 0 | 0 | 0 | 0 | 0 | 0 | 0 | 0 | 0 | 0 | 0 | 0 | 0 | 0 | 0 | 0
6841 | 6.6 | 1411.34 | 660 | 131.35 | 2202.69 | 740.21 | 444.13 | 11547.34 | 3387.03 | 14490.24 | 190.84 | 0 | 0 | 2398.5 | 2214 | 2214 | 61.5 | 6857.25 | 280.28 | 9.3 | -60.94 | 7.18 | 20 | 39.48 | 0 | 0.5 | 0.1 | 0.5 | 0.5 | 0 | 0 | 0 | 0 | 0 | 0 | 0 | 0 | 0 | 0 | 0 | 0 | 0 | 0 | 0 | 0 | 0
6842 | 7.4 | 1411.34 | 660 | 131.35 | 2202.69 | 740.21 | 444.13 | 11547.34 | 3387.03 | 14490.24 | 190.84 | 0 | 0 | 2398.5 | 2214 | 2214 | 61.5 | 6857.25 | 281.01 | 10.04 | -60.15 | 7.97 | 20 | 36.77 | 0 | 0.5 | 0.1 | 0.5 | 0.5 | 0 | 0 | 0 | 0 | 0 | 0 | 0 | 0 | 0 | 0 | 0 | 0 | 0 | 0 | 0 | 0 | 0
6843 | 7.7 | 1411.34 | 660 | 131.35 | 2202.69 | 740.21 | 444.13 | 11547.34 | 3387.03 | 14490.24 | 190.84 | 0 | 0 | 2398.5 | 2214 | 2214 | 61.5 | 6857.25 | 281.29 | 10.31 | -59.85 | 8.26 | 20 | 35.76 | 0 | 0.5 | 0.1 | 0.5 | 0.5 | 0 | 0 | 0 | 0 | 0 | 0 | 0 | 0 | 0 | 0 | 0 | 0 | 0 | 0 | 0 | 0 | 0
6844 | 8 | 1411.34 | 660 | 131.35 | 2202.69 | 740.21 | 444.13 | 11547.34 | 3387.03 | 14490.24 | 190.84 | 0 | 0 | 2398.5 | 2214 | 2214 | 61.5 | 6857.25 | 281.56 | 10.59 | -59.56 | 8.56 | 20 | 34.74 | 0 | 0.5 | 0.1 | 0.5 | 0.5 | 0 | 0 | 0 | 0 | 0 | 0 | 0 | 0 | 0 | 0 | 0 | 0 | 0 | 0 | 0 | 0 | 0
6845 | 8.4 | 1411.34 | 660 | 131.35 | 2202.69 | 740.21 | 444.13 | 11547.34 | 3387.03 | 14490.24 | 190.84 | 0 | 0 | 2398.5 | 2214 | 2214 | 61.5 | 6857.25 | 281.93 | 10.95 | -59.16 | 8.95 | 20 | 33.39 | 0 | 0.5 | 0.1 | 0.5 | 0.5 | 0 | 0 | 0 | 0 | 0 | 0 | 0 | 0 | 0 | 0 | 0 | 0 | 0 | 0 | 0 | 0 | 0
6846 | 8.4 | 1411.34 | 660 | 131.35 | 2202.69 | 740.21 | 444.13 | 11547.34 | 3387.03 | 14490.24 | 190.84 | 0 | 0 | 2398.5 | 2214 | 2214 | 61.5 | 6857.25 | 281.93 | 10.95 | -59.16 | 8.95 | 20 | 33.39 | 0 | 0.5 | 0.1 | 0.5 | 0.5 | 0 | 0 | 0 | 0 | 0 | 0 | 0 | 0 | 0 | 0 | 0 | 0 | 0 | 0 | 0 | 0 | 0
6847 | 8.4 | 1411.34 | 660 | 131.35 | 2202.69 | 740.21 | 444.13 | 11547.34 | 3387.03 | 14490.24 | 190.84 | 0 | 0 | 2398.5 | 2214 | 2214 | 61.5 | 6857.25 | 281.93 | 10.95 | -59.16 | 8.95 | 20 | 33.39 | 0 | 0.5 | 0.1 | 0.5 | 0.5 | 0 | 0 | 0 | 0 | 0 | 0 | 0 | 0 | 0 | 0 | 0 | 0 | 0 | 0 | 0 | 0 | 0
6848 | 8.9 | 1411.34 | 660 | 131.35 | 2202.69 | 740.21 | 444.13 | 11547.34 | 3387.03 | 14490.24 | 190.84 | 1713.63 | 137.43 | 2398.5 | 11070 | 11070 | 61.5 | 24569.25 | 287.69 | 16.71 | -57.34 | 10.78 | 20 | 12.13 | 0 | 0.5 | 0.5 | 1 | 0.5 | 0 | 569.97 | 0 | 373.43 | 0 | 539.51 | 0 | 230.71 | 0 | 42.35 | 0 | 20.83 | 0 | 26.36 | 0 | 12.87 | 35.03
6849 | 9.5 | 1411.34 | 660 | 131.35 | 2202.69 | 740.21 | 444.13 | 11547.34 | 3387.03 | 14490.24 | 190.84 | 5769.39 | 473.62 | 2398.5 | 11070 | 11070 | 61.5 | 24569.25 | 289.43 | 18.45 | -56.44 | 11.67 | 20 | 5.71 | 0 | 0.5 | 0.5 | 1 | 0.5 | 0 | 1676.69 | 0 | 1003.59 | 0 | 2163.8 | 0 | 925.31 | 0 | 124.57 | 0 | 55.99 | 0 | 105.71 | 0 | 51.62 | 135.72
6850 | 10.2 | 1411.34 | 660 | 131.35 | 2202.69 | 740.21 | 444.13 | 11547.34 | 3387.03 | 14490.24 | 190.84 | 15905.53 | 1294.26 | 2398.5 | 11070 | 11070 | 61.5 | 24569.25 | 293.04 | 22.07 | -55.01 | 13.11 | 22.07 | 0 | 0 | 0.5 | 0.5 | 1 | 0.5 | 0 | 4506.03 | 0 | 3190.83 | 0 | 5749.85 | 0 | 2458.82 | 0 | 334.78 | 0 | 178.02 | 0 | 280.89 | 0 | 137.18 | 363.39
6851 | 10.7 | 1411.34 | 660 | 131.35 | 2202.69 | 740.21 | 444.13 | 11547.34 | 3387.03 | 14490.24 | 190.84 | 22125.44 | 1801.7 | 2398.5 | 11070 | 11070 | 61.5 | 24569.25 | 295.39 | 24.41 | -54.06 | 14.06 | 23.9 | 0 | 0 | 0.5 | 0.5 | 1 | 0.5 | 0 | 6085.74 | 0 | 4274.38 | 0 | 8295.38 | 0 | 3469.94 | 0 | 452.14 | 0 | 238.47 | 0 | 405.25 | 0 | 193.59 | 512.25
6852 | 11 | 1411.34 | 660 | 131.35 | 2202.69 | 740.21 | 444.13 | 11547.34 | 3387.03 | 14490.24 | 190.84 | 14134.79 | 2284.93 | 2398.5 | 11070 | 11070 | 61.5 | 24569.25 | 293.68 | 22.71 | -54.27 | 13.84 | 22.71 | 0 | 0 | 0.5 | 0.5 | 1 | 0.5 | 0 | 3799.05 | 0 | 2660.26 | 0 | 5509.36 | 0 | 2166.12 | 0 | 564.5 | 0 | 296.84 | 0 | 538.29 | 0 | 241.7 | 643.6
6853 | 11.7 | 1411.34 | 660 | 131.35 | 2202.69 | 740.21 | 444.13 | 11547.34 | 3387.03 | 14490.24 | 190.84 | 40505.24 | 3196.33 | 2398.5 | 11070 | 11070 | 61.5 | 24569.25 | 301.68 | 30.71 | -51.72 | 16.39 | 23.9 | 0 | 0 | 0.5 | 0.5 | 1 | 0.5 | 0 | 9762.37 | 0 | 7913.08 | 0 | 17263.52 | 0 | 5566.27 | 0 | 725.3 | 0 | 441.48 | 0 | 843.36 | 0 | 310.55 | 875.64
6854 | 12.8 | 1411.34 | 660 | 131.35 | 2202.69 | 740.21 | 444.13 | 11547.34 | 3387.03 | 14490.24 | 190.84 | 31884.83 | 4684.44 | 2398.5 | 11070 | 11070 | 61.5 | 24569.25 | 300.8 | 29.82 | -51.12 | 16.99 | 23.9 | 0 | 0 | 0.5 | 0.5 | 1 | 0.5 | 0 | 5596.86 | 0 | 6068.36 | 0 | 17028.42 | 0 | 3191.19 | 0 | 831.64 | 0 | 677.12 | 0 | 1663.74 | 0 | 356.08 | 1155.85
6855 | 12.6 | 1411.34 | 660 | 131.35 | 2202.69 | 740.21 | 444.13 | 11547.34 | 3387.03 | 14490.24 | 190.84 | 28677.12 | 4132.51 | 2398.5 | 11070 | 11070 | 61.5 | 24569.25 | 299.59 | 28.62 | -51.58 | 16.54 | 23.9 | 0 | 0 | 0.5 | 0.5 | 1 | 0.5 | 0 | 4872.86 | 0 | 4252.76 | 0 | 16773.12 | 0 | 2778.38 | 0 | 724.06 | 0 | 474.53 | 0 | 1638.8 | 0 | 310.02 | 985.1
6856 | 12.2 | 1411.34 | 660 | 131.35 | 2202.69 | 740.21 | 444.13 | 11547.34 | 3387.03 | 14490.24 | 190.84 | 30535.63 | 4092.91 | 2398.5 | 11070 | 11070 | 61.5 | 24569.25 | 299.72 | 28.74 | -51.85 | 16.27 | 23.9 | 0 | 0 | 0.5 | 0.5 | 1 | 0.5 | 0 | 3946.98 | 0 | 2649.02 | 0 | 21689.15 | 0 | 2250.47 | 0 | 586.49 | 0 | 295.58 | 0 | 2119.11 | 0 | 251.11 | 840.62
6857 | 10.8 | 1411.34 | 660 | 131.35 | 2202.69 | 740.21 | 444.13 | 11547.34 | 3387.03 | 14490.24 | 190.84 | 5775.3 | 919.62 | 2398.5 | 11070 | 11070 | 61.5 | 24569.25 | 290.86 | 19.89 | -55.13 | 12.98 | 20 | 0.41 | 0 | 0.5 | 0.5 | 1 | 0.5 | 0 | 1512.1 | 0 | 862.16 | 0 | 2500.09 | 0 | 900.95 | 0 | 224.68 | 0 | 96.2 | 0 | 244.27 | 0 | 100.53 | 253.94
6858 | 7.9 | 1411.34 | 660 | 131.35 | 2202.69 | 740.21 | 444.13 | 11547.34 | 3387.03 | 14490.24 | 190.84 | 2190.35 | 157.94 | 2398.5 | 11070 | 11070 | 61.5 | 24569.25 | 286.91 | 15.93 | -58.29 | 9.83 | 20 | 15.02 | 0 | 0.5 | 0.5 | 1 | 0.5 | 0 | 457.44 | 0 | 260.82 | 0 | 1117.76 | 0 | 354.33 | 0 | 33.99 | 0 | 14.55 | 0 | 54.6 | 0 | 19.77 | 35.03
6859 | 5.8 | 1411.34 | 660 | 131.35 | 2202.69 | 740.21 | 444.13 | 11547.34 | 3387.03 | 14490.24 | 190.84 | 0 | 0 | 2398.5 | 11070 | 11070 | 61.5 | 24569.25 | 284.34 | 13.37 | -60.52 | 7.59 | 20 | 24.48 | 0 | 0.5 | 0.5 | 1 | 0.5 | 0 | 0 | 0 | 0 | 0 | 0 | 0 | 0 | 0 | 0 | 0 | 0 | 0 | 0 | 0 | 0 | 0
6860 | 5 | 1411.34 | 660 | 131.35 | 2202.69 | 740.21 | 444.13 | 11547.34 | 3387.03 | 14490.24 | 190.84 | 0 | 0 | 2398.5 | 11070 | 11070 | 61.5 | 24569.25 | 283.61 | 12.63 | -61.31 | 6.8 | 20 | 27.19 | 0 | 0.5 | 0.5 | 1 | 0.5 | 0 | 0 | 0 | 0 | 0 | 0 | 0 | 0 | 0 | 0 | 0 | 0 | 0 | 0 | 0 | 0 | 0
6861 | 4.5 | 1411.34 | 660 | 131.35 | 2202.69 | 740.21 | 444.13 | 11547.34 | 3387.03 | 14490.24 | 190.84 | 0 | 0 | 2398.5 | 11070 | 11070 | 61.5 | 24569.25 | 283.15 | 12.17 | -61.8 | 6.31 | 20 | 28.88 | 0 | 0.5 | 0.5 | 1 | 0.5 | 0 | 0 | 0 | 0 | 0 | 0 | 0 | 0 | 0 | 0 | 0 | 0 | 0 | 0 | 0 | 0 | 0
6862 | 6.2 | 1411.34 | 660 | 131.35 | 2202.69 | 740.21 | 444.13 | 11547.34 | 3387.03 | 14490.24 | 190.84 | 0 | 0 | 2398.5 | 11070 | 11070 | 61.5 | 24569.25 | 284.71 | 13.73 | -60.13 | 7.99 | 20 | 23.13 | 0 | 0.5 | 0.5 | 1 | 0.5 | 0 | 0 | 0 | 0 | 0 | 0 | 0 | 0 | 0 | 0 | 0 | 0 | 0 | 0 | 0 | 0 | 0
6863 | 4.1 | 1411.34 | 660 | 131.35 | 2202.69 | 740.21 | 444.13 | 11547.34 | 3387.03 | 14490.24 | 190.84 | 0 | 0 | 2398.5 | 11070 | 11070 | 61.5 | 24569.25 | 282.78 | 11.81 | -62.2 | 5.92 | 20 | 30.24 | 0 | 0.5 | 0.5 | 1 | 0.5 | 0 | 0 | 0 | 0 | 0 | 0 | 0 | 0 | 0 | 0 | 0 | 0 | 0 | 0 | 0 | 0 | 0
6864 | 3 | 1411.34 | 660 | 131.35 | 2202.69 | 740.21 | 444.13 | 11547.34 | 3387.03 | 14490.24 | 190.84 | 0 | 0 | 2398.5 | 11070 | 11070 | 61.5 | 24569.25 | 281.77 | 10.8 | -63.29 | 4.83 | 20 | 33.96 | 0 | 0.5 | 0.5 | 1 | 0.5 | 0 | 0 | 0 | 0 | 0 | 0 | 0 | 0 | 0 | 0 | 0 | 0 | 0 | 0 | 0 | 0 | 0
6865 | 2.8 | 1411.34 | 660 | 131.35 | 2202.69 | 740.21 | 444.13 | 11547.34 | 3387.03 | 14490.24 | 190.84 | 0 | 0 | 2398.5 | 2214 | 2214 | 61.5 | 6857.25 | 276.79 | 5.81 | -64.69 | 3.43 | 20 | 52.35 | 0 | 0.5 | 0.1 | 0.5 | 0.5 | 0 | 0 | 0 | 0 | 0 | 0 | 0 | 0 | 0 | 0 | 0 | 0 | 0 | 0 | 0 | 0 | 0
6866 | 2.5 | 1411.34 | 660 | 131.35 | 2202.69 | 740.21 | 444.13 | 11547.34 | 3387.03 | 14490.24 | 190.84 | 0 | 0 | 2398.5 | 2214 | 2214 | 61.5 | 6857.25 | 276.51 | 5.54 | -64.99 | 3.13 | 20 | 53.37 | 0 | 0.5 | 0.1 | 0.5 | 0.5 | 0 | 0 | 0 | 0 | 0 | 0 | 0 | 0 | 0 | 0 | 0 | 0 | 0 | 0 | 0 | 0 | 0
6867 | 3.1 | 1411.34 | 660 | 131.35 | 2202.69 | 740.21 | 444.13 | 11547.34 | 3387.03 | 14490.24 | 190.84 | 0 | 0 | 2398.5 | 2214 | 2214 | 61.5 | 6857.25 | 277.07 | 6.09 | -64.39 | 3.72 | 20 | 51.34 | 0 | 0.5 | 0.1 | 0.5 | 0.5 | 0 | 0 | 0 | 0 | 0 | 0 | 0 | 0 | 0 | 0 | 0 | 0 | 0 | 0 | 0 | 0 | 0
6868 | 3.4 | 1411.34 | 660 | 131.35 | 2202.69 | 740.21 | 444.13 | 11547.34 | 3387.03 | 14490.24 | 190.84 | 0 | 0 | 2398.5 | 2214 | 2214 | 61.5 | 6857.25 | 277.34 | 6.36 | -64.1 | 4.02 | 20 | 50.32 | 0 | 0.5 | 0.1 | 0.5 | 0.5 | 0 | 0 | 0 | 0 | 0 | 0 | 0 | 0 | 0 | 0 | 0 | 0 | 0 | 0 | 0 | 0 | 0
6869 | 4.3 | 1411.34 | 660 | 131.35 | 2202.69 | 740.21 | 444.13 | 11547.34 | 3387.03 | 14490.24 | 190.84 | 0 | 0 | 2398.5 | 2214 | 2214 | 61.5 | 6857.25 | 278.17 | 7.19 | -63.21 | 4.91 | 20 | 47.27 | 0 | 0.5 | 0.1 | 0.5 | 0.5 | 0 | 0 | 0 | 0 | 0 | 0 | 0 | 0 | 0 | 0 | 0 | 0 | 0 | 0 | 0 | 0 | 0
6870 | 6.4 | 1411.34 | 660 | 131.35 | 2202.69 | 740.21 | 444.13 | 11547.34 | 3387.03 | 14490.24 | 190.84 | 0 | 0 | 2398.5 | 2214 | 2214 | 61.5 | 6857.25 | 280.09 | 9.12 | -61.14 | 6.98 | 20 | 40.16 | 0 | 0.5 | 0.1 | 0.5 | 0.5 | 0 | 0 | 0 | 0 | 0 | 0 | 0 | 0 | 0 | 0 | 0 | 0 | 0 | 0 | 0 | 0 | 0
6871 | 7.6 | 1411.34 | 660 | 131.35 | 2202.69 | 740.21 | 444.13 | 11547.34 | 3387.03 | 14490.24 | 190.84 | 0 | 0 | 2398.5 | 2214 | 2214 | 61.5 | 6857.25 | 281.2 | 10.22 | -59.95 | 8.16 | 20 | 36.1 | 0 | 0.5 | 0.1 | 0.5 | 0.5 | 0 | 0 | 0 | 0 | 0 | 0 | 0 | 0 | 0 | 0 | 0 | 0 | 0 | 0 | 0 | 0 | 0
6872 | 8.8 | 1411.34 | 660 | 131.35 | 2202.69 | 740.21 | 444.13 | 11547.34 | 3387.03 | 14490.24 | 190.84 | 1728.52 | 138.4 | 2398.5 | 11070 | 11070 | 61.5 | 24569.25 | 287.6 | 16.63 | -57.43 | 10.68 | 20 | 12.45 | 0 | 0.5 | 0.5 | 1 | 0.5 | 0 | 577.29 | 0 | 381.37 | 0 | 539.25 | 0 | 230.6 | 0 | 42.89 | 0 | 21.28 | 0 | 26.34 | 0 | 12.87 | 35.03
6873 | 9.5 | 1411.34 | 660 | 131.35 | 2202.69 | 740.21 | 444.13 | 11547.34 | 3387.03 | 14490.24 | 190.84 | 6186.57 | 506.87 | 2398.5 | 11070 | 11070 | 61.5 | 24569.25 | 289.55 | 18.58 | -56.41 | 11.7 | 20 | 5.26 | 0 | 0.5 | 0.5 | 1 | 0.5 | 0 | 1799.25 | 0 | 1083.24 | 0 | 2314.38 | 0 | 989.7 | 0 | 133.68 | 0 | 60.44 | 0 | 113.06 | 0 | 55.22 | 144.48
6874 | 10.7 | 1411.34 | 660 | 131.35 | 2202.69 | 740.21 | 444.13 | 11547.34 | 3387.03 | 14490.24 | 190.84 | 11312.3 | 928.51 | 2398.5 | 11070 | 11070 | 61.5 | 24569.25 | 292.16 | 21.18 | -54.85 | 13.26 | 21.18 | 0 | 0 | 0.5 | 0.5 | 1 | 0.5 | 0 | 3242.86 | 0 | 1960.47 | 0 | 4279.09 | 0 | 1829.88 | 0 | 240.93 | 0 | 109.38 | 0 | 209.04 | 0 | 102.09 | 267.07
6875 | 11.2 | 1411.34 | 660 | 131.35 | 2202.69 | 740.21 | 444.13 | 11547.34 | 3387.03 | 14490.24 | 190.84 | 18740.98 | 1532.29 | 2398.5 | 11070 | 11070 | 61.5 | 24569.25 | 294.83 | 23.85 | -53.81 | 14.3 | 23.85 | 0 | 0 | 0.5 | 0.5 | 1 | 0.5 | 0 | 5320.76 | 0 | 3243.12 | 0 | 7143.34 | 0 | 3033.76 | 0 | 395.31 | 0 | 180.94 | 0 | 348.97 | 0 | 169.26 | 437.82
6876 | 11.6 | 1411.34 | 660 | 131.35 | 2202.69 | 740.21 | 444.13 | 11547.34 | 3387.03 | 14490.24 | 190.84 | 32042.19 | 2571.1 | 2398.5 | 11070 | 11070 | 61.5 | 24569.25 | 299.16 | 28.19 | -52.44 | 15.68 | 23.9 | 0 | 0 | 0.5 | 0.5 | 1 | 0.5 | 0 | 8261.67 | 0 | 6464.55 | 0 | 12605.37 | 0 | 4710.6 | 0 | 613.81 | 0 | 360.66 | 0 | 615.8 | 0 | 262.81 | 718.03
6877 | 12.3 | 1411.34 | 660 | 131.35 | 2202.69 | 740.21 | 444.13 | 11547.34 | 3387.03 | 14490.24 | 190.84 | 16080.61 | 2576.86 | 2398.5 | 11070 | 11070 | 61.5 | 24569.25 | 295.48 | 24.51 | -52.84 | 15.28 | 23.9 | 0 | 0 | 0.5 | 0.5 | 1 | 0.5 | 0 | 4203.1 | 0 | 2922.15 | 0 | 6558.86 | 0 | 2396.5 | 0 | 624.54 | 0 | 326.06 | 0 | 640.82 | 0 | 267.41 | 718.03
6878 | 12.2 | 1411.34 | 660 | 131.35 | 2202.69 | 740.21 | 444.13 | 11547.34 | 3387.03 | 14490.24 | 190.84 | 8761.79 | 1433.08 | 2398.5 | 11070 | 11070 | 61.5 | 24569.25 | 293.1 | 22.12 | -53.51 | 14.6 | 22.12 | 0 | 0 | 0.5 | 0.5 | 1 | 0.5 | 0 | 2471.91 | 0 | 1449.9 | 0 | 3430.57 | 0 | 1409.42 | 0 | 367.3 | 0 | 161.78 | 0 | 335.18 | 0 | 157.27 | 411.55
6879 | 12.1 | 1411.34 | 660 | 131.35 | 2202.69 | 740.21 | 444.13 | 11547.34 | 3387.03 | 14490.24 | 190.84 | 22834.4 | 1848.07 | 2398.5 | 11070 | 11070 | 61.5 | 24569.25 | 296.88 | 25.9 | -52.62 | 15.49 | 23.9 | 0 | 0 | 0.5 | 0.5 | 1 | 0.5 | 0 | 6319.02 | 0 | 3714.18 | 0 | 9198.25 | 0 | 3602.95 | 0 | 469.48 | 0 | 207.22 | 0 | 449.35 | 0 | 201.01 | 521.01
6880 | 12.3 | 1411.34 | 660 | 131.35 | 2202.69 | 740.21 | 444.13 | 11547.34 | 3387.03 | 14490.24 | 190.84 | 9069.67 | 1463.61 | 2398.5 | 11070 | 11070 | 61.5 | 24569.25 | 293.28 | 22.31 | -53.39 | 14.73 | 22.31 | 0 | 0 | 0.5 | 0.5 | 1 | 0.5 | 0 | 2484.82 | 0 | 1427.51 | 0 | 3740.55 | 0 | 1416.79 | 0 | 369.22 | 0 | 159.28 | 0 | 365.47 | 0 | 158.09 | 411.55
6881 | 11.9 | 1411.34 | 660 | 131.35 | 2202.69 | 740.21 | 444.13 | 11547.34 | 3387.03 | 14490.24 | 190.84 | 8508.39 | 684.47 | 2398.5 | 11070 | 11070 | 61.5 | 24569.25 | 292.5 | 21.53 | -53.87 | 14.24 | 21.53 | 0 | 0 | 0.5 | 0.5 | 1 | 0.5 | 0 | 2274.58 | 0 | 1296.91 | 0 | 3595.52 | 0 | 1341.38 | 0 | 168.99 | 0 | 72.36 | 0 | 175.65 | 0 | 74.84 | 192.64
6882 | 10.9 | 1411.34 | 660 | 131.35 | 2202.69 | 740.21 | 444.13 | 11547.34 | 3387.03 | 14490.24 | 190.84 | 1670.35 | 119.83 | 2398.5 | 11070 | 11070 | 61.5 | 24569.25 | 289.56 | 18.58 | -55.37 | 12.75 | 20 | 5.25 | 0 | 0.5 | 0.5 | 1 | 0.5 | 0 | 343.3 | 0 | 195.74 | 0 | 861.78 | 0 | 269.53 | 0 | 25.51 | 0 | 10.92 | 0 | 42.1 | 0 | 15.04 | 26.27
6883 | 10.7 | 1411.34 | 660 | 131.35 | 2202.69 | 740.21 | 444.13 | 11547.34 | 3387.03 | 14490.24 | 190.84 | 0 | 0 | 2398.5 | 11070 | 11070 | 61.5 | 24569.25 | 288.84 | 17.86 | -55.69 | 12.43 | 20 | 7.88 | 0 | 0.5 | 0.5 | 1 | 0.5 | 0 | 0 | 0 | 0 | 0 | 0 | 0 | 0 | 0 | 0 | 0 | 0 | 0 | 0 | 0 | 0 | 0
6884 | 10.8 | 1411.34 | 660 | 131.35 | 2202.69 | 740.21 | 444.13 | 11547.34 | 3387.03 | 14490.24 | 190.84 | 0 | 0 | 2398.5 | 11070 | 11070 | 61.5 | 24569.25 | 288.93 | 17.96 | -55.59 | 12.53 | 20 | 7.55 | 0 | 0.5 | 0.5 | 1 | 0.5 | 0 | 0 | 0 | 0 | 0 | 0 | 0 | 0 | 0 | 0 | 0 | 0 | 0 | 0 | 0 | 0 | 0
6885 | 10.5 | 1411.34 | 660 | 131.35 | 2202.69 | 740.21 | 444.13 | 11547.34 | 3387.03 | 14490.24 | 190.84 | 0 | 0 | 2398.5 | 11070 | 11070 | 61.5 | 24569.25 | 288.66 | 17.68 | -55.88 | 12.23 | 20 | 8.56 | 0 | 0.5 | 0.5 | 1 | 0.5 | 0 | 0 | 0 | 0 | 0 | 0 | 0 | 0 | 0 | 0 | 0 | 0 | 0 | 0 | 0 | 0 | 0
6886 | 10.8 | 1411.34 | 660 | 131.35 | 2202.69 | 740.21 | 444.13 | 11547.34 | 3387.03 | 14490.24 | 190.84 | 0 | 0 | 2398.5 | 11070 | 11070 | 61.5 | 24569.25 | 288.93 | 17.96 | -55.59 | 12.53 | 20 | 7.55 | 0 | 0.5 | 0.5 | 1 | 0.5 | 0 | 0 | 0 | 0 | 0 | 0 | 0 | 0 | 0 | 0 | 0 | 0 | 0 | 0 | 0 | 0 | 0
6887 | 11.1 | 1411.34 | 660 | 131.35 | 2202.69 | 740.21 | 444.13 | 11547.34 | 3387.03 | 14490.24 | 190.84 | 0 | 0 | 2398.5 | 11070 | 11070 | 61.5 | 24569.25 | 289.21 | 18.23 | -55.29 | 12.82 | 20 | 6.53 | 0 | 0.5 | 0.5 | 1 | 0.5 | 0 | 0 | 0 | 0 | 0 | 0 | 0 | 0 | 0 | 0 | 0 | 0 | 0 | 0 | 0 | 0 | 0
6888 | 10.8 | 1411.34 | 660 | 131.35 | 2202.69 | 740.21 | 444.13 | 11547.34 | 3387.03 | 14490.24 | 190.84 | 0 | 0 | 2398.5 | 11070 | 11070 | 61.5 | 24569.25 | 288.93 | 17.96 | -55.59 | 12.53 | 20 | 7.55 | 0 | 0.5 | 0.5 | 1 | 0.5 | 0 | 0 | 0 | 0 | 0 | 0 | 0 | 0 | 0 | 0 | 0 | 0 | 0 | 0 | 0 | 0 | 0
6889 | 10.5 | 1411.34 | 660 | 131.35 | 2202.69 | 740.21 | 444.13 | 11547.34 | 3387.03 | 14490.24 | 190.84 | 0 | 0 | 2398.5 | 2214 | 2214 | 61.5 | 6857.25 | 283.86 | 12.88 | -57.09 | 11.03 | 20 | 26.27 | 0 | 0.5 | 0.1 | 0.5 | 0.5 | 0 | 0 | 0 | 0 | 0 | 0 | 0 | 0 | 0 | 0 | 0 | 0 | 0 | 0 | 0 | 0 | 0
6890 | 10.4 | 1411.34 | 660 | 131.35 | 2202.69 | 740.21 | 444.13 | 11547.34 | 3387.03 | 14490.24 | 190.84 | 0 | 0 | 2398.5 | 2214 | 2214 | 61.5 | 6857.25 | 283.77 | 12.79 | -57.19 | 10.93 | 20 | 26.61 | 0 | 0.5 | 0.1 | 0.5 | 0.5 | 0 | 0 | 0 | 0 | 0 | 0 | 0 | 0 | 0 | 0 | 0 | 0 | 0 | 0 | 0 | 0 | 0
6891 | 9.3 | 1411.34 | 660 | 131.35 | 2202.69 | 740.21 | 444.13 | 11547.34 | 3387.03 | 14490.24 | 190.84 | 0 | 0 | 2398.5 | 2214 | 2214 | 61.5 | 6857.25 | 282.76 | 11.78 | -58.27 | 9.84 | 20 | 30.34 | 0 | 0.5 | 0.1 | 0.5 | 0.5 | 0 | 0 | 0 | 0 | 0 | 0 | 0 | 0 | 0 | 0 | 0 | 0 | 0 | 0 | 0 | 0 | 0
6892 | 10 | 1411.34 | 660 | 131.35 | 2202.69 | 740.21 | 444.13 | 11547.34 | 3387.03 | 14490.24 | 190.84 | 0 | 0 | 2398.5 | 2214 | 2214 | 61.5 | 6857.25 | 283.4 | 12.42 | -57.58 | 10.53 | 20 | 27.97 | 0 | 0.5 | 0.1 | 0.5 | 0.5 | 0 | 0 | 0 | 0 | 0 | 0 | 0 | 0 | 0 | 0 | 0 | 0 | 0 | 0 | 0 | 0 | 0
6893 | 9.9 | 1411.34 | 660 | 131.35 | 2202.69 | 740.21 | 444.13 | 11547.34 | 3387.03 | 14490.24 | 190.84 | 0 | 0 | 2398.5 | 2214 | 2214 | 61.5 | 6857.25 | 283.31 | 12.33 | -57.68 | 10.43 | 20 | 28.31 | 0 | 0.5 | 0.1 | 0.5 | 0.5 | 0 | 0 | 0 | 0 | 0 | 0 | 0 | 0 | 0 | 0 | 0 | 0 | 0 | 0 | 0 | 0 | 0
6894 | 9.6 | 1411.34 | 660 | 131.35 | 2202.69 | 740.21 | 444.13 | 11547.34 | 3387.03 | 14490.24 | 190.84 | 0 | 0 | 2398.5 | 2214 | 2214 | 61.5 | 6857.25 | 283.03 | 12.05 | -57.98 | 10.14 | 20 | 29.32 | 0 | 0.5 | 0.1 | 0.5 | 0.5 | 0 | 0 | 0 | 0 | 0 | 0 | 0 | 0 | 0 | 0 | 0 | 0 | 0 | 0 | 0 | 0 | 0
6895 | 10 | 1411.34 | 660 | 131.35 | 2202.69 | 740.21 | 444.13 | 11547.34 | 3387.03 | 14490.24 | 190.84 | 0 | 0 | 2398.5 | 2214 | 2214 | 61.5 | 6857.25 | 283.4 | 12.42 | -57.58 | 10.53 | 20 | 27.97 | 0 | 0.5 | 0.1 | 0.5 | 0.5 | 0 | 0 | 0 | 0 | 0 | 0 | 0 | 0 | 0 | 0 | 0 | 0 | 0 | 0 | 0 | 0 | 0
6896 | 10.3 | 1411.34 | 660 | 131.35 | 2202.69 | 740.21 | 177.65 | 11280.86 | 3120.55 | 14223.76 | 190.84 | 2465.24 | 196.15 | 959.4 | 4428 | 4428 | 24.6 | 9827.7 | 304.62 | 14.57 | -58.15 | 11.23 | 20 | 18.73 | 0 | 0.2 | 0.2 | 1 | 0.2 | 0 | 841.7 | 0 | 569.52 | 0 | 738.3 | 0 | 315.72 | 0 | 62.53 | 0 | 31.77 | 0 | 36.07 | 0 | 17.61 | 48.16
6897 | 11.6 | 1411.34 | 660 | 131.35 | 2202.69 | 740.21 | 177.65 | 11280.86 | 3120.55 | 14223.76 | 190.84 | 35001.97 | 2579.52 | 959.4 | 4428 | 4428 | 24.6 | 9827.7 | 315.92 | 25.87 | -54.44 | 14.93 | 23.9 | 0 | 0 | 0.2 | 0.2 | 1 | 0.2 | 0 | 12350.96 | 0 | 14493.9 | 0 | 5713.74 | 0 | 2443.37 | 0 | 917.62 | 0 | 808.63 | 0 | 279.13 | 0 | 136.32 | 437.82
6898 | 11.4 | 1411.34 | 660 | 131.35 | 2202.69 | 740.21 | 177.65 | 11280.86 | 3120.55 | 14223.76 | 190.84 | 7109.12 | 1160.04 | 959.4 | 4428 | 4428 | 24.6 | 9827.7 | 307.39 | 17.34 | -56.67 | 12.7 | 20 | 9.16 | 0 | 0.2 | 0.2 | 1 | 0.2 | 0 | 2022.74 | 0 | 1338.44 | 0 | 2625.28 | 0 | 1122.65 | 0 | 300.56 | 0 | 149.35 | 0 | 256.5 | 0 | 125.27 | 328.37
6899 | 11.5 | 1411.34 | 660 | 131.35 | 2202.69 | 740.21 | 177.65 | 11280.86 | 3120.55 | 14223.76 | 190.84 | 19362.95 | 1581 | 959.4 | 4428 | 4428 | 24.6 | 9827.7 | 311 | 20.96 | -55.69 | 13.68 | 20.96 | 0 | 0 | 0.2 | 0.2 | 1 | 0.2 | 0 | 5444.49 | 0 | 3466.8 | 0 | 7347.35 | 0 | 3104.31 | 0 | 404.5 | 0 | 193.42 | 0 | 358.93 | 0 | 173.19 | 450.96
6900 | 12.3 | 1411.34 | 660 | 131.35 | 2202.69 | 740.21 | 177.65 | 11280.86 | 3120.55 | 14223.76 | 190.84 | 35302.46 | 2813.55 | 959.4 | 4428 | 4428 | 24.6 | 9827.7 | 316.75 | 26.7 | -53.71 | 15.66 | 23.9 | 0 | 0 | 0.2 | 0.2 | 1 | 0.2 | 0 | 8748.69 | 0 | 7554.54 | 0 | 14010.95 | 0 | 4988.29 | 0 | 649.99 | 0 | 421.48 | 0 | 684.46 | 0 | 278.3 | 779.32
6901 | 12.8 | 1411.34 | 660 | 131.35 | 2202.69 | 740.21 | 177.65 | 11280.86 | 3120.55 | 14223.76 | 190.84 | 20817.22 | 3267.93 | 959.4 | 4428 | 4428 | 24.6 | 9827.7 | 313.25 | 23.2 | -54.19 | 15.18 | 23.2 | 0 | 0 | 0.2 | 0.2 | 1 | 0.2 | 0 | 4893.26 | 0 | 4143.21 | 0 | 8990.73 | 0 | 2790.02 | 0 | 727.1 | 0 | 462.31 | 0 | 878.43 | 0 | 311.32 | 888.78
6902 | 11.8 | 1411.34 | 660 | 131.35 | 2202.69 | 740.21 | 177.65 | 11280.86 | 3120.55 | 14223.76 | 190.84 | 15963.1 | 1307.23 | 959.4 | 4428 | 4428 | 24.6 | 9827.7 | 310.34 | 20.29 | -55.65 | 13.72 | 20.29 | 0 | 0 | 0.2 | 0.2 | 1 | 0.2 | 0 | 4508.69 | 0 | 2640.34 | 0 | 6243.33 | 0 | 2570.74 | 0 | 334.98 | 0 | 147.31 | 0 | 305 | 0 | 143.42 | 376.53
6903 | 11 | 1411.34 | 660 | 131.35 | 2202.69 | 740.21 | 177.65 | 11280.86 | 3120.55 | 14223.76 | 190.84 | 10249.16 | 842.71 | 959.4 | 4428 | 4428 | 24.6 | 9827.7 | 307.71 | 17.66 | -56.87 | 12.5 | 20 | 8.08 | 0 | 0.2 | 0.2 | 1 | 0.2 | 0 | 2898.47 | 0 | 1675.44 | 0 | 4022.6 | 0 | 1652.64 | 0 | 215.34 | 0 | 93.47 | 0 | 196.51 | 0 | 92.2 | 245.18
6904 | 10.9 | 1411.34 | 660 | 131.35 | 2202.69 | 740.21 | 177.65 | 11280.86 | 3120.55 | 14223.76 | 190.84 | 8065.88 | 662.29 | 959.4 | 4428 | 4428 | 24.6 | 9827.7 | 306.92 | 16.87 | -57.13 | 12.24 | 20 | 10.8 | 0 | 0.2 | 0.2 | 1 | 0.2 | 0 | 2265.75 | 0 | 1296.81 | 0 | 3211.45 | 0 | 1291.88 | 0 | 168.34 | 0 | 72.35 | 0 | 156.89 | 0 | 72.08 | 192.64
6905 | 10.2 | 1411.34 | 660 | 131.35 | 2202.69 | 740.21 | 177.65 | 11280.86 | 3120.55 | 14223.76 | 190.84 | 3468.02 | 284.81 | 959.4 | 4428 | 4428 | 24.6 | 9827.7 | 304.84 | 14.79 | -58.17 | 11.21 | 20 | 17.96 | 0 | 0.2 | 0.2 | 1 | 0.2 | 0 | 963.69 | 0 | 549.47 | 0 | 1396.69 | 0 | 558.18 | 0 | 71.6 | 0 | 30.66 | 0 | 68.23 | 0 | 31.14 | 83.19
6906 | 10.2 | 1411.34 | 660 | 131.35 | 2202.69 | 740.21 | 444.13 | 11547.34 | 3387.03 | 14490.24 | 190.84 | 779.28 | 57.14 | 2398.5 | 11070 | 11070 | 61.5 | 24569.25 | 288.61 | 17.63 | -56.12 | 11.99 | 20 | 8.74 | 0 | 0.5 | 0.5 | 1 | 0.5 | 0 | 172.23 | 0 | 98.2 | 0 | 382.89 | 0 | 125.96 | 0 | 12.8 | 0 | 5.48 | 0 | 18.7 | 0 | 7.03 | 13.13
6907 | 9.9 | 1411.34 | 660 | 131.35 | 2202.69 | 740.21 | 444.13 | 11547.34 | 3387.03 | 14490.24 | 190.84 | 0 | 0 | 2398.5 | 11070 | 11070 | 61.5 | 24569.25 | 288.11 | 17.13 | -56.48 | 11.64 | 20 | 10.59 | 0 | 0.5 | 0.5 | 1 | 0.5 | 0 | 0 | 0 | 0 | 0 | 0 | 0 | 0 | 0 | 0 | 0 | 0 | 0 | 0 | 0 | 0 | 0
6908 | 9.8 | 1411.34 | 660 | 131.35 | 2202.69 | 740.21 | 444.13 | 11547.34 | 3387.03 | 14490.24 | 190.84 | 0 | 0 | 2398.5 | 11070 | 11070 | 61.5 | 24569.25 | 288.01 | 17.04 | -56.57 | 11.54 | 20 | 10.93 | 0 | 0.5 | 0.5 | 1 | 0.5 | 0 | 0 | 0 | 0 | 0 | 0 | 0 | 0 | 0 | 0 | 0 | 0 | 0 | 0 | 0 | 0 | 0
6909 | 9.6 | 1411.34 | 660 | 131.35 | 2202.69 | 740.21 | 444.13 | 11547.34 | 3387.03 | 14490.24 | 190.84 | 0 | 0 | 2398.5 | 11070 | 11070 | 61.5 | 24569.25 | 287.83 | 16.85 | -56.77 | 11.34 | 20 | 11.61 | 0 | 0.5 | 0.5 | 1 | 0.5 | 0 | 0 | 0 | 0 | 0 | 0 | 0 | 0 | 0 | 0 | 0 | 0 | 0 | 0 | 0 | 0 | 0
6910 | 9.6 | 1411.34 | 660 | 131.35 | 2202.69 | 740.21 | 444.13 | 11547.34 | 3387.03 | 14490.24 | 190.84 | 0 | 0 | 2398.5 | 11070 | 11070 | 61.5 | 24569.25 | 287.83 | 16.85 | -56.77 | 11.34 | 20 | 11.61 | 0 | 0.5 | 0.5 | 1 | 0.5 | 0 | 0 | 0 | 0 | 0 | 0 | 0 | 0 | 0 | 0 | 0 | 0 | 0 | 0 | 0 | 0 | 0
6911 | 8.9 | 1411.34 | 660 | 131.35 | 2202.69 | 740.21 | 444.13 | 11547.34 | 3387.03 | 14490.24 | 190.84 | 0 | 0 | 2398.5 | 11070 | 11070 | 61.5 | 24569.25 | 287.19 | 16.21 | -57.46 | 10.65 | 20 | 13.98 | 0 | 0.5 | 0.5 | 1 | 0.5 | 0 | 0 | 0 | 0 | 0 | 0 | 0 | 0 | 0 | 0 | 0 | 0 | 0 | 0 | 0 | 0 | 0
6912 | 8.8 | 1411.34 | 660 | 131.35 | 2202.69 | 740.21 | 444.13 | 11547.34 | 3387.03 | 14490.24 | 190.84 | 0 | 0 | 2398.5 | 11070 | 11070 | 61.5 | 24569.25 | 287.1 | 16.12 | -57.56 | 10.55 | 20 | 14.32 | 0 | 0.5 | 0.5 | 1 | 0.5 | 0 | 0 | 0 | 0 | 0 | 0 | 0 | 0 | 0 | 0 | 0 | 0 | 0 | 0 | 0 | 0 | 0
6913 | 7.6 | 1411.34 | 660 | 131.35 | 2202.69 | 740.21 | 444.13 | 11547.34 | 3387.03 | 14490.24 | 190.84 | 0 | 0 | 2398.5 | 2214 | 2214 | 61.5 | 6857.25 | 281.2 | 10.22 | -59.95 | 8.16 | 20 | 36.1 | 0 | 0.5 | 0.1 | 0.5 | 0.5 | 0 | 0 | 0 | 0 | 0 | 0 | 0 | 0 | 0 | 0 | 0 | 0 | 0 | 0 | 0 | 0 | 0
6914 | 6.1 | 1411.34 | 660 | 131.35 | 2202.69 | 740.21 | 444.13 | 11547.34 | 3387.03 | 14490.24 | 190.84 | 0 | 0 | 2398.5 | 2214 | 2214 | 61.5 | 6857.25 | 279.82 | 8.84 | -61.43 | 6.68 | 20 | 41.18 | 0 | 0.5 | 0.1 | 0.5 | 0.5 | 0 | 0 | 0 | 0 | 0 | 0 | 0 | 0 | 0 | 0 | 0 | 0 | 0 | 0 | 0 | 0 | 0
6915 | 6.1 | 1411.34 | 660 | 131.35 | 2202.69 | 740.21 | 444.13 | 11547.34 | 3387.03 | 14490.24 | 190.84 | 0 | 0 | 2398.5 | 2214 | 2214 | 61.5 | 6857.25 | 279.82 | 8.84 | -61.43 | 6.68 | 20 | 41.18 | 0 | 0.5 | 0.1 | 0.5 | 0.5 | 0 | 0 | 0 | 0 | 0 | 0 | 0 | 0 | 0 | 0 | 0 | 0 | 0 | 0 | 0 | 0 | 0
6916 | 6.7 | 1411.34 | 660 | 131.35 | 2202.69 | 740.21 | 444.13 | 11547.34 | 3387.03 | 14490.24 | 190.84 | 0 | 0 | 2398.5 | 2214 | 2214 | 61.5 | 6857.25 | 280.37 | 9.39 | -60.84 | 7.27 | 20 | 39.14 | 0 | 0.5 | 0.1 | 0.5 | 0.5 | 0 | 0 | 0 | 0 | 0 | 0 | 0 | 0 | 0 | 0 | 0 | 0 | 0 | 0 | 0 | 0 | 0
6917 | 7.2 | 1411.34 | 660 | 131.35 | 2202.69 | 740.21 | 444.13 | 11547.34 | 3387.03 | 14490.24 | 190.84 | 0 | 0 | 2398.5 | 2214 | 2214 | 61.5 | 6857.25 | 280.83 | 9.85 | -60.35 | 7.77 | 20 | 37.45 | 0 | 0.5 | 0.1 | 0.5 | 0.5 | 0 | 0 | 0 | 0 | 0 | 0 | 0 | 0 | 0 | 0 | 0 | 0 | 0 | 0 | 0 | 0 | 0
6918 | 6.8 | 1411.34 | 660 | 131.35 | 2202.69 | 740.21 | 444.13 | 11547.34 | 3387.03 | 14490.24 | 190.84 | 0 | 0 | 2398.5 | 2214 | 2214 | 61.5 | 6857.25 | 280.46 | 9.48 | -60.74 | 7.37 | 20 | 38.81 | 0 | 0.5 | 0.1 | 0.5 | 0.5 | 0 | 0 | 0 | 0 | 0 | 0 | 0 | 0 | 0 | 0 | 0 | 0 | 0 | 0 | 0 | 0 | 0
6919 | 8.6 | 1411.34 | 660 | 131.35 | 2202.69 | 740.21 | 444.13 | 11547.34 | 3387.03 | 14490.24 | 190.84 | 0 | 0 | 2398.5 | 2214 | 2214 | 61.5 | 6857.25 | 282.11 | 11.14 | -58.96 | 9.15 | 20 | 32.71 | 0 | 0.5 | 0.1 | 0.5 | 0.5 | 0 | 0 | 0 | 0 | 0 | 0 | 0 | 0 | 0 | 0 | 0 | 0 | 0 | 0 | 0 | 0 | 0
6920 | 9.7 | 1411.34 | 660 | 131.35 | 2202.69 | 740.21 | 177.65 | 11280.86 | 3120.55 | 14223.76 | 190.84 | 3486.95 | 273.58 | 959.4 | 4428 | 4428 | 24.6 | 9827.7 | 304.39 | 14.34 | -58.66 | 10.71 | 20 | 19.51 | 0 | 0.2 | 0.2 | 1 | 0.2 | 0 | 1289.9 | 0 | 936.48 | 0 | 882.99 | 0 | 377.59 | 0 | 95.83 | 0 | 52.25 | 0 | 43.14 | 0 | 21.07 | 61.3
6921 | 9.5 | 1411.34 | 660 | 131.35 | 2202.69 | 740.21 | 177.65 | 11280.86 | 3120.55 | 14223.76 | 190.84 | 46653.46 | 3446.73 | 959.4 | 4428 | 4428 | 24.6 | 9827.7 | 317.65 | 27.6 | -55.64 | 13.73 | 23.9 | 0 | 0 | 0.2 | 0.2 | 1 | 0.2 | 0 | 16642.3 | 0 | 20469.22 | 0 | 6683.75 | 0 | 2858.18 | 0 | 1236.45 | 0 | 1142 | 0 | 326.51 | 0 | 159.46 | 582.3
6922 | 9.1 | 1411.34 | 660 | 131.35 | 2202.69 | 740.21 | 177.65 | 11280.86 | 3120.55 | 14223.76 | 190.84 | 18918.22 | 2941.97 | 959.4 | 4428 | 4428 | 24.6 | 9827.7 | 309.25 | 19.2 | -58 | 11.38 | 20 | 2.75 | 0 | 0.2 | 0.2 | 1 | 0.2 | 0 | 4839.59 | 0 | 7279.06 | 0 | 4762.83 | 0 | 2036.74 | 0 | 719.12 | 0 | 812.21 | 0 | 465.35 | 0 | 227.26 | 718.03
6923 | 8.3 | 1411.34 | 660 | 131.35 | 2202.69 | 740.21 | 177.65 | 11280.86 | 3120.55 | 14223.76 | 190.84 | 31584.98 | 2531.47 | 959.4 | 4428 | 4428 | 24.6 | 9827.7 | 311.93 | 21.88 | -57.94 | 11.44 | 21.88 | 0 | 0 | 0.2 | 0.2 | 1 | 0.2 | 0 | 7694.54 | 0 | 8267.88 | 0 | 11235.32 | 0 | 4387.24 | 0 | 571.67 | 0 | 461.27 | 0 | 548.87 | 0 | 244.77 | 704.89
6924 | 8.5 | 1411.34 | 660 | 131.35 | 2202.69 | 740.21 | 177.65 | 11280.86 | 3120.55 | 14223.76 | 190.84 | 31581.1 | 2530.3 | 959.4 | 4428 | 4428 | 24.6 | 9827.7 | 312.18 | 22.13 | -57.74 | 11.63 | 22.13 | 0 | 0 | 0.2 | 0.2 | 1 | 0.2 | 0 | 8099.02 | 0 | 6411.87 | 0 | 12452.35 | 0 | 4617.86 | 0 | 601.72 | 0 | 357.73 | 0 | 608.32 | 0 | 257.64 | 704.89
6925 | 8.8 | 1411.34 | 660 | 131.35 | 2202.69 | 740.21 | 177.65 | 11280.86 | 3120.55 | 14223.76 | 190.84 | 31670.13 | 2534.45 | 959.4 | 4428 | 4428 | 24.6 | 9827.7 | 312.49 | 22.44 | -57.44 | 11.94 | 22.44 | 0 | 0 | 0.2 | 0.2 | 1 | 0.2 | 0 | 8243.2 | 0 | 5773.28 | 0 | 12953.58 | 0 | 4700.07 | 0 | 612.43 | 0 | 322.1 | 0 | 632.81 | 0 | 262.22 | 704.89
6926 | 9.7 | 1411.34 | 660 | 131.35 | 2202.69 | 740.21 | 177.65 | 11280.86 | 3120.55 | 14223.76 | 190.84 | 55346.32 | 4091 | 959.4 | 4428 | 4428 | 24.6 | 9827.7 | 320.64 | 30.59 | -54.8 | 14.58 | 23.9 | 0 | 0 | 0.2 | 0.2 | 1 | 0.2 | 0 | 10333.81 | 0 | 10382.42 | 0 | 28738.02 | 0 | 5892.08 | 0 | 767.76 | 0 | 579.25 | 0 | 1403.91 | 0 | 328.73 | 1011.37
6927 | 9.4 | 1411.34 | 660 | 131.35 | 2202.69 | 740.21 | 177.65 | 11280.86 | 3120.55 | 14223.76 | 190.84 | 38097.74 | 5209.66 | 959.4 | 4428 | 4428 | 24.6 | 9827.7 | 315.74 | 25.7 | -56.21 | 13.16 | 23.9 | 0 | 0 | 0.2 | 0.2 | 1 | 0.2 | 0 | 4943.6 | 0 | 5466.07 | 0 | 24869.35 | 0 | 2818.72 | 0 | 734.58 | 0 | 609.92 | 0 | 2429.83 | 0 | 314.52 | 1120.82
6928 | 9.8 | 1411.34 | 660 | 131.35 | 2202.69 | 740.21 | 177.65 | 11280.86 | 3120.55 | 14223.76 | 190.84 | 38818.93 | 4959.96 | 959.4 | 4428 | 4428 | 24.6 | 9827.7 | 316.24 | 26.19 | -55.79 | 13.59 | 23.9 | 0 | 0 | 0.2 | 0.2 | 1 | 0.2 | 0 | 3838.55 | 0 | 2852.2 | 0 | 29939.52 | 0 | 2188.65 | 0 | 570.38 | 0 | 318.25 | 0 | 2925.2 | 0 | 244.21 | 901.91
6929 | 8.9 | 1411.34 | 660 | 131.35 | 2202.69 | 740.21 | 177.65 | 11280.86 | 3120.55 | 14223.76 | 190.84 | 41627.06 | 4807.7 | 959.4 | 4428 | 4428 | 24.6 | 9827.7 | 316.2 | 26.15 | -56.49 | 12.88 | 23.9 | 0 | 0 | 0.2 | 0.2 | 1 | 0.2 | 0 | 2196.47 | 0 | 1252.37 | 0 | 34502.37 | 0 | 3675.85 | 0 | 326.38 | 0 | 139.74 | 0 | 3371.01 | 0 | 410.16 | 560.41
6930 | 7.7 | 1411.34 | 660 | 131.35 | 2202.69 | 740.21 | 444.13 | 11547.34 | 3387.03 | 14490.24 | 190.84 | 3954.78 | 480.64 | 2398.5 | 11070 | 11070 | 61.5 | 24569.25 | 287.41 | 16.43 | -58.34 | 9.77 | 20 | 13.17 | 0 | 0.5 | 0.5 | 1 | 0.5 | 0 | 192.91 | 0 | 110 | 0 | 3041.67 | 0 | 610.2 | 0 | 28.67 | 0 | 12.27 | 0 | 297.18 | 0 | 68.09 | 74.43
6931 | 6.7 | 1411.34 | 660 | 131.35 | 2202.69 | 740.21 | 444.13 | 11547.34 | 3387.03 | 14490.24 | 190.84 | 0 | 0 | 2398.5 | 11070 | 11070 | 61.5 | 24569.25 | 285.17 | 14.19 | -59.63 | 8.48 | 20 | 21.43 | 0 | 0.5 | 0.5 | 1 | 0.5 | 0 | 0 | 0 | 0 | 0 | 0 | 0 | 0 | 0 | 0 | 0 | 0 | 0 | 0 | 0 | 0 | 0
6932 | 6.2 | 1411.34 | 660 | 131.35 | 2202.69 | 740.21 | 444.13 | 11547.34 | 3387.03 | 14490.24 | 190.84 | 0 | 0 | 2398.5 | 11070 | 11070 | 61.5 | 24569.25 | 284.71 | 13.73 | -60.13 | 7.99 | 20 | 23.13 | 0 | 0.5 | 0.5 | 1 | 0.5 | 0 | 0 | 0 | 0 | 0 | 0 | 0 | 0 | 0 | 0 | 0 | 0 | 0 | 0 | 0 | 0 | 0
6933 | 5.6 | 1411.34 | 660 | 131.35 | 2202.69 | 740.21 | 444.13 | 11547.34 | 3387.03 | 14490.24 | 190.84 | 0 | 0 | 2398.5 | 11070 | 11070 | 61.5 | 24569.25 | 284.16 | 13.18 | -60.72 | 7.4 | 20 | 25.16 | 0 | 0.5 | 0.5 | 1 | 0.5 | 0 | 0 | 0 | 0 | 0 | 0 | 0 | 0 | 0 | 0 | 0 | 0 | 0 | 0 | 0 | 0 | 0
6934 | 5.2 | 1411.34 | 660 | 131.35 | 2202.69 | 740.21 | 444.13 | 11547.34 | 3387.03 | 14490.24 | 190.84 | 0 | 0 | 2398.5 | 11070 | 11070 | 61.5 | 24569.25 | 283.79 | 12.82 | -61.11 | 7 | 20 | 26.51 | 0 | 0.5 | 0.5 | 1 | 0.5 | 0 | 0 | 0 | 0 | 0 | 0 | 0 | 0 | 0 | 0 | 0 | 0 | 0 | 0 | 0 | 0 | 0
6935 | 4.7 | 1411.34 | 660 | 131.35 | 2202.69 | 740.21 | 444.13 | 11547.34 | 3387.03 | 14490.24 | 190.84 | 0 | 0 | 2398.5 | 11070 | 11070 | 61.5 | 24569.25 | 283.33 | 12.36 | -61.61 | 6.51 | 20 | 28.21 | 0 | 0.5 | 0.5 | 1 | 0.5 | 0 | 0 | 0 | 0 | 0 | 0 | 0 | 0 | 0 | 0 | 0 | 0 | 0 | 0 | 0 | 0 | 0
6936 | 4.6 | 1411.34 | 660 | 131.35 | 2202.69 | 740.21 | 444.13 | 11547.34 | 3387.03 | 14490.24 | 190.84 | 0 | 0 | 2398.5 | 11070 | 11070 | 61.5 | 24569.25 | 283.24 | 12.26 | -61.71 | 6.41 | 20 | 28.55 | 0 | 0.5 | 0.5 | 1 | 0.5 | 0 | 0 | 0 | 0 | 0 | 0 | 0 | 0 | 0 | 0 | 0 | 0 | 0 | 0 | 0 | 0 | 0
6937 | 4.2 | 1411.34 | 660 | 131.35 | 2202.69 | 740.21 | 444.13 | 11547.34 | 3387.03 | 14490.24 | 190.84 | 0 | 0 | 2398.5 | 2214 | 2214 | 61.5 | 6857.25 | 278.07 | 7.1 | -63.31 | 4.81 | 20 | 47.61 | 0 | 0.5 | 0.1 | 0.5 | 0.5 | 0 | 0 | 0 | 0 | 0 | 0 | 0 | 0 | 0 | 0 | 0 | 0 | 0 | 0 | 0 | 0 | 0
6938 | 3.8 | 1411.34 | 660 | 131.35 | 2202.69 | 740.21 | 444.13 | 11547.34 | 3387.03 | 14490.24 | 190.84 | 0 | 0 | 2398.5 | 2214 | 2214 | 61.5 | 6857.25 | 277.71 | 6.73 | -63.7 | 4.41 | 20 | 48.97 | 0 | 0.5 | 0.1 | 0.5 | 0.5 | 0 | 0 | 0 | 0 | 0 | 0 | 0 | 0 | 0 | 0 | 0 | 0 | 0 | 0 | 0 | 0 | 0
6939 | 3.7 | 1411.34 | 660 | 131.35 | 2202.69 | 740.21 | 444.13 | 11547.34 | 3387.03 | 14490.24 | 190.84 | 0 | 0 | 2398.5 | 2214 | 2214 | 61.5 | 6857.25 | 277.62 | 6.64 | -63.8 | 4.31 | 20 | 49.31 | 0 | 0.5 | 0.1 | 0.5 | 0.5 | 0 | 0 | 0 | 0 | 0 | 0 | 0 | 0 | 0 | 0 | 0 | 0 | 0 | 0 | 0 | 0 | 0
6940 | 3.6 | 1411.34 | 660 | 131.35 | 2202.69 | 740.21 | 444.13 | 11547.34 | 3387.03 | 14490.24 | 190.84 | 0 | 0 | 2398.5 | 2214 | 2214 | 61.5 | 6857.25 | 277.52 | 6.55 | -63.9 | 4.22 | 20 | 49.64 | 0 | 0.5 | 0.1 | 0.5 | 0.5 | 0 | 0 | 0 | 0 | 0 | 0 | 0 | 0 | 0 | 0 | 0 | 0 | 0 | 0 | 0 | 0 | 0
6941 | 3.2 | 1411.34 | 660 | 131.35 | 2202.69 | 740.21 | 444.13 | 11547.34 | 3387.03 | 14490.24 | 190.84 | 0 | 0 | 2398.5 | 2214 | 2214 | 61.5 | 6857.25 | 277.16 | 6.18 | -64.29 | 3.82 | 20 | 51 | 0 | 0.5 | 0.1 | 0.5 | 0.5 | 0 | 0 | 0 | 0 | 0 | 0 | 0 | 0 | 0 | 0 | 0 | 0 | 0 | 0 | 0 | 0 | 0
6942 | 3 | 1411.34 | 660 | 131.35 | 2202.69 | 740.21 | 444.13 | 11547.34 | 3387.03 | 14490.24 | 190.84 | 0 | 0 | 2398.5 | 2214 | 2214 | 61.5 | 6857.25 | 276.97 | 6 | -64.49 | 3.62 | 20 | 51.68 | 0 | 0.5 | 0.1 | 0.5 | 0.5 | 0 | 0 | 0 | 0 | 0 | 0 | 0 | 0 | 0 | 0 | 0 | 0 | 0 | 0 | 0 | 0 | 0
6943 | 2.9 | 1411.34 | 660 | 131.35 | 2202.69 | 740.21 | 444.13 | 11547.34 | 3387.03 | 14490.24 | 190.84 | 0 | 0 | 2398.5 | 2214 | 2214 | 61.5 | 6857.25 | 276.88 | 5.91 | -64.59 | 3.52 | 20 | 52.02 | 0 | 0.5 | 0.1 | 0.5 | 0.5 | 0 | 0 | 0 | 0 | 0 | 0 | 0 | 0 | 0 | 0 | 0 | 0 | 0 | 0 | 0 | 0 | 0
6944 | 3.5 | 1411.34 | 660 | 131.35 | 2202.69 | 740.21 | 177.65 | 11280.86 | 3120.55 | 14223.76 | 190.84 | 24134.64 | 1686.03 | 959.4 | 4428 | 4428 | 24.6 | 9827.7 | 305.18 | 15.13 | -63.25 | 6.13 | 20 | 16.79 | 0 | 0.2 | 0.2 | 1 | 0.2 | 0 | 11650.62 | 0 | 10060.96 | 0 | 1697.26 | 0 | 725.8 | 0 | 865.59 | 0 | 561.31 | 0 | 82.91 | 0 | 40.49 | 135.72
6945 | 5.4 | 1411.34 | 660 | 131.35 | 2202.69 | 740.21 | 177.65 | 11280.86 | 3120.55 | 14223.76 | 190.84 | 50550.42 | 3706.13 | 959.4 | 4428 | 4428 | 24.6 | 9827.7 | 315.15 | 25.1 | -59.4 | 9.97 | 23.9 | 0 | 0 | 0.2 | 0.2 | 1 | 0.2 | 0 | 18135.03 | 0 | 23126.59 | 0 | 6506.44 | 0 | 2782.36 | 0 | 1347.35 | 0 | 1290.26 | 0 | 317.85 | 0 | 155.23 | 595.44
6946 | 7.5 | 1411.34 | 660 | 131.35 | 2202.69 | 740.21 | 177.65 | 11280.86 | 3120.55 | 14223.76 | 190.84 | 37479.58 | 5664.13 | 959.4 | 4428 | 4428 | 24.6 | 9827.7 | 313.98 | 23.93 | -58.1 | 11.27 | 23.9 | 0 | 0 | 0.2 | 0.2 | 1 | 0.2 | 0 | 8292.97 | 0 | 22616.46 | 0 | 4602.13 | 0 | 1968.02 | 0 | 1232.26 | 0 | 2523.59 | 0 | 449.65 | 0 | 219.6 | 1239.04
6947 | 8.9 | 1411.34 | 660 | 131.35 | 2202.69 | 740.21 | 177.65 | 11280.86 | 3120.55 | 14223.76 | 190.84 | 44212.93 | 6641.96 | 959.4 | 4428 | 4428 | 24.6 | 9827.7 | 317.48 | 27.43 | -56.18 | 13.19 | 23.9 | 0 | 0 | 0.2 | 0.2 | 1 | 0.2 | 0 | 4179.84 | 0 | 25950.72 | 0 | 11699.13 | 0 | 2383.24 | 0 | 621.09 | 0 | 2895.64 | 0 | 1143.05 | 0 | 265.93 | 1716.26
6948 | 9.6 | 1411.34 | 660 | 131.35 | 2202.69 | 740.21 | 177.65 | 11280.86 | 3120.55 | 14223.76 | 190.84 | 53865.11 | 7703.35 | 959.4 | 4428 | 4428 | 24.6 | 9827.7 | 321.22 | 31.17 | -54.75 | 14.62 | 23.9 | 0 | 0 | 0.2 | 0.2 | 1 | 0.2 | 0 | 4922.96 | 0 | 21864.26 | 0 | 24270.94 | 0 | 2806.95 | 0 | 731.51 | 0 | 2439.66 | 0 | 2371.36 | 0 | 313.21 | 1847.61
6949 | 10.1 | 1411.34 | 660 | 131.35 | 2202.69 | 740.21 | 177.65 | 11280.86 | 3120.55 | 14223.76 | 190.84 | 68426.66 | 9311.72 | 959.4 | 4428 | 4428 | 24.6 | 9827.7 | 326.36 | 36.32 | -53.13 | 16.24 | 23.9 | 0 | 0 | 0.2 | 0.2 | 1 | 0.2 | 0 | 4783.47 | 0 | 21005.07 | 0 | 39910.7 | 0 | 2727.42 | 0 | 710.78 | 0 | 2343.79 | 0 | 3899.43 | 0 | 304.33 | 2053.39
6950 | 9.6 | 1411.34 | 660 | 131.35 | 2202.69 | 740.21 | 177.65 | 11280.86 | 3120.55 | 14223.76 | 190.84 | 46816.63 | 6433.55 | 959.4 | 4428 | 4428 | 24.6 | 9827.7 | 318.81 | 28.76 | -55.33 | 14.05 | 23.9 | 0 | 0 | 0.2 | 0.2 | 1 | 0.2 | 0 | 5626.95 | 0 | 9501.93 | 0 | 28479.4 | 0 | 3208.35 | 0 | 836.12 | 0 | 1060.25 | 0 | 2782.54 | 0 | 357.99 | 1396.65
6951 | 9.4 | 1411.34 | 660 | 131.35 | 2202.69 | 740.21 | 177.65 | 11280.86 | 3120.55 | 14223.76 | 190.84 | 60858.92 | 7782.73 | 959.4 | 4428 | 4428 | 24.6 | 9827.7 | 323.09 | 33.04 | -54.46 | 14.92 | 23.9 | 0 | 0 | 0.2 | 0.2 | 1 | 0.2 | 0 | 4479.86 | 0 | 8301.85 | 0 | 45522.9 | 0 | 2554.31 | 0 | 665.67 | 0 | 926.34 | 0 | 4447.76 | 0 | 285.02 | 1457.95
6952 | 9.6 | 1411.34 | 660 | 131.35 | 2202.69 | 740.21 | 177.65 | 11280.86 | 3120.55 | 14223.76 | 190.84 | 39824.62 | 5054.17 | 959.4 | 4428 | 4428 | 24.6 | 9827.7 | 316.38 | 26.33 | -55.91 | 13.47 | 23.9 | 0 | 0 | 0.2 | 0.2 | 1 | 0.2 | 0 | 3766.5 | 0 | 2865.15 | 0 | 31045.41 | 0 | 2147.56 | 0 | 559.67 | 0 | 319.7 | 0 | 3033.25 | 0 | 239.63 | 901.91
6953 | 9.1 | 1411.34 | 660 | 131.35 | 2202.69 | 740.21 | 177.65 | 11280.86 | 3120.55 | 14223.76 | 190.84 | 24367.5 | 2967.38 | 959.4 | 4428 | 4428 | 24.6 | 9827.7 | 310.84 | 20.79 | -57.62 | 11.76 | 20.79 | 0 | 0 | 0.2 | 0.2 | 1 | 0.2 | 0 | 2181.13 | 0 | 1243.62 | 0 | 18518.77 | 0 | 2423.98 | 0 | 324.1 | 0 | 138.77 | 0 | 1809.35 | 0 | 270.47 | 424.69
6954 | 5.9 | 1411.34 | 660 | 131.35 | 2202.69 | 740.21 | 444.13 | 11547.34 | 3387.03 | 14490.24 | 190.84 | 11183.79 | 643.02 | 2398.5 | 11070 | 11070 | 61.5 | 24569.25 | 287.66 | 16.69 | -59.62 | 8.5 | 20 | 12.23 | 0 | 0.5 | 0.5 | 1 | 0.5 | 0 | 353.63 | 0 | 201.63 | 0 | 8921.62 | 0 | 1706.92 | 0 | 26.27 | 0 | 11.25 | 0 | 435.84 | 0 | 95.23 | 74.43
6955 | 3.2 | 1411.34 | 660 | 131.35 | 2202.69 | 740.21 | 444.13 | 11547.34 | 3387.03 | 14490.24 | 190.84 | 0 | 0 | 2398.5 | 11070 | 11070 | 61.5 | 24569.25 | 281.96 | 10.98 | -63.09 | 5.03 | 20 | 33.29 | 0 | 0.5 | 0.5 | 1 | 0.5 | 0 | 0 | 0 | 0 | 0 | 0 | 0 | 0 | 0 | 0 | 0 | 0 | 0 | 0 | 0 | 0 | 0
6956 | 1.6 | 1411.34 | 660 | 131.35 | 2202.69 | 740.21 | 444.13 | 11547.34 | 3387.03 | 14490.24 | 190.84 | 0 | 0 | 2398.5 | 11070 | 11070 | 61.5 | 24569.25 | 280.49 | 9.51 | -64.67 | 3.45 | 20 | 38.71 | 0 | 0.5 | 0.5 | 1 | 0.5 | 0 | 0 | 0 | 0 | 0 | 0 | 0 | 0 | 0 | 0 | 0 | 0 | 0 | 0 | 0 | 0 | 0
6957 | 1 | 1411.34 | 660 | 131.35 | 2202.69 | 740.21 | 444.13 | 11547.34 | 3387.03 | 14490.24 | 190.84 | 0 | 0 | 2398.5 | 11070 | 11070 | 61.5 | 24569.25 | 279.94 | 8.96 | -65.26 | 2.86 | 20 | 40.74 | 0 | 0.5 | 0.5 | 1 | 0.5 | 0 | 0 | 0 | 0 | 0 | 0 | 0 | 0 | 0 | 0 | 0 | 0 | 0 | 0 | 0 | 0 | 0
6958 | 0.4 | 1411.34 | 660 | 131.35 | 2202.69 | 740.21 | 444.13 | 11547.34 | 3387.03 | 14490.24 | 190.84 | 0 | 0 | 2398.5 | 11070 | 11070 | 61.5 | 24569.25 | 279.39 | 8.41 | -65.85 | 2.26 | 20 | 42.77 | 0 | 0.5 | 0.5 | 1 | 0.5 | 0 | 0 | 0 | 0 | 0 | 0 | 0 | 0 | 0 | 0 | 0 | 0 | 0 | 0 | 0 | 0 | 0
6959 | -0.1 | 1411.34 | 660 | 131.35 | 2202.69 | 740.21 | 444.13 | 11547.34 | 3387.03 | 14490.24 | 190.84 | 0 | 0 | 2398.5 | 11070 | 11070 | 61.5 | 24569.25 | 278.93 | 7.95 | -66.35 | 1.77 | 20 | 44.46 | 0 | 0.5 | 0.5 | 1 | 0.5 | 0 | 0 | 0 | 0 | 0 | 0 | 0 | 0 | 0 | 0 | 0 | 0 | 0 | 0 | 0 | 0 | 0
6960 | -0.5 | 1411.34 | 660 | 131.35 | 2202.69 | 740.21 | 444.13 | 11547.34 | 3387.03 | 14490.24 | 190.84 | 0 | 0 | 2398.5 | 11070 | 11070 | 61.5 | 24569.25 | 278.56 | 7.58 | -66.74 | 1.38 | 20 | 45.82 | 0 | 0.5 | 0.5 | 1 | 0.5 | 0 | 0 | 0 | 0 | 0 | 0 | 0 | 0 | 0 | 0 | 0 | 0 | 0 | 0 | 0 | 0 | 0
6961 | -1 | 1411.34 | 660 | 131.35 | 2202.69 | 740.21 | 444.13 | 11547.34 | 3387.03 | 14490.24 | 190.84 | 0 | 0 | 2398.5 | 2214 | 2214 | 61.5 | 6857.25 | 273.3 | 2.33 | -68.44 | -0.32 | 20 | 65.22 | 0 | 0.5 | 0.1 | 0.5 | 0.5 | 0 | 0 | 0 | 0 | 0 | 0 | 0 | 0 | 0 | 0 | 0 | 0 | 0 | 0 | 0 | 0 | 0
6962 | -1.1 | 1411.34 | 660 | 131.35 | 2202.69 | 740.21 | 444.13 | 11547.34 | 3387.03 | 14490.24 | 190.84 | 0 | 0 | 2398.5 | 2214 | 2214 | 61.5 | 6857.25 | 273.21 | 2.23 | -68.54 | -0.42 | 20 | 65.56 | 0 | 0.5 | 0.1 | 0.5 | 0.5 | 0 | 0 | 0 | 0 | 0 | 0 | 0 | 0 | 0 | 0 | 0 | 0 | 0 | 0 | 0 | 0 | 0
6963 | -1.2 | 1411.34 | 660 | 131.35 | 2202.69 | 740.21 | 444.13 | 11547.34 | 3387.03 | 14490.24 | 190.84 | 0 | 0 | 2398.5 | 2214 | 2214 | 61.5 | 6857.25 | 273.12 | 2.14 | -68.64 | -0.52 | 20 | 65.9 | 0 | 0.5 | 0.1 | 0.5 | 0.5 | 0 | 0 | 0 | 0 | 0 | 0 | 0 | 0 | 0 | 0 | 0 | 0 | 0 | 0 | 0 | 0 | 0
6964 | -1.3 | 1411.34 | 660 | 131.35 | 2202.69 | 740.21 | 444.13 | 11547.34 | 3387.03 | 14490.24 | 190.84 | 0 | 0 | 2398.5 | 2214 | 2214 | 61.5 | 6857.25 | 273.03 | 2.05 | -68.74 | -0.62 | 20 | 66.24 | 0 | 0.5 | 0.1 | 0.5 | 0.5 | 0 | 0 | 0 | 0 | 0 | 0 | 0 | 0 | 0 | 0 | 0 | 0 | 0 | 0 | 0 | 0 | 0
6965 | -1.6 | 1411.34 | 660 | 131.35 | 2202.69 | 740.21 | 444.13 | 11547.34 | 3387.03 | 14490.24 | 190.84 | 0 | 0 | 2398.5 | 2214 | 2214 | 61.5 | 6857.25 | 272.75 | 1.78 | -69.03 | -0.92 | 20 | 67.26 | 0 | 0.5 | 0.1 | 0.5 | 0.5 | 0 | 0 | 0 | 0 | 0 | 0 | 0 | 0 | 0 | 0 | 0 | 0 | 0 | 0 | 0 | 0 | 0
6966 | -1.1 | 1411.34 | 660 | 131.35 | 2202.69 | 740.21 | 444.13 | 11547.34 | 3387.03 | 14490.24 | 190.84 | 0 | 0 | 2398.5 | 2214 | 2214 | 61.5 | 6857.25 | 273.21 | 2.23 | -68.54 | -0.42 | 20 | 65.56 | 0 | 0.5 | 0.1 | 0.5 | 0.5 | 0 | 0 | 0 | 0 | 0 | 0 | 0 | 0 | 0 | 0 | 0 | 0 | 0 | 0 | 0 | 0 | 0
6967 | 0.1 | 1411.34 | 660 | 131.35 | 2202.69 | 740.21 | 444.13 | 11547.34 | 3387.03 | 14490.24 | 190.84 | 0 | 0 | 2398.5 | 2214 | 2214 | 61.5 | 6857.25 | 274.31 | 3.34 | -67.35 | 0.76 | 20 | 61.5 | 0 | 0.5 | 0.1 | 0.5 | 0.5 | 0 | 0 | 0 | 0 | 0 | 0 | 0 | 0 | 0 | 0 | 0 | 0 | 0 | 0 | 0 | 0 | 0
6968 | 1.9 | 1411.34 | 660 | 131.35 | 2202.69 | 740.21 | 177.65 | 11280.86 | 3120.55 | 14223.76 | 190.84 | 27726.27 | 1933.03 | 959.4 | 4428 | 4428 | 24.6 | 9827.7 | 304.84 | 14.79 | -64.56 | 4.81 | 20 | 17.95 | 0 | 0.2 | 0.2 | 1 | 0.2 | 0 | 13615.7 | 0 | 11996.09 | 0 | 1481.11 | 0 | 633.37 | 0 | 1011.59 | 0 | 669.27 | 0 | 72.35 | 0 | 35.34 | 144.48
6969 | 5.2 | 1411.34 | 660 | 131.35 | 2202.69 | 740.21 | 177.65 | 11280.86 | 3120.55 | 14223.76 | 190.84 | 36996.64 | 2692.57 | 959.4 | 4428 | 4428 | 24.6 | 9827.7 | 310.74 | 20.69 | -60.61 | 8.76 | 20.69 | 0 | 0 | 0.2 | 0.2 | 1 | 0.2 | 0 | 13029.18 | 0 | 16294.68 | 0 | 5374.48 | 0 | 2298.3 | 0 | 968.01 | 0 | 909.1 | 0 | 262.55 | 0 | 128.22 | 424.69
6970 | 6.9 | 1411.34 | 660 | 131.35 | 2202.69 | 740.21 | 177.65 | 11280.86 | 3120.55 | 14223.76 | 190.84 | 22001.33 | 1753.37 | 959.4 | 4428 | 4428 | 24.6 | 9827.7 | 307.68 | 17.63 | -60.04 | 9.34 | 20 | 8.16 | 0 | 0.2 | 0.2 | 1 | 0.2 | 0 | 5902.95 | 0 | 6341.11 | 0 | 6834.59 | 0 | 2922.69 | 0 | 438.56 | 0 | 353.78 | 0 | 333.88 | 0 | 163.06 | 464.09
6971 | 8.9 | 1411.34 | 660 | 131.35 | 2202.69 | 740.21 | 177.65 | 11280.86 | 3120.55 | 14223.76 | 190.84 | 60168.22 | 4601.41 | 959.4 | 4428 | 4428 | 24.6 | 9827.7 | 321.36 | 31.31 | -55.22 | 14.16 | 23.9 | 0 | 0 | 0.2 | 0.2 | 1 | 0.2 | 0 | 9894.46 | 0 | 25983.82 | 0 | 18648.36 | 0 | 5641.58 | 0 | 735.11 | 0 | 1449.66 | 0 | 911.01 | 0 | 314.75 | 1190.88
6972 | 10.3 | 1411.34 | 660 | 131.35 | 2202.69 | 740.21 | 177.65 | 11280.86 | 3120.55 | 14223.76 | 190.84 | 49621.17 | 7113.81 | 959.4 | 4428 | 4428 | 24.6 | 9827.7 | 320.45 | 30.4 | -54.39 | 14.98 | 23.9 | 0 | 0 | 0.2 | 0.2 | 1 | 0.2 | 0 | 5260.9 | 0 | 19188.25 | 0 | 22172.38 | 0 | 2999.64 | 0 | 781.72 | 0 | 2141.07 | 0 | 2166.33 | 0 | 334.71 | 1689.99
6973 | 11.4 | 1411.34 | 660 | 131.35 | 2202.69 | 740.21 | 177.65 | 11280.86 | 3120.55 | 14223.76 | 190.84 | 66567.03 | 9052.6 | 959.4 | 4428 | 4428 | 24.6 | 9827.7 | 326.93 | 36.88 | -52 | 17.38 | 23.9 | 0 | 0 | 0.2 | 0.2 | 1 | 0.2 | 0 | 4827.98 | 0 | 20285.07 | 0 | 38701.18 | 0 | 2752.79 | 0 | 717.39 | 0 | 2263.45 | 0 | 3781.25 | 0 | 307.16 | 1983.33
6974 | 11.8 | 1411.34 | 660 | 131.35 | 2202.69 | 740.21 | 177.65 | 11280.86 | 3120.55 | 14223.76 | 190.84 | 42446.27 | 5918.78 | 959.4 | 4428 | 4428 | 24.6 | 9827.7 | 319.38 | 29.33 | -53.49 | 15.88 | 23.9 | 0 | 0 | 0.2 | 0.2 | 1 | 0.2 | 0 | 5560.31 | 0 | 8507.32 | 0 | 25208.3 | 0 | 3170.35 | 0 | 826.21 | 0 | 949.26 | 0 | 2462.95 | 0 | 353.75 | 1326.6
6975 | 12.1 | 1411.34 | 660 | 131.35 | 2202.69 | 740.21 | 177.65 | 11280.86 | 3120.55 | 14223.76 | 190.84 | 56641.69 | 7285.91 | 959.4 | 4428 | 4428 | 24.6 | 9827.7 | 324.17 | 34.12 | -52.12 | 17.26 | 23.9 | 0 | 0 | 0.2 | 0.2 | 1 | 0.2 | 0 | 4572.63 | 0 | 7794.35 | 0 | 41667.5 | 0 | 2607.2 | 0 | 679.45 | 0 | 869.71 | 0 | 4071.07 | 0 | 290.92 | 1374.76
6976 | 11.1 | 1411.34 | 660 | 131.35 | 2202.69 | 740.21 | 177.65 | 11280.86 | 3120.55 | 14223.76 | 190.84 | 7776.08 | 1256.71 | 959.4 | 4428 | 4428 | 24.6 | 9827.7 | 307.34 | 17.29 | -56.91 | 12.46 | 20 | 9.34 | 0 | 0.2 | 0.2 | 1 | 0.2 | 0 | 2131.18 | 0 | 1225.46 | 0 | 3204.31 | 0 | 1215.14 | 0 | 316.67 | 0 | 136.74 | 0 | 313.07 | 0 | 135.59 | 354.64
6977 | 10.9 | 1411.34 | 660 | 131.35 | 2202.69 | 740.21 | 177.65 | 11280.86 | 3120.55 | 14223.76 | 190.84 | 5290.43 | 428.94 | 959.4 | 4428 | 4428 | 24.6 | 9827.7 | 306.05 | 16 | -57.34 | 12.03 | 20 | 13.8 | 0 | 0.2 | 0.2 | 1 | 0.2 | 0 | 1431.32 | 0 | 816.11 | 0 | 2204.83 | 0 | 838.18 | 0 | 106.34 | 0 | 45.53 | 0 | 107.71 | 0 | 46.76 | 122.59
6978 | 9.8 | 1411.34 | 660 | 131.35 | 2202.69 | 740.21 | 444.13 | 11547.34 | 3387.03 | 14490.24 | 190.84 | 6572.94 | 346.67 | 2398.5 | 11070 | 11070 | 61.5 | 24569.25 | 289.89 | 18.91 | -56.1 | 12.01 | 20 | 4.01 | 0 | 0.5 | 0.5 | 1 | 0.5 | 0 | 187.78 | 0 | 107.07 | 0 | 5282.24 | 0 | 995.85 | 0 | 13.95 | 0 | 5.97 | 0 | 258.05 | 0 | 55.56 | 13.13
6979 | 9.9 | 1411.34 | 660 | 131.35 | 2202.69 | 740.21 | 444.13 | 11547.34 | 3387.03 | 14490.24 | 190.84 | 0 | 0 | 2398.5 | 11070 | 11070 | 61.5 | 24569.25 | 288.11 | 17.13 | -56.48 | 11.64 | 20 | 10.59 | 0 | 0.5 | 0.5 | 1 | 0.5 | 0 | 0 | 0 | 0 | 0 | 0 | 0 | 0 | 0 | 0 | 0 | 0 | 0 | 0 | 0 | 0 | 0
6980 | 9.6 | 1411.34 | 660 | 131.35 | 2202.69 | 740.21 | 444.13 | 11547.34 | 3387.03 | 14490.24 | 190.84 | 0 | 0 | 2398.5 | 11070 | 11070 | 61.5 | 24569.25 | 287.83 | 16.85 | -56.77 | 11.34 | 20 | 11.61 | 0 | 0.5 | 0.5 | 1 | 0.5 | 0 | 0 | 0 | 0 | 0 | 0 | 0 | 0 | 0 | 0 | 0 | 0 | 0 | 0 | 0 | 0 | 0
6981 | 9.5 | 1411.34 | 660 | 131.35 | 2202.69 | 740.21 | 444.13 | 11547.34 | 3387.03 | 14490.24 | 190.84 | 0 | 0 | 2398.5 | 11070 | 11070 | 61.5 | 24569.25 | 287.74 | 16.76 | -56.87 | 11.25 | 20 | 11.95 | 0 | 0.5 | 0.5 | 1 | 0.5 | 0 | 0 | 0 | 0 | 0 | 0 | 0 | 0 | 0 | 0 | 0 | 0 | 0 | 0 | 0 | 0 | 0
6982 | 9.8 | 1411.34 | 660 | 131.35 | 2202.69 | 740.21 | 444.13 | 11547.34 | 3387.03 | 14490.24 | 190.84 | 0 | 0 | 2398.5 | 11070 | 11070 | 61.5 | 24569.25 | 288.01 | 17.04 | -56.57 | 11.54 | 20 | 10.93 | 0 | 0.5 | 0.5 | 1 | 0.5 | 0 | 0 | 0 | 0 | 0 | 0 | 0 | 0 | 0 | 0 | 0 | 0 | 0 | 0 | 0 | 0 | 0
6983 | 9.8 | 1411.34 | 660 | 131.35 | 2202.69 | 740.21 | 444.13 | 11547.34 | 3387.03 | 14490.24 | 190.84 | 0 | 0 | 2398.5 | 11070 | 11070 | 61.5 | 24569.25 | 288.01 | 17.04 | -56.57 | 11.54 | 20 | 10.93 | 0 | 0.5 | 0.5 | 1 | 0.5 | 0 | 0 | 0 | 0 | 0 | 0 | 0 | 0 | 0 | 0 | 0 | 0 | 0 | 0 | 0 | 0 | 0
6984 | 9.8 | 1411.34 | 660 | 131.35 | 2202.69 | 740.21 | 444.13 | 11547.34 | 3387.03 | 14490.24 | 190.84 | 0 | 0 | 2398.5 | 11070 | 11070 | 61.5 | 24569.25 | 288.01 | 17.04 | -56.57 | 11.54 | 20 | 10.93 | 0 | 0.5 | 0.5 | 1 | 0.5 | 0 | 0 | 0 | 0 | 0 | 0 | 0 | 0 | 0 | 0 | 0 | 0 | 0 | 0 | 0 | 0 | 0
6985 | 9.8 | 1411.34 | 660 | 131.35 | 2202.69 | 740.21 | 444.13 | 11547.34 | 3387.03 | 14490.24 | 190.84 | 0 | 0 | 2398.5 | 2214 | 2214 | 61.5 | 6857.25 | 283.21 | 12.24 | -57.78 | 10.33 | 20 | 28.64 | 0 | 0.5 | 0.1 | 0.5 | 0.5 | 0 | 0 | 0 | 0 | 0 | 0 | 0 | 0 | 0 | 0 | 0 | 0 | 0 | 0 | 0 | 0 | 0
6986 | 10 | 1411.34 | 660 | 131.35 | 2202.69 | 740.21 | 444.13 | 11547.34 | 3387.03 | 14490.24 | 190.84 | 0 | 0 | 2398.5 | 2214 | 2214 | 61.5 | 6857.25 | 283.4 | 12.42 | -57.58 | 10.53 | 20 | 27.97 | 0 | 0.5 | 0.1 | 0.5 | 0.5 | 0 | 0 | 0 | 0 | 0 | 0 | 0 | 0 | 0 | 0 | 0 | 0 | 0 | 0 | 0 | 0 | 0
6987 | 9.9 | 1411.34 | 660 | 131.35 | 2202.69 | 740.21 | 444.13 | 11547.34 | 3387.03 | 14490.24 | 190.84 | 0 | 0 | 2398.5 | 2214 | 2214 | 61.5 | 6857.25 | 283.31 | 12.33 | -57.68 | 10.43 | 20 | 28.31 | 0 | 0.5 | 0.1 | 0.5 | 0.5 | 0 | 0 | 0 | 0 | 0 | 0 | 0 | 0 | 0 | 0 | 0 | 0 | 0 | 0 | 0 | 0 | 0
6988 | 9.6 | 1411.34 | 660 | 131.35 | 2202.69 | 740.21 | 444.13 | 11547.34 | 3387.03 | 14490.24 | 190.84 | 0 | 0 | 2398.5 | 2214 | 2214 | 61.5 | 6857.25 | 283.03 | 12.05 | -57.98 | 10.14 | 20 | 29.32 | 0 | 0.5 | 0.1 | 0.5 | 0.5 | 0 | 0 | 0 | 0 | 0 | 0 | 0 | 0 | 0 | 0 | 0 | 0 | 0 | 0 | 0 | 0 | 0
6989 | 8.4 | 1411.34 | 660 | 131.35 | 2202.69 | 740.21 | 444.13 | 11547.34 | 3387.03 | 14490.24 | 190.84 | 0 | 0 | 2398.5 | 2214 | 2214 | 61.5 | 6857.25 | 281.93 | 10.95 | -59.16 | 8.95 | 20 | 33.39 | 0 | 0.5 | 0.1 | 0.5 | 0.5 | 0 | 0 | 0 | 0 | 0 | 0 | 0 | 0 | 0 | 0 | 0 | 0 | 0 | 0 | 0 | 0 | 0
6990 | 8.1 | 1411.34 | 660 | 131.35 | 2202.69 | 740.21 | 444.13 | 11547.34 | 3387.03 | 14490.24 | 190.84 | 0 | 0 | 2398.5 | 2214 | 2214 | 61.5 | 6857.25 | 281.65 | 10.68 | -59.46 | 8.66 | 20 | 34.4 | 0 | 0.5 | 0.1 | 0.5 | 0.5 | 0 | 0 | 0 | 0 | 0 | 0 | 0 | 0 | 0 | 0 | 0 | 0 | 0 | 0 | 0 | 0 | 0
6991 | 8.2 | 1411.34 | 660 | 131.35 | 2202.69 | 740.21 | 444.13 | 11547.34 | 3387.03 | 14490.24 | 190.84 | 0 | 0 | 2398.5 | 2214 | 2214 | 61.5 | 6857.25 | 281.75 | 10.77 | -59.36 | 8.76 | 20 | 34.06 | 0 | 0.5 | 0.1 | 0.5 | 0.5 | 0 | 0 | 0 | 0 | 0 | 0 | 0 | 0 | 0 | 0 | 0 | 0 | 0 | 0 | 0 | 0 | 0
6992 | 7.9 | 1411.34 | 660 | 131.35 | 2202.69 | 740.21 | 177.65 | 11280.86 | 3120.55 | 14223.76 | 190.84 | 2029.58 | 158.61 | 959.4 | 4428 | 4428 | 24.6 | 9827.7 | 302.31 | 12.26 | -60.55 | 8.83 | 20 | 26.7 | 0 | 0.2 | 0.2 | 1 | 0.2 | 0 | 749.7 | 0 | 555.85 | 0 | 507.15 | 0 | 216.88 | 0 | 55.7 | 0 | 31.01 | 0 | 24.78 | 0 | 12.1 | 35.03
6993 | 8.9 | 1411.34 | 660 | 131.35 | 2202.69 | 740.21 | 177.65 | 11280.86 | 3120.55 | 14223.76 | 190.84 | 26464.36 | 1940.96 | 959.4 | 4428 | 4428 | 24.6 | 9827.7 | 310.82 | 20.77 | -57.74 | 11.63 | 20.77 | 0 | 0 | 0.2 | 0.2 | 1 | 0.2 | 0 | 9074.89 | 0 | 10845.4 | 0 | 4583.86 | 0 | 1960.21 | 0 | 674.22 | 0 | 605.08 | 0 | 223.93 | 0 | 109.36 | 328.37
6994 | 10.9 | 1411.34 | 660 | 131.35 | 2202.69 | 740.21 | 177.65 | 11280.86 | 3120.55 | 14223.76 | 190.84 | 48147.38 | 3670.2 | 959.4 | 4428 | 4428 | 24.6 | 9827.7 | 319.45 | 29.4 | -54.14 | 15.23 | 23.9 | 0 | 0 | 0.2 | 0.2 | 1 | 0.2 | 0 | 11457.49 | 0 | 22571.2 | 0 | 9889.58 | 0 | 4229.1 | 0 | 851.24 | 0 | 1259.27 | 0 | 483.12 | 0 | 235.95 | 840.62
6995 | 12 | 1411.34 | 660 | 131.35 | 2202.69 | 740.21 | 177.65 | 11280.86 | 3120.55 | 14223.76 | 190.84 | 40298.25 | 6024.86 | 959.4 | 4428 | 4428 | 24.6 | 9827.7 | 318.97 | 28.92 | -53.44 | 15.94 | 23.9 | 0 | 0 | 0.2 | 0.2 | 1 | 0.2 | 0 | 4496.18 | 0 | 21901.07 | 0 | 11337.38 | 0 | 2563.61 | 0 | 668.09 | 0 | 2443.77 | 0 | 1107.71 | 0 | 286.05 | 1519.24
6996 | 12.1 | 1411.34 | 660 | 131.35 | 2202.69 | 740.21 | 177.65 | 11280.86 | 3120.55 | 14223.76 | 190.84 | 33975.08 | 5031.71 | 959.4 | 4428 | 4428 | 24.6 | 9827.7 | 316.94 | 26.89 | -53.85 | 15.53 | 23.9 | 0 | 0 | 0.2 | 0.2 | 1 | 0.2 | 0 | 5501.38 | 0 | 10786.09 | 0 | 14550.86 | 0 | 3136.75 | 0 | 817.46 | 0 | 1203.53 | 0 | 1421.67 | 0 | 350.01 | 1239.04
6997 | 10.7 | 1411.34 | 660 | 131.35 | 2202.69 | 740.21 | 177.65 | 11280.86 | 3120.55 | 14223.76 | 190.84 | 24119.58 | 3642.19 | 959.4 | 4428 | 4428 | 24.6 | 9827.7 | 312.41 | 22.36 | -56.01 | 13.36 | 22.36 | 0 | 0 | 0.2 | 0.2 | 1 | 0.2 | 0 | 4906.01 | 0 | 5284.49 | 0 | 11131.8 | 0 | 2797.29 | 0 | 728.99 | 0 | 589.65 | 0 | 1087.62 | 0 | 312.13 | 923.8
6998 | 10.8 | 1411.34 | 660 | 131.35 | 2202.69 | 740.21 | 177.65 | 11280.86 | 3120.55 | 14223.76 | 190.84 | 53903.51 | 3968.76 | 959.4 | 4428 | 4428 | 24.6 | 9827.7 | 321.18 | 31.13 | -53.82 | 15.55 | 23.9 | 0 | 0 | 0.2 | 0.2 | 1 | 0.2 | 0 | 9973.17 | 0 | 10129.33 | 0 | 28114.54 | 0 | 5686.46 | 0 | 740.96 | 0 | 565.13 | 0 | 1373.45 | 0 | 317.25 | 971.97
6999 | 9.9 | 1411.34 | 660 | 131.35 | 2202.69 | 740.21 | 177.65 | 11280.86 | 3120.55 | 14223.76 | 190.84 | 12781.57 | 2032.54 | 959.4 | 4428 | 4428 | 24.6 | 9827.7 | 307.93 | 17.88 | -57.7 | 11.68 | 20 | 7.3 | 0 | 0.2 | 0.2 | 1 | 0.2 | 0 | 3313.73 | 0 | 2051.63 | 0 | 5526.81 | 0 | 1889.4 | 0 | 492.39 | 0 | 228.93 | 0 | 539.99 | 0 | 210.82 | 560.41
7000 | 8.7 | 1411.34 | 660 | 131.35 | 2202.69 | 740.21 | 177.65 | 11280.86 | 3120.55 | 14223.76 | 190.84 | 7717.19 | 633.03 | 959.4 | 4428 | 4428 | 24.6 | 9827.7 | 304.82 | 14.77 | -59.33 | 10.04 | 20 | 18.04 | 0 | 0.2 | 0.2 | 1 | 0.2 | 0 | 2161.46 | 0 | 1238.36 | 0 | 3084.96 | 0 | 1232.41 | 0 | 160.59 | 0 | 69.09 | 0 | 150.71 | 0 | 68.76 | 183.89
7001 | 8.7 | 1411.34 | 660 | 131.35 | 2202.69 | 740.21 | 177.65 | 11280.86 | 3120.55 | 14223.76 | 190.84 | 7001.08 | 561.71 | 959.4 | 4428 | 4428 | 24.6 | 9827.7 | 304.59 | 14.54 | -59.38 | 9.99 | 20 | 18.83 | 0 | 0.2 | 0.2 | 1 | 0.2 | 0 | 1853.06 | 0 | 1056.57 | 0 | 2996.36 | 0 | 1095.1 | 0 | 137.67 | 0 | 58.95 | 0 | 146.38 | 0 | 61.1 | 157.62
7002 | 8.7 | 1411.34 | 660 | 131.35 | 2202.69 | 740.21 | 444.13 | 11547.34 | 3387.03 | 14490.24 | 190.84 | 1143.99 | 71.95 | 2398.5 | 11070 | 11070 | 61.5 | 24569.25 | 287.33 | 16.36 | -57.58 | 10.54 | 20 | 13.44 | 0 | 0.5 | 0.5 | 1 | 0.5 | 0 | 58.54 | 0 | 33.38 | 0 | 878.52 | 0 | 173.56 | 0 | 4.35 | 0 | 1.86 | 0 | 42.92 | 0 | 9.68 | 13.13
7003 | 7.9 | 1411.34 | 660 | 131.35 | 2202.69 | 740.21 | 444.13 | 11547.34 | 3387.03 | 14490.24 | 190.84 | 0 | 0 | 2398.5 | 11070 | 11070 | 61.5 | 24569.25 | 286.27 | 15.29 | -58.45 | 9.67 | 20 | 17.37 | 0 | 0.5 | 0.5 | 1 | 0.5 | 0 | 0 | 0 | 0 | 0 | 0 | 0 | 0 | 0 | 0 | 0 | 0 | 0 | 0 | 0 | 0 | 0
7004 | 7.5 | 1411.34 | 660 | 131.35 | 2202.69 | 740.21 | 444.13 | 11547.34 | 3387.03 | 14490.24 | 190.84 | 0 | 0 | 2398.5 | 11070 | 11070 | 61.5 | 24569.25 | 285.9 | 14.93 | -58.84 | 9.27 | 20 | 18.72 | 0 | 0.5 | 0.5 | 1 | 0.5 | 0 | 0 | 0 | 0 | 0 | 0 | 0 | 0 | 0 | 0 | 0 | 0 | 0 | 0 | 0 | 0 | 0
7005 | 7.5 | 1411.34 | 660 | 131.35 | 2202.69 | 740.21 | 444.13 | 11547.34 | 3387.03 | 14490.24 | 190.84 | 0 | 0 | 2398.5 | 11070 | 11070 | 61.5 | 24569.25 | 285.9 | 14.93 | -58.84 | 9.27 | 20 | 18.72 | 0 | 0.5 | 0.5 | 1 | 0.5 | 0 | 0 | 0 | 0 | 0 | 0 | 0 | 0 | 0 | 0 | 0 | 0 | 0 | 0 | 0 | 0 | 0
7006 | 7.4 | 1411.34 | 660 | 131.35 | 2202.69 | 740.21 | 444.13 | 11547.34 | 3387.03 | 14490.24 | 190.84 | 0 | 0 | 2398.5 | 11070 | 11070 | 61.5 | 24569.25 | 285.81 | 14.83 | -58.94 | 9.17 | 20 | 19.06 | 0 | 0.5 | 0.5 | 1 | 0.5 | 0 | 0 | 0 | 0 | 0 | 0 | 0 | 0 | 0 | 0 | 0 | 0 | 0 | 0 | 0 | 0 | 0
7007 | 7.3 | 1411.34 | 660 | 131.35 | 2202.69 | 740.21 | 444.13 | 11547.34 | 3387.03 | 14490.24 | 190.84 | 0 | 0 | 2398.5 | 11070 | 11070 | 61.5 | 24569.25 | 285.72 | 14.74 | -59.04 | 9.07 | 20 | 19.4 | 0 | 0.5 | 0.5 | 1 | 0.5 | 0 | 0 | 0 | 0 | 0 | 0 | 0 | 0 | 0 | 0 | 0 | 0 | 0 | 0 | 0 | 0 | 0
7008 | 6.8 | 1411.34 | 660 | 131.35 | 2202.69 | 740.21 | 444.13 | 11547.34 | 3387.03 | 14490.24 | 190.84 | 0 | 0 | 2398.5 | 11070 | 11070 | 61.5 | 24569.25 | 285.26 | 14.28 | -59.53 | 8.58 | 20 | 21.09 | 0 | 0.5 | 0.5 | 1 | 0.5 | 0 | 0 | 0 | 0 | 0 | 0 | 0 | 0 | 0 | 0 | 0 | 0 | 0 | 0 | 0 | 0 | 0
7009 | 7.1 | 1411.34 | 660 | 131.35 | 2202.69 | 740.21 | 444.13 | 11547.34 | 3387.03 | 14490.24 | 190.84 | 0 | 0 | 2398.5 | 2214 | 2214 | 61.5 | 6857.25 | 280.74 | 9.76 | -60.45 | 7.67 | 20 | 37.79 | 0 | 0.5 | 0.1 | 0.5 | 0.5 | 0 | 0 | 0 | 0 | 0 | 0 | 0 | 0 | 0 | 0 | 0 | 0 | 0 | 0 | 0 | 0 | 0
7010 | 6.5 | 1411.34 | 660 | 131.35 | 2202.69 | 740.21 | 444.13 | 11547.34 | 3387.03 | 14490.24 | 190.84 | 0 | 0 | 2398.5 | 2214 | 2214 | 61.5 | 6857.25 | 280.19 | 9.21 | -61.04 | 7.08 | 20 | 39.82 | 0 | 0.5 | 0.1 | 0.5 | 0.5 | 0 | 0 | 0 | 0 | 0 | 0 | 0 | 0 | 0 | 0 | 0 | 0 | 0 | 0 | 0 | 0 | 0
7011 | 7 | 1411.34 | 660 | 131.35 | 2202.69 | 740.21 | 444.13 | 11547.34 | 3387.03 | 14490.24 | 190.84 | 0 | 0 | 2398.5 | 2214 | 2214 | 61.5 | 6857.25 | 280.64 | 9.67 | -60.54 | 7.57 | 20 | 38.13 | 0 | 0.5 | 0.1 | 0.5 | 0.5 | 0 | 0 | 0 | 0 | 0 | 0 | 0 | 0 | 0 | 0 | 0 | 0 | 0 | 0 | 0 | 0 | 0
7012 | 7.1 | 1411.34 | 660 | 131.35 | 2202.69 | 740.21 | 444.13 | 11547.34 | 3387.03 | 14490.24 | 190.84 | 0 | 0 | 2398.5 | 2214 | 2214 | 61.5 | 6857.25 | 280.74 | 9.76 | -60.45 | 7.67 | 20 | 37.79 | 0 | 0.5 | 0.1 | 0.5 | 0.5 | 0 | 0 | 0 | 0 | 0 | 0 | 0 | 0 | 0 | 0 | 0 | 0 | 0 | 0 | 0 | 0 | 0
7013 | 6.7 | 1411.34 | 660 | 131.35 | 2202.69 | 740.21 | 444.13 | 11547.34 | 3387.03 | 14490.24 | 190.84 | 0 | 0 | 2398.5 | 2214 | 2214 | 61.5 | 6857.25 | 280.37 | 9.39 | -60.84 | 7.27 | 20 | 39.14 | 0 | 0.5 | 0.1 | 0.5 | 0.5 | 0 | 0 | 0 | 0 | 0 | 0 | 0 | 0 | 0 | 0 | 0 | 0 | 0 | 0 | 0 | 0 | 0
7014 | 6.6 | 1411.34 | 660 | 131.35 | 2202.69 | 740.21 | 444.13 | 11547.34 | 3387.03 | 14490.24 | 190.84 | 0 | 0 | 2398.5 | 2214 | 2214 | 61.5 | 6857.25 | 280.28 | 9.3 | -60.94 | 7.18 | 20 | 39.48 | 0 | 0.5 | 0.1 | 0.5 | 0.5 | 0 | 0 | 0 | 0 | 0 | 0 | 0 | 0 | 0 | 0 | 0 | 0 | 0 | 0 | 0 | 0 | 0
7015 | 6.3 | 1411.34 | 660 | 131.35 | 2202.69 | 740.21 | 444.13 | 11547.34 | 3387.03 | 14490.24 | 190.84 | 0 | 0 | 2398.5 | 2214 | 2214 | 61.5 | 6857.25 | 280 | 9.03 | -61.23 | 6.88 | 20 | 40.5 | 0 | 0.5 | 0.1 | 0.5 | 0.5 | 0 | 0 | 0 | 0 | 0 | 0 | 0 | 0 | 0 | 0 | 0 | 0 | 0 | 0 | 0 | 0 | 0
7016 | 6.3 | 1411.34 | 660 | 131.35 | 2202.69 | 740.21 | 444.13 | 11547.34 | 3387.03 | 14490.24 | 190.84 | 2128.49 | 165.06 | 2398.5 | 11070 | 11070 | 61.5 | 24569.25 | 285.42 | 14.45 | -59.87 | 8.24 | 20 | 20.49 | 0 | 0.5 | 0.5 | 1 | 0.5 | 0 | 799.78 | 0 | 605.86 | 0 | 506.33 | 0 | 216.52 | 0 | 59.42 | 0 | 33.8 | 0 | 24.74 | 0 | 12.08 | 35.03
7017 | 7.5 | 1411.34 | 660 | 131.35 | 2202.69 | 740.21 | 444.13 | 11547.34 | 3387.03 | 14490.24 | 190.84 | 38165.84 | 2753.37 | 2398.5 | 11070 | 11070 | 61.5 | 24569.25 | 296.99 | 26.01 | -56.06 | 12.06 | 23.9 | 0 | 0 | 0.5 | 0.5 | 1 | 0.5 | 0 | 13401.22 | 0 | 17466.13 | 0 | 5112.31 | 0 | 2186.18 | 0 | 995.65 | 0 | 974.45 | 0 | 249.75 | 0 | 121.97 | 411.55
7018 | 7.9 | 1411.34 | 660 | 131.35 | 2202.69 | 740.21 | 444.13 | 11547.34 | 3387.03 | 14490.24 | 190.84 | 17992.86 | 2780.96 | 2398.5 | 11070 | 11070 | 61.5 | 24569.25 | 292.02 | 21.04 | -57.03 | 11.08 | 21.04 | 0 | 0 | 0.5 | 0.5 | 1 | 0.5 | 0 | 4462.76 | 0 | 7178.08 | 0 | 4449.34 | 0 | 1902.68 | 0 | 663.13 | 0 | 800.95 | 0 | 434.72 | 0 | 212.31 | 669.87
7019 | 8.4 | 1411.34 | 660 | 131.35 | 2202.69 | 740.21 | 444.13 | 11547.34 | 3387.03 | 14490.24 | 190.84 | 82574.55 | 6139.57 | 2398.5 | 11070 | 11070 | 61.5 | 24569.25 | 310.8 | 39.82 | -51.91 | 16.2 | 23.9 | 0 | 0 | 0.5 | 0.5 | 1 | 0.5 | 0 | 8711.03 | 0 | 45705.46 | 0 | 23191.25 | 0 | 4966.81 | 0 | 647.19 | 0 | 2549.96 | 0 | 1132.94 | 0 | 277.1 | 1532.38
7020 | 9 | 1411.34 | 660 | 131.35 | 2202.69 | 740.21 | 444.13 | 11547.34 | 3387.03 | 14490.24 | 190.84 | 27572.44 | 4176.45 | 2398.5 | 11070 | 11070 | 61.5 | 24569.25 | 296 | 25.03 | -55.2 | 12.91 | 23.9 | 0 | 0 | 0.5 | 0.5 | 1 | 0.5 | 0 | 5191.53 | 0 | 7851.51 | 0 | 11569.32 | 0 | 2960.08 | 0 | 771.42 | 0 | 876.09 | 0 | 1130.37 | 0 | 330.29 | 1068.29
7021 | 8.1 | 1411.34 | 660 | 131.35 | 2202.69 | 740.21 | 444.13 | 11547.34 | 3387.03 | 14490.24 | 190.84 | 39073.75 | 5604.33 | 2398.5 | 11070 | 11070 | 61.5 | 24569.25 | 298.68 | 27.7 | -55.21 | 12.91 | 23.9 | 0 | 0 | 0.5 | 0.5 | 1 | 0.5 | 0 | 5682.26 | 0 | 10022.44 | 0 | 20129.16 | 0 | 3239.89 | 0 | 844.33 | 0 | 1118.33 | 0 | 1966.69 | 0 | 361.51 | 1313.47
7022 | 7.3 | 1411.34 | 660 | 131.35 | 2202.69 | 740.21 | 444.13 | 11547.34 | 3387.03 | 14490.24 | 190.84 | 23885.76 | 3545.24 | 2398.5 | 11070 | 11070 | 61.5 | 24569.25 | 293.27 | 22.3 | -57.17 | 10.94 | 22.3 | 0 | 0 | 0.5 | 0.5 | 1 | 0.5 | 0 | 4666.12 | 0 | 4431.3 | 0 | 12127.83 | 0 | 2660.51 | 0 | 693.34 | 0 | 494.45 | 0 | 1184.93 | 0 | 296.87 | 875.64
7023 | 6.5 | 1411.34 | 660 | 131.35 | 2202.69 | 740.21 | 444.13 | 11547.34 | 3387.03 | 14490.24 | 190.84 | 51648 | 3696.62 | 2398.5 | 11070 | 11070 | 61.5 | 24569.25 | 300.05 | 29.08 | -56.06 | 12.05 | 23.9 | 0 | 0 | 0.5 | 0.5 | 1 | 0.5 | 0 | 8758.2 | 0 | 7711.98 | 0 | 30184.11 | 0 | 4993.71 | 0 | 650.7 | 0 | 430.26 | 0 | 1474.55 | 0 | 278.6 | 862.51
7024 | 7.2 | 1411.34 | 660 | 131.35 | 2202.69 | 740.21 | 444.13 | 11547.34 | 3387.03 | 14490.24 | 190.84 | 24707.62 | 3316.06 | 2398.5 | 11070 | 11070 | 61.5 | 24569.25 | 293.34 | 22.36 | -57.23 | 10.88 | 22.36 | 0 | 0 | 0.5 | 0.5 | 1 | 0.5 | 0 | 3401.5 | 0 | 2316.85 | 0 | 17049.83 | 0 | 1939.45 | 0 | 505.43 | 0 | 258.52 | 0 | 1665.83 | 0 | 216.41 | 669.87
7025 | 5.9 | 1411.34 | 660 | 131.35 | 2202.69 | 740.21 | 444.13 | 11547.34 | 3387.03 | 14490.24 | 190.84 | 28378.65 | 1827.95 | 2398.5 | 11070 | 11070 | 61.5 | 24569.25 | 292.69 | 21.72 | -58.37 | 9.75 | 21.72 | 0 | 0 | 0.5 | 0.5 | 1 | 0.5 | 0 | 3564.31 | 0 | 2032.28 | 0 | 19673.3 | 0 | 3108.76 | 0 | 264.81 | 0 | 113.38 | 0 | 961.08 | 0 | 173.44 | 315.23
7026 | 4.5 | 1411.34 | 660 | 131.35 | 2202.69 | 740.21 | 444.13 | 11547.34 | 3387.03 | 14490.24 | 190.84 | 1054.36 | 87.9 | 2398.5 | 11070 | 11070 | 61.5 | 24569.25 | 283.51 | 12.53 | -61.73 | 6.39 | 20 | 27.55 | 0 | 0.5 | 0.5 | 1 | 0.5 | 0 | 303.53 | 0 | 173.06 | 0 | 404.7 | 0 | 173.06 | 0 | 22.55 | 0 | 9.66 | 0 | 19.77 | 0 | 9.66 | 26.27
7027 | 4 | 1411.34 | 660 | 131.35 | 2202.69 | 740.21 | 444.13 | 11547.34 | 3387.03 | 14490.24 | 190.84 | 0 | 0 | 2398.5 | 11070 | 11070 | 61.5 | 24569.25 | 282.69 | 11.71 | -62.3 | 5.82 | 20 | 30.58 | 0 | 0.5 | 0.5 | 1 | 0.5 | 0 | 0 | 0 | 0 | 0 | 0 | 0 | 0 | 0 | 0 | 0 | 0 | 0 | 0 | 0 | 0 | 0
7028 | 4.7 | 1411.34 | 660 | 131.35 | 2202.69 | 740.21 | 444.13 | 11547.34 | 3387.03 | 14490.24 | 190.84 | 0 | 0 | 2398.5 | 11070 | 11070 | 61.5 | 24569.25 | 283.33 | 12.36 | -61.61 | 6.51 | 20 | 28.21 | 0 | 0.5 | 0.5 | 1 | 0.5 | 0 | 0 | 0 | 0 | 0 | 0 | 0 | 0 | 0 | 0 | 0 | 0 | 0 | 0 | 0 | 0 | 0
7029 | 3.9 | 1411.34 | 660 | 131.35 | 2202.69 | 740.21 | 444.13 | 11547.34 | 3387.03 | 14490.24 | 190.84 | 0 | 0 | 2398.5 | 11070 | 11070 | 61.5 | 24569.25 | 282.6 | 11.62 | -62.4 | 5.72 | 20 | 30.92 | 0 | 0.5 | 0.5 | 1 | 0.5 | 0 | 0 | 0 | 0 | 0 | 0 | 0 | 0 | 0 | 0 | 0 | 0 | 0 | 0 | 0 | 0 | 0
7030 | 4.6 | 1411.34 | 660 | 131.35 | 2202.69 | 740.21 | 444.13 | 11547.34 | 3387.03 | 14490.24 | 190.84 | 0 | 0 | 2398.5 | 11070 | 11070 | 61.5 | 24569.25 | 283.24 | 12.26 | -61.71 | 6.41 | 20 | 28.55 | 0 | 0.5 | 0.5 | 1 | 0.5 | 0 | 0 | 0 | 0 | 0 | 0 | 0 | 0 | 0 | 0 | 0 | 0 | 0 | 0 | 0 | 0 | 0
7031 | 4.9 | 1411.34 | 660 | 131.35 | 2202.69 | 740.21 | 444.13 | 11547.34 | 3387.03 | 14490.24 | 190.84 | 0 | 0 | 2398.5 | 11070 | 11070 | 61.5 | 24569.25 | 283.52 | 12.54 | -61.41 | 6.7 | 20 | 27.53 | 0 | 0.5 | 0.5 | 1 | 0.5 | 0 | 0 | 0 | 0 | 0 | 0 | 0 | 0 | 0 | 0 | 0 | 0 | 0 | 0 | 0 | 0 | 0
7032 | 4 | 1411.34 | 660 | 131.35 | 2202.69 | 740.21 | 444.13 | 11547.34 | 3387.03 | 14490.24 | 190.84 | 0 | 0 | 2398.5 | 11070 | 11070 | 61.5 | 24569.25 | 282.69 | 11.71 | -62.3 | 5.82 | 20 | 30.58 | 0 | 0.5 | 0.5 | 1 | 0.5 | 0 | 0 | 0 | 0 | 0 | 0 | 0 | 0 | 0 | 0 | 0 | 0 | 0 | 0 | 0 | 0 | 0
7033 | 3.6 | 1411.34 | 660 | 131.35 | 2202.69 | 740.21 | 444.13 | 11547.34 | 3387.03 | 14490.24 | 190.84 | 0 | 0 | 2398.5 | 2214 | 2214 | 61.5 | 6857.25 | 277.52 | 6.55 | -63.9 | 4.22 | 20 | 49.64 | 0 | 0.5 | 0.1 | 0.5 | 0.5 | 0 | 0 | 0 | 0 | 0 | 0 | 0 | 0 | 0 | 0 | 0 | 0 | 0 | 0 | 0 | 0 | 0
7034 | 4.3 | 1411.34 | 660 | 131.35 | 2202.69 | 740.21 | 444.13 | 11547.34 | 3387.03 | 14490.24 | 190.84 | 0 | 0 | 2398.5 | 2214 | 2214 | 61.5 | 6857.25 | 278.17 | 7.19 | -63.21 | 4.91 | 20 | 47.27 | 0 | 0.5 | 0.1 | 0.5 | 0.5 | 0 | 0 | 0 | 0 | 0 | 0 | 0 | 0 | 0 | 0 | 0 | 0 | 0 | 0 | 0 | 0 | 0
7035 | 3 | 1411.34 | 660 | 131.35 | 2202.69 | 740.21 | 444.13 | 11547.34 | 3387.03 | 14490.24 | 190.84 | 0 | 0 | 2398.5 | 2214 | 2214 | 61.5 | 6857.25 | 276.97 | 6 | -64.49 | 3.62 | 20 | 51.68 | 0 | 0.5 | 0.1 | 0.5 | 0.5 | 0 | 0 | 0 | 0 | 0 | 0 | 0 | 0 | 0 | 0 | 0 | 0 | 0 | 0 | 0 | 0 | 0
7036 | 4.5 | 1411.34 | 660 | 131.35 | 2202.69 | 740.21 | 444.13 | 11547.34 | 3387.03 | 14490.24 | 190.84 | 0 | 0 | 2398.5 | 2214 | 2214 | 61.5 | 6857.25 | 278.35 | 7.37 | -63.01 | 5.1 | 20 | 46.6 | 0 | 0.5 | 0.1 | 0.5 | 0.5 | 0 | 0 | 0 | 0 | 0 | 0 | 0 | 0 | 0 | 0 | 0 | 0 | 0 | 0 | 0 | 0 | 0
7037 | 4.6 | 1411.34 | 660 | 131.35 | 2202.69 | 740.21 | 444.13 | 11547.34 | 3387.03 | 14490.24 | 190.84 | 0 | 0 | 2398.5 | 2214 | 2214 | 61.5 | 6857.25 | 278.44 | 7.47 | -62.91 | 5.2 | 20 | 46.26 | 0 | 0.5 | 0.1 | 0.5 | 0.5 | 0 | 0 | 0 | 0 | 0 | 0 | 0 | 0 | 0 | 0 | 0 | 0 | 0 | 0 | 0 | 0 | 0
7038 | 4.4 | 1411.34 | 660 | 131.35 | 2202.69 | 740.21 | 444.13 | 11547.34 | 3387.03 | 14490.24 | 190.84 | 0 | 0 | 2398.5 | 2214 | 2214 | 61.5 | 6857.25 | 278.26 | 7.28 | -63.11 | 5 | 20 | 46.93 | 0 | 0.5 | 0.1 | 0.5 | 0.5 | 0 | 0 | 0 | 0 | 0 | 0 | 0 | 0 | 0 | 0 | 0 | 0 | 0 | 0 | 0 | 0 | 0
7039 | 4.9 | 1411.34 | 660 | 131.35 | 2202.69 | 740.21 | 444.13 | 11547.34 | 3387.03 | 14490.24 | 190.84 | 0 | 0 | 2398.5 | 2214 | 2214 | 61.5 | 6857.25 | 278.72 | 7.74 | -62.62 | 5.5 | 20 | 45.24 | 0 | 0.5 | 0.1 | 0.5 | 0.5 | 0 | 0 | 0 | 0 | 0 | 0 | 0 | 0 | 0 | 0 | 0 | 0 | 0 | 0 | 0 | 0 | 0
7040 | 6 | 1411.34 | 660 | 131.35 | 2202.69 | 740.21 | 444.13 | 11547.34 | 3387.03 | 14490.24 | 190.84 | 728.23 | 57.28 | 2398.5 | 11070 | 11070 | 61.5 | 24569.25 | 284.74 | 13.76 | -60.27 | 7.84 | 20 | 23.02 | 0 | 0.5 | 0.5 | 1 | 0.5 | 0 | 262.03 | 0 | 192.7 | 0 | 191.57 | 0 | 81.92 | 0 | 19.47 | 0 | 10.75 | 0 | 9.36 | 0 | 4.57 | 13.13
7041 | 6.9 | 1411.34 | 660 | 131.35 | 2202.69 | 740.21 | 444.13 | 11547.34 | 3387.03 | 14490.24 | 190.84 | 8488.54 | 663.26 | 2398.5 | 11070 | 11070 | 61.5 | 24569.25 | 287.83 | 16.86 | -58.81 | 9.3 | 20 | 11.6 | 0 | 0.5 | 0.5 | 1 | 0.5 | 0 | 2645.44 | 0 | 2367.01 | 0 | 2434.86 | 0 | 1041.22 | 0 | 196.54 | 0 | 132.06 | 0 | 118.95 | 0 | 58.09 | 157.62
7042 | 9.5 | 1411.34 | 660 | 131.35 | 2202.69 | 740.21 | 444.13 | 11547.34 | 3387.03 | 14490.24 | 190.84 | 50483.73 | 3826.34 | 2398.5 | 11070 | 11070 | 61.5 | 24569.25 | 302.46 | 31.48 | -53.17 | 14.94 | 23.9 | 0 | 0 | 0.5 | 0.5 | 1 | 0.5 | 0 | 11576.04 | 0 | 25139.93 | 0 | 9643.77 | 0 | 4123.98 | 0 | 860.05 | 0 | 1402.58 | 0 | 471.12 | 0 | 230.08 | 862.51
7043 | 10.3 | 1411.34 | 660 | 131.35 | 2202.69 | 740.21 | 444.13 | 11547.34 | 3387.03 | 14490.24 | 190.84 | 43852.18 | 6480.6 | 2398.5 | 11070 | 11070 | 61.5 | 24569.25 | 302.23 | 31.25 | -52.65 | 15.46 | 23.9 | 0 | 0 | 0.5 | 0.5 | 1 | 0.5 | 0 | 4019.82 | 0 | 25427.99 | 0 | 12112.37 | 0 | 2292 | 0 | 597.31 | 0 | 2837.31 | 0 | 1183.42 | 0 | 255.75 | 1606.81
7044 | 11 | 1411.34 | 660 | 131.35 | 2202.69 | 740.21 | 444.13 | 11547.34 | 3387.03 | 14490.24 | 190.84 | 50904.73 | 7213.76 | 2398.5 | 11070 | 11070 | 61.5 | 24569.25 | 304.98 | 34.01 | -51.43 | 16.68 | 23.9 | 0 | 0 | 0.5 | 0.5 | 1 | 0.5 | 0 | 5015.16 | 0 | 19972.23 | 0 | 23057.82 | 0 | 2859.52 | 0 | 745.21 | 0 | 2228.54 | 0 | 2252.84 | 0 | 319.07 | 1668.1
7045 | 11.2 | 1411.34 | 660 | 131.35 | 2202.69 | 740.21 | 444.13 | 11547.34 | 3387.03 | 14490.24 | 190.84 | 66317.42 | 8944.75 | 2398.5 | 11070 | 11070 | 61.5 | 24569.25 | 309.81 | 38.84 | -50.07 | 18.05 | 23.9 | 0 | 0 | 0.5 | 0.5 | 1 | 0.5 | 0 | 4697.31 | 0 | 20187.83 | 0 | 38754 | 0 | 2678.29 | 0 | 697.98 | 0 | 2252.6 | 0 | 3786.41 | 0 | 298.85 | 1908.91
7046 | 11 | 1411.34 | 660 | 131.35 | 2202.69 | 740.21 | 444.13 | 11547.34 | 3387.03 | 14490.24 | 190.84 | 60084.21 | 7934.2 | 2398.5 | 11070 | 11070 | 61.5 | 24569.25 | 307.67 | 36.69 | -50.76 | 17.36 | 23.9 | 0 | 0 | 0.5 | 0.5 | 1 | 0.5 | 0 | 4995.87 | 0 | 12704.46 | 0 | 39535.35 | 0 | 2848.52 | 0 | 742.34 | 0 | 1417.59 | 0 | 3862.75 | 0 | 317.84 | 1593.67
7047 | 10.6 | 1411.34 | 660 | 131.35 | 2202.69 | 740.21 | 444.13 | 11547.34 | 3387.03 | 14490.24 | 190.84 | 43849.65 | 5775.62 | 2398.5 | 11070 | 11070 | 61.5 | 24569.25 | 302.31 | 31.34 | -52.4 | 15.71 | 23.9 | 0 | 0 | 0.5 | 0.5 | 1 | 0.5 | 0 | 4685.66 | 0 | 6214.54 | 0 | 30277.8 | 0 | 2671.65 | 0 | 696.25 | 0 | 693.43 | 0 | 2958.25 | 0 | 298.11 | 1129.58
7048 | 11.1 | 1411.34 | 660 | 131.35 | 2202.69 | 740.21 | 444.13 | 11547.34 | 3387.03 | 14490.24 | 190.84 | 47080.34 | 5764.43 | 2398.5 | 11070 | 11070 | 61.5 | 24569.25 | 303.65 | 32.67 | -51.69 | 16.42 | 23.9 | 0 | 0 | 0.5 | 0.5 | 1 | 0.5 | 0 | 3386.8 | 0 | 2994.18 | 0 | 38768.28 | 0 | 1931.07 | 0 | 503.25 | 0 | 334.1 | 0 | 3787.81 | 0 | 215.47 | 923.8
7049 | 9.9 | 1411.34 | 660 | 131.35 | 2202.69 | 740.21 | 444.13 | 11547.34 | 3387.03 | 14490.24 | 190.84 | 45698.58 | 5120.7 | 2398.5 | 11070 | 11070 | 61.5 | 24569.25 | 302 | 31.02 | -53.01 | 15.1 | 23.9 | 0 | 0 | 0.5 | 0.5 | 1 | 0.5 | 0 | 1804.67 | 0 | 1028.98 | 0 | 39222.77 | 0 | 3642.15 | 0 | 268.16 | 0 | 114.82 | 0 | 3832.21 | 0 | 406.4 | 499.12
7050 | 8.7 | 1411.34 | 660 | 131.35 | 2202.69 | 740.21 | 444.13 | 11547.34 | 3387.03 | 14490.24 | 190.84 | 708.6 | 117.87 | 2398.5 | 11070 | 11070 | 61.5 | 24569.25 | 287.35 | 16.37 | -57.6 | 10.51 | 20 | 13.39 | 0 | 0.5 | 0.5 | 1 | 0.5 | 0 | 203.99 | 0 | 116.31 | 0 | 271.99 | 0 | 116.31 | 0 | 30.31 | 0 | 12.98 | 0 | 26.57 | 0 | 12.98 | 35.03
7051 | 8.3 | 1411.34 | 660 | 131.35 | 2202.69 | 740.21 | 444.13 | 11547.34 | 3387.03 | 14490.24 | 190.84 | 0 | 0 | 2398.5 | 11070 | 11070 | 61.5 | 24569.25 | 286.64 | 15.66 | -58.05 | 10.06 | 20 | 16.01 | 0 | 0.5 | 0.5 | 1 | 0.5 | 0 | 0 | 0 | 0 | 0 | 0 | 0 | 0 | 0 | 0 | 0 | 0 | 0 | 0 | 0 | 0 | 0
7052 | 8.3 | 1411.34 | 660 | 131.35 | 2202.69 | 740.21 | 444.13 | 11547.34 | 3387.03 | 14490.24 | 190.84 | 0 | 0 | 2398.5 | 11070 | 11070 | 61.5 | 24569.25 | 286.64 | 15.66 | -58.05 | 10.06 | 20 | 16.01 | 0 | 0.5 | 0.5 | 1 | 0.5 | 0 | 0 | 0 | 0 | 0 | 0 | 0 | 0 | 0 | 0 | 0 | 0 | 0 | 0 | 0 | 0 | 0
7053 | 8.1 | 1411.34 | 660 | 131.35 | 2202.69 | 740.21 | 444.13 | 11547.34 | 3387.03 | 14490.24 | 190.84 | 0 | 0 | 2398.5 | 11070 | 11070 | 61.5 | 24569.25 | 286.45 | 15.48 | -58.25 | 9.86 | 20 | 16.69 | 0 | 0.5 | 0.5 | 1 | 0.5 | 0 | 0 | 0 | 0 | 0 | 0 | 0 | 0 | 0 | 0 | 0 | 0 | 0 | 0 | 0 | 0 | 0
7054 | 7.7 | 1411.34 | 660 | 131.35 | 2202.69 | 740.21 | 444.13 | 11547.34 | 3387.03 | 14490.24 | 190.84 | 0 | 0 | 2398.5 | 11070 | 11070 | 61.5 | 24569.25 | 286.09 | 15.11 | -58.65 | 9.47 | 20 | 18.05 | 0 | 0.5 | 0.5 | 1 | 0.5 | 0 | 0 | 0 | 0 | 0 | 0 | 0 | 0 | 0 | 0 | 0 | 0 | 0 | 0 | 0 | 0 | 0
7055 | 7.8 | 1411.34 | 660 | 131.35 | 2202.69 | 740.21 | 444.13 | 11547.34 | 3387.03 | 14490.24 | 190.84 | 0 | 0 | 2398.5 | 11070 | 11070 | 61.5 | 24569.25 | 286.18 | 15.2 | -58.55 | 9.57 | 20 | 17.71 | 0 | 0.5 | 0.5 | 1 | 0.5 | 0 | 0 | 0 | 0 | 0 | 0 | 0 | 0 | 0 | 0 | 0 | 0 | 0 | 0 | 0 | 0 | 0
7056 | 8 | 1411.34 | 660 | 131.35 | 2202.69 | 740.21 | 444.13 | 11547.34 | 3387.03 | 14490.24 | 190.84 | 0 | 0 | 2398.5 | 11070 | 11070 | 61.5 | 24569.25 | 286.36 | 15.39 | -58.35 | 9.76 | 20 | 17.03 | 0 | 0.5 | 0.5 | 1 | 0.5 | 0 | 0 | 0 | 0 | 0 | 0 | 0 | 0 | 0 | 0 | 0 | 0 | 0 | 0 | 0 | 0 | 0
7057 | 8 | 1411.34 | 660 | 131.35 | 2202.69 | 740.21 | 444.13 | 11547.34 | 3387.03 | 14490.24 | 190.84 | 0 | 0 | 2398.5 | 2214 | 2214 | 61.5 | 6857.25 | 281.56 | 10.59 | -59.56 | 8.56 | 20 | 34.74 | 0 | 0.5 | 0.1 | 0.5 | 0.5 | 0 | 0 | 0 | 0 | 0 | 0 | 0 | 0 | 0 | 0 | 0 | 0 | 0 | 0 | 0 | 0 | 0
7058 | 8.2 | 1411.34 | 660 | 131.35 | 2202.69 | 740.21 | 444.13 | 11547.34 | 3387.03 | 14490.24 | 190.84 | 0 | 0 | 2398.5 | 2214 | 2214 | 61.5 | 6857.25 | 281.75 | 10.77 | -59.36 | 8.76 | 20 | 34.06 | 0 | 0.5 | 0.1 | 0.5 | 0.5 | 0 | 0 | 0 | 0 | 0 | 0 | 0 | 0 | 0 | 0 | 0 | 0 | 0 | 0 | 0 | 0 | 0
7059 | 8.2 | 1411.34 | 660 | 131.35 | 2202.69 | 740.21 | 444.13 | 11547.34 | 3387.03 | 14490.24 | 190.84 | 0 | 0 | 2398.5 | 2214 | 2214 | 61.5 | 6857.25 | 281.75 | 10.77 | -59.36 | 8.76 | 20 | 34.06 | 0 | 0.5 | 0.1 | 0.5 | 0.5 | 0 | 0 | 0 | 0 | 0 | 0 | 0 | 0 | 0 | 0 | 0 | 0 | 0 | 0 | 0 | 0 | 0
7060 | 8.1 | 1411.34 | 660 | 131.35 | 2202.69 | 740.21 | 444.13 | 11547.34 | 3387.03 | 14490.24 | 190.84 | 0 | 0 | 2398.5 | 2214 | 2214 | 61.5 | 6857.25 | 281.65 | 10.68 | -59.46 | 8.66 | 20 | 34.4 | 0 | 0.5 | 0.1 | 0.5 | 0.5 | 0 | 0 | 0 | 0 | 0 | 0 | 0 | 0 | 0 | 0 | 0 | 0 | 0 | 0 | 0 | 0 | 0
7061 | 8.2 | 1411.34 | 660 | 131.35 | 2202.69 | 740.21 | 444.13 | 11547.34 | 3387.03 | 14490.24 | 190.84 | 0 | 0 | 2398.5 | 2214 | 2214 | 61.5 | 6857.25 | 281.75 | 10.77 | -59.36 | 8.76 | 20 | 34.06 | 0 | 0.5 | 0.1 | 0.5 | 0.5 | 0 | 0 | 0 | 0 | 0 | 0 | 0 | 0 | 0 | 0 | 0 | 0 | 0 | 0 | 0 | 0 | 0
7062 | 8 | 1411.34 | 660 | 131.35 | 2202.69 | 740.21 | 444.13 | 11547.34 | 3387.03 | 14490.24 | 190.84 | 0 | 0 | 2398.5 | 2214 | 2214 | 61.5 | 6857.25 | 281.56 | 10.59 | -59.56 | 8.56 | 20 | 34.74 | 0 | 0.5 | 0.1 | 0.5 | 0.5 | 0 | 0 | 0 | 0 | 0 | 0 | 0 | 0 | 0 | 0 | 0 | 0 | 0 | 0 | 0 | 0 | 0
7063 | 7.7 | 1411.34 | 660 | 131.35 | 2202.69 | 740.21 | 444.13 | 11547.34 | 3387.03 | 14490.24 | 190.84 | 0 | 0 | 2398.5 | 2214 | 2214 | 61.5 | 6857.25 | 281.29 | 10.31 | -59.85 | 8.26 | 20 | 35.76 | 0 | 0.5 | 0.1 | 0.5 | 0.5 | 0 | 0 | 0 | 0 | 0 | 0 | 0 | 0 | 0 | 0 | 0 | 0 | 0 | 0 | 0 | 0 | 0
7064 | 7.7 | 1411.34 | 660 | 131.35 | 2202.69 | 740.21 | 177.65 | 11280.86 | 3120.55 | 14223.76 | 190.84 | 2947.32 | 220.25 | 959.4 | 4428 | 4428 | 24.6 | 9827.7 | 302.41 | 12.36 | -60.68 | 8.7 | 20 | 26.34 | 0 | 0.2 | 0.2 | 1 | 0.2 | 0 | 1275.72 | 0 | 1091.45 | 0 | 406.37 | 0 | 173.78 | 0 | 94.78 | 0 | 60.89 | 0 | 19.85 | 0 | 9.7 | 35.03
7065 | 8.1 | 1411.34 | 660 | 131.35 | 2202.69 | 740.21 | 177.65 | 11280.86 | 3120.55 | 14223.76 | 190.84 | 12031.47 | 908.65 | 959.4 | 4428 | 4428 | 24.6 | 9827.7 | 305.61 | 15.56 | -59.6 | 9.77 | 20 | 15.32 | 0 | 0.2 | 0.2 | 1 | 0.2 | 0 | 3912.97 | 0 | 4231.39 | 0 | 2722.77 | 0 | 1164.34 | 0 | 290.72 | 0 | 236.07 | 0 | 133.01 | 0 | 64.96 | 183.89
7066 | 9.2 | 1411.34 | 660 | 131.35 | 2202.69 | 740.21 | 177.65 | 11280.86 | 3120.55 | 14223.76 | 190.84 | 26487.58 | 2072.59 | 959.4 | 4428 | 4428 | 24.6 | 9827.7 | 311.13 | 21.08 | -57.43 | 11.94 | 21.08 | 0 | 0 | 0.2 | 0.2 | 1 | 0.2 | 0 | 6686.82 | 0 | 9530.34 | 0 | 7194.03 | 0 | 3076.39 | 0 | 496.8 | 0 | 531.71 | 0 | 351.44 | 0 | 171.64 | 521.01
7067 | 10.1 | 1411.34 | 660 | 131.35 | 2202.69 | 740.21 | 177.65 | 11280.86 | 3120.55 | 14223.76 | 190.84 | 52091.1 | 3957.31 | 959.4 | 4428 | 4428 | 24.6 | 9827.7 | 319.96 | 29.91 | -54.64 | 14.73 | 23.9 | 0 | 0 | 0.2 | 0.2 | 1 | 0.2 | 0 | 9195.09 | 0 | 20750.51 | 0 | 16902.69 | 0 | 5242.81 | 0 | 683.15 | 0 | 1157.69 | 0 | 825.73 | 0 | 292.5 | 998.23
7068 | 10.5 | 1411.34 | 660 | 131.35 | 2202.69 | 740.21 | 177.65 | 11280.86 | 3120.55 | 14223.76 | 190.84 | 40007.08 | 5782.62 | 959.4 | 4428 | 4428 | 24.6 | 9827.7 | 317.46 | 27.41 | -54.96 | 14.42 | 23.9 | 0 | 0 | 0.2 | 0.2 | 1 | 0.2 | 0 | 5439.42 | 0 | 13856.45 | 0 | 17609.78 | 0 | 3101.42 | 0 | 808.25 | 0 | 1546.13 | 0 | 1720.54 | 0 | 346.06 | 1361.63
7069 | 11.9 | 1411.34 | 660 | 131.35 | 2202.69 | 740.21 | 177.65 | 11280.86 | 3120.55 | 14223.76 | 190.84 | 40863.29 | 5809.05 | 959.4 | 4428 | 4428 | 24.6 | 9827.7 | 318.98 | 28.93 | -53.51 | 15.86 | 23.9 | 0 | 0 | 0.2 | 0.2 | 1 | 0.2 | 0 | 5586.64 | 0 | 10687.27 | 0 | 21404.02 | 0 | 3185.36 | 0 | 830.12 | 0 | 1192.51 | 0 | 2091.25 | 0 | 355.43 | 1339.74
7070 | 12.3 | 1411.34 | 660 | 131.35 | 2202.69 | 740.21 | 177.65 | 11280.86 | 3120.55 | 14223.76 | 190.84 | 53311.72 | 7126.6 | 959.4 | 4428 | 4428 | 24.6 | 9827.7 | 323.34 | 33.29 | -52.16 | 17.21 | 23.9 | 0 | 0 | 0.2 | 0.2 | 1 | 0.2 | 0 | 5202.6 | 0 | 11095.21 | 0 | 34047.52 | 0 | 2966.39 | 0 | 773.06 | 0 | 1238.03 | 0 | 3326.57 | 0 | 331 | 1457.95
7071 | 11.3 | 1411.34 | 660 | 131.35 | 2202.69 | 740.21 | 177.65 | 11280.86 | 3120.55 | 14223.76 | 190.84 | 19293.76 | 2830.58 | 959.4 | 4428 | 4428 | 24.6 | 9827.7 | 311.32 | 21.27 | -55.81 | 13.57 | 21.27 | 0 | 0 | 0.2 | 0.2 | 1 | 0.2 | 0 | 3768.4 | 0 | 2948.43 | 0 | 10428.28 | 0 | 2148.65 | 0 | 559.95 | 0 | 328.99 | 0 | 1018.88 | 0 | 239.75 | 683
7072 | 11.1 | 1411.34 | 660 | 131.35 | 2202.69 | 740.21 | 177.65 | 11280.86 | 3120.55 | 14223.76 | 190.84 | 8139.77 | 666.01 | 959.4 | 4428 | 4428 | 24.6 | 9827.7 | 307.17 | 17.12 | -56.93 | 12.44 | 20 | 9.92 | 0 | 0.2 | 0.2 | 1 | 0.2 | 0 | 2268.42 | 0 | 1301.44 | 0 | 3276.52 | 0 | 1293.4 | 0 | 168.53 | 0 | 72.61 | 0 | 160.06 | 0 | 72.16 | 192.64
7073 | 10.8 | 1411.34 | 660 | 131.35 | 2202.69 | 740.21 | 177.65 | 11280.86 | 3120.55 | 14223.76 | 190.84 | 6046.46 | 484.4 | 959.4 | 4428 | 4428 | 24.6 | 9827.7 | 306.19 | 16.14 | -57.38 | 11.99 | 20 | 13.3 | 0 | 0.2 | 0.2 | 1 | 0.2 | 0 | 1590.59 | 0 | 906.91 | 0 | 2608.03 | 0 | 940.93 | 0 | 118.17 | 0 | 50.6 | 0 | 127.41 | 0 | 52.5 | 135.72
7074 | 10 | 1411.34 | 660 | 131.35 | 2202.69 | 740.21 | 444.13 | 11547.34 | 3387.03 | 14490.24 | 190.84 | 1419.49 | 118 | 2398.5 | 11070 | 11070 | 61.5 | 24569.25 | 288.61 | 17.64 | -56.27 | 11.84 | 20 | 8.72 | 0 | 0.5 | 0.5 | 1 | 0.5 | 0 | 408.64 | 0 | 233 | 0 | 544.85 | 0 | 233 | 0 | 30.36 | 0 | 13 | 0 | 26.62 | 0 | 13 | 35.03
7075 | 8.8 | 1411.34 | 660 | 131.35 | 2202.69 | 740.21 | 444.13 | 11547.34 | 3387.03 | 14490.24 | 190.84 | 0 | 0 | 2398.5 | 11070 | 11070 | 61.5 | 24569.25 | 287.1 | 16.12 | -57.56 | 10.55 | 20 | 14.32 | 0 | 0.5 | 0.5 | 1 | 0.5 | 0 | 0 | 0 | 0 | 0 | 0 | 0 | 0 | 0 | 0 | 0 | 0 | 0 | 0 | 0 | 0 | 0
7076 | 8.1 | 1411.34 | 660 | 131.35 | 2202.69 | 740.21 | 444.13 | 11547.34 | 3387.03 | 14490.24 | 190.84 | 0 | 0 | 2398.5 | 11070 | 11070 | 61.5 | 24569.25 | 286.45 | 15.48 | -58.25 | 9.86 | 20 | 16.69 | 0 | 0.5 | 0.5 | 1 | 0.5 | 0 | 0 | 0 | 0 | 0 | 0 | 0 | 0 | 0 | 0 | 0 | 0 | 0 | 0 | 0 | 0 | 0
7077 | 8.2 | 1411.34 | 660 | 131.35 | 2202.69 | 740.21 | 444.13 | 11547.34 | 3387.03 | 14490.24 | 190.84 | 0 | 0 | 2398.5 | 11070 | 11070 | 61.5 | 24569.25 | 286.55 | 15.57 | -58.15 | 9.96 | 20 | 16.35 | 0 | 0.5 | 0.5 | 1 | 0.5 | 0 | 0 | 0 | 0 | 0 | 0 | 0 | 0 | 0 | 0 | 0 | 0 | 0 | 0 | 0 | 0 | 0
7078 | 8.3 | 1411.34 | 660 | 131.35 | 2202.69 | 740.21 | 444.13 | 11547.34 | 3387.03 | 14490.24 | 190.84 | 0 | 0 | 2398.5 | 11070 | 11070 | 61.5 | 24569.25 | 286.64 | 15.66 | -58.05 | 10.06 | 20 | 16.01 | 0 | 0.5 | 0.5 | 1 | 0.5 | 0 | 0 | 0 | 0 | 0 | 0 | 0 | 0 | 0 | 0 | 0 | 0 | 0 | 0 | 0 | 0 | 0
7079 | 7.9 | 1411.34 | 660 | 131.35 | 2202.69 | 740.21 | 444.13 | 11547.34 | 3387.03 | 14490.24 | 190.84 | 0 | 0 | 2398.5 | 11070 | 11070 | 61.5 | 24569.25 | 286.27 | 15.29 | -58.45 | 9.67 | 20 | 17.37 | 0 | 0.5 | 0.5 | 1 | 0.5 | 0 | 0 | 0 | 0 | 0 | 0 | 0 | 0 | 0 | 0 | 0 | 0 | 0 | 0 | 0 | 0 | 0
7080 | 7.7 | 1411.34 | 660 | 131.35 | 2202.69 | 740.21 | 444.13 | 11547.34 | 3387.03 | 14490.24 | 190.84 | 0 | 0 | 2398.5 | 11070 | 11070 | 61.5 | 24569.25 | 286.09 | 15.11 | -58.65 | 9.47 | 20 | 18.05 | 0 | 0.5 | 0.5 | 1 | 0.5 | 0 | 0 | 0 | 0 | 0 | 0 | 0 | 0 | 0 | 0 | 0 | 0 | 0 | 0 | 0 | 0 | 0
7081 | 6.7 | 1411.34 | 660 | 131.35 | 2202.69 | 740.21 | 444.13 | 11547.34 | 3387.03 | 14490.24 | 190.84 | 0 | 0 | 2398.5 | 2214 | 2214 | 61.5 | 6857.25 | 280.37 | 9.39 | -60.84 | 7.27 | 20 | 39.14 | 0 | 0.5 | 0.1 | 0.5 | 0.5 | 0 | 0 | 0 | 0 | 0 | 0 | 0 | 0 | 0 | 0 | 0 | 0 | 0 | 0 | 0 | 0 | 0
7082 | 6.9 | 1411.34 | 660 | 131.35 | 2202.69 | 740.21 | 444.13 | 11547.34 | 3387.03 | 14490.24 | 190.84 | 0 | 0 | 2398.5 | 2214 | 2214 | 61.5 | 6857.25 | 280.55 | 9.58 | -60.64 | 7.47 | 20 | 38.47 | 0 | 0.5 | 0.1 | 0.5 | 0.5 | 0 | 0 | 0 | 0 | 0 | 0 | 0 | 0 | 0 | 0 | 0 | 0 | 0 | 0 | 0 | 0 | 0
7083 | 7 | 1411.34 | 660 | 131.35 | 2202.69 | 740.21 | 444.13 | 11547.34 | 3387.03 | 14490.24 | 190.84 | 0 | 0 | 2398.5 | 2214 | 2214 | 61.5 | 6857.25 | 280.64 | 9.67 | -60.54 | 7.57 | 20 | 38.13 | 0 | 0.5 | 0.1 | 0.5 | 0.5 | 0 | 0 | 0 | 0 | 0 | 0 | 0 | 0 | 0 | 0 | 0 | 0 | 0 | 0 | 0 | 0 | 0
7084 | 7.5 | 1411.34 | 660 | 131.35 | 2202.69 | 740.21 | 444.13 | 11547.34 | 3387.03 | 14490.24 | 190.84 | 0 | 0 | 2398.5 | 2214 | 2214 | 61.5 | 6857.25 | 281.1 | 10.13 | -60.05 | 8.06 | 20 | 36.43 | 0 | 0.5 | 0.1 | 0.5 | 0.5 | 0 | 0 | 0 | 0 | 0 | 0 | 0 | 0 | 0 | 0 | 0 | 0 | 0 | 0 | 0 | 0 | 0
7085 | 6.6 | 1411.34 | 660 | 131.35 | 2202.69 | 740.21 | 444.13 | 11547.34 | 3387.03 | 14490.24 | 190.84 | 0 | 0 | 2398.5 | 2214 | 2214 | 61.5 | 6857.25 | 280.28 | 9.3 | -60.94 | 7.18 | 20 | 39.48 | 0 | 0.5 | 0.1 | 0.5 | 0.5 | 0 | 0 | 0 | 0 | 0 | 0 | 0 | 0 | 0 | 0 | 0 | 0 | 0 | 0 | 0 | 0 | 0
7086 | 5.4 | 1411.34 | 660 | 131.35 | 2202.69 | 740.21 | 444.13 | 11547.34 | 3387.03 | 14490.24 | 190.84 | 0 | 0 | 2398.5 | 2214 | 2214 | 61.5 | 6857.25 | 279.18 | 8.2 | -62.12 | 5.99 | 20 | 43.55 | 0 | 0.5 | 0.1 | 0.5 | 0.5 | 0 | 0 | 0 | 0 | 0 | 0 | 0 | 0 | 0 | 0 | 0 | 0 | 0 | 0 | 0 | 0 | 0
7087 | 5 | 1411.34 | 660 | 131.35 | 2202.69 | 740.21 | 444.13 | 11547.34 | 3387.03 | 14490.24 | 190.84 | 0 | 0 | 2398.5 | 2214 | 2214 | 61.5 | 6857.25 | 278.81 | 7.83 | -62.52 | 5.6 | 20 | 44.9 | 0 | 0.5 | 0.1 | 0.5 | 0.5 | 0 | 0 | 0 | 0 | 0 | 0 | 0 | 0 | 0 | 0 | 0 | 0 | 0 | 0 | 0 | 0 | 0
7088 | 4.9 | 1411.34 | 660 | 131.35 | 2202.69 | 740.21 | 177.65 | 11280.86 | 3120.55 | 14223.76 | 190.84 | 4192.31 | 338.92 | 959.4 | 4428 | 4428 | 24.6 | 9827.7 | 300.27 | 10.22 | -63.34 | 6.03 | 20 | 33.72 | 0 | 0.2 | 0.2 | 1 | 0.2 | 0 | 1845.93 | 0 | 1613.57 | 0 | 513.3 | 0 | 219.5 | 0 | 137.14 | 0 | 90.02 | 0 | 25.08 | 0 | 12.25 | 74.43
7089 | 5.6 | 1411.34 | 660 | 131.35 | 2202.69 | 740.21 | 177.65 | 11280.86 | 3120.55 | 14223.76 | 190.84 | 22468.25 | 1618.25 | 959.4 | 4428 | 4428 | 24.6 | 9827.7 | 306.58 | 16.53 | -61.3 | 8.08 | 20 | 11.98 | 0 | 0.2 | 0.2 | 1 | 0.2 | 0 | 7691.99 | 0 | 10087.09 | 0 | 3284.58 | 0 | 1404.59 | 0 | 571.48 | 0 | 562.77 | 0 | 160.46 | 0 | 78.36 | 245.18
7090 | 6.7 | 1411.34 | 660 | 131.35 | 2202.69 | 740.21 | 177.65 | 11280.86 | 3120.55 | 14223.76 | 190.84 | 12162.39 | 991.32 | 959.4 | 4428 | 4428 | 24.6 | 9827.7 | 304.4 | 14.35 | -60.97 | 8.4 | 20 | 19.48 | 0 | 0.2 | 0.2 | 1 | 0.2 | 0 | 3438.82 | 0 | 2331.27 | 0 | 4477.55 | 0 | 1914.74 | 0 | 255.49 | 0 | 130.06 | 0 | 218.74 | 0 | 106.83 | 280.21
7091 | 6.4 | 1411.34 | 660 | 131.35 | 2202.69 | 740.21 | 177.65 | 11280.86 | 3120.55 | 14223.76 | 190.84 | 20761.88 | 1680.12 | 959.4 | 4428 | 4428 | 24.6 | 9827.7 | 306.82 | 16.77 | -60.62 | 8.75 | 20 | 11.12 | 0 | 0.2 | 0.2 | 1 | 0.2 | 0 | 5550.38 | 0 | 4298.57 | 0 | 7748.25 | 0 | 3164.69 | 0 | 412.37 | 0 | 239.82 | 0 | 378.52 | 0 | 176.56 | 472.85
7092 | 6.6 | 1411.34 | 660 | 131.35 | 2202.69 | 740.21 | 177.65 | 11280.86 | 3120.55 | 14223.76 | 190.84 | 13263.27 | 1089.39 | 959.4 | 4428 | 4428 | 24.6 | 9827.7 | 304.66 | 14.61 | -60.99 | 8.39 | 20 | 18.59 | 0 | 0.2 | 0.2 | 1 | 0.2 | 0 | 3764.22 | 0 | 2241.51 | 0 | 5111.27 | 0 | 2146.27 | 0 | 279.67 | 0 | 125.06 | 0 | 249.7 | 0 | 119.74 | 315.23
7093 | 7 | 1411.34 | 660 | 131.35 | 2202.69 | 740.21 | 177.65 | 11280.86 | 3120.55 | 14223.76 | 190.84 | 11151.07 | 917.82 | 959.4 | 4428 | 4428 | 24.6 | 9827.7 | 304.36 | 14.31 | -60.75 | 8.62 | 20 | 19.62 | 0 | 0.2 | 0.2 | 1 | 0.2 | 0 | 3166.57 | 0 | 1858.36 | 0 | 4320.65 | 0 | 1805.5 | 0 | 235.26 | 0 | 103.68 | 0 | 211.07 | 0 | 100.73 | 267.07
7094 | 7 | 1411.34 | 660 | 131.35 | 2202.69 | 740.21 | 177.65 | 11280.86 | 3120.55 | 14223.76 | 190.84 | 5556.89 | 460.16 | 959.4 | 4428 | 4428 | 24.6 | 9827.7 | 302.6 | 12.55 | -61.17 | 8.21 | 20 | 25.68 | 0 | 0.2 | 0.2 | 1 | 0.2 | 0 | 1585.62 | 0 | 915.38 | 0 | 2151.82 | 0 | 904.08 | 0 | 117.8 | 0 | 51.07 | 0 | 105.12 | 0 | 50.44 | 135.72
7095 | 6.7 | 1411.34 | 660 | 131.35 | 2202.69 | 740.21 | 177.65 | 11280.86 | 3120.55 | 14223.76 | 190.84 | 5022.42 | 415.67 | 959.4 | 4428 | 4428 | 24.6 | 9827.7 | 302.16 | 12.11 | -61.51 | 7.87 | 20 | 27.19 | 0 | 0.2 | 0.2 | 1 | 0.2 | 0 | 1429.11 | 0 | 822.36 | 0 | 1956.1 | 0 | 814.84 | 0 | 106.18 | 0 | 45.88 | 0 | 95.56 | 0 | 45.46 | 122.59
7096 | 7.2 | 1411.34 | 660 | 131.35 | 2202.69 | 740.21 | 177.65 | 11280.86 | 3120.55 | 14223.76 | 190.84 | 5641.08 | 464.21 | 959.4 | 4428 | 4428 | 24.6 | 9827.7 | 302.81 | 12.76 | -60.97 | 8.41 | 20 | 24.96 | 0 | 0.2 | 0.2 | 1 | 0.2 | 0 | 1585.17 | 0 | 908.1 | 0 | 2243.99 | 0 | 903.82 | 0 | 117.77 | 0 | 50.66 | 0 | 109.62 | 0 | 50.43 | 135.72
7097 | 8.2 | 1411.34 | 660 | 131.35 | 2202.69 | 740.21 | 177.65 | 11280.86 | 3120.55 | 14223.76 | 190.84 | 3161.52 | 257.68 | 959.4 | 4428 | 4428 | 24.6 | 9827.7 | 302.93 | 12.89 | -60.17 | 9.21 | 20 | 24.53 | 0 | 0.2 | 0.2 | 1 | 0.2 | 0 | 861.35 | 0 | 491.12 | 0 | 1307.04 | 0 | 502 | 0 | 63.99 | 0 | 27.4 | 0 | 63.85 | 0 | 28.01 | 74.43
7098 | 8.2 | 1411.34 | 660 | 131.35 | 2202.69 | 740.21 | 444.13 | 11547.34 | 3387.03 | 14490.24 | 190.84 | 522.66 | 43.69 | 2398.5 | 11070 | 11070 | 61.5 | 24569.25 | 286.7 | 15.72 | -58.11 | 10 | 20 | 15.79 | 0 | 0.5 | 0.5 | 1 | 0.5 | 0 | 150.46 | 0 | 85.79 | 0 | 200.62 | 0 | 85.79 | 0 | 11.18 | 0 | 4.79 | 0 | 9.8 | 0 | 4.79 | 13.13
7099 | 8.5 | 1411.34 | 660 | 131.35 | 2202.69 | 740.21 | 444.13 | 11547.34 | 3387.03 | 14490.24 | 190.84 | 0 | 0 | 2398.5 | 11070 | 11070 | 61.5 | 24569.25 | 286.82 | 15.84 | -57.86 | 10.26 | 20 | 15.34 | 0 | 0.5 | 0.5 | 1 | 0.5 | 0 | 0 | 0 | 0 | 0 | 0 | 0 | 0 | 0 | 0 | 0 | 0 | 0 | 0 | 0 | 0 | 0
7100 | 8.3 | 1411.34 | 660 | 131.35 | 2202.69 | 740.21 | 444.13 | 11547.34 | 3387.03 | 14490.24 | 190.84 | 0 | 0 | 2398.5 | 11070 | 11070 | 61.5 | 24569.25 | 286.64 | 15.66 | -58.05 | 10.06 | 20 | 16.01 | 0 | 0.5 | 0.5 | 1 | 0.5 | 0 | 0 | 0 | 0 | 0 | 0 | 0 | 0 | 0 | 0 | 0 | 0 | 0 | 0 | 0 | 0 | 0
7101 | 8.2 | 1411.34 | 660 | 131.35 | 2202.69 | 740.21 | 444.13 | 11547.34 | 3387.03 | 14490.24 | 190.84 | 0 | 0 | 2398.5 | 11070 | 11070 | 61.5 | 24569.25 | 286.55 | 15.57 | -58.15 | 9.96 | 20 | 16.35 | 0 | 0.5 | 0.5 | 1 | 0.5 | 0 | 0 | 0 | 0 | 0 | 0 | 0 | 0 | 0 | 0 | 0 | 0 | 0 | 0 | 0 | 0 | 0
7102 | 8.2 | 1411.34 | 660 | 131.35 | 2202.69 | 740.21 | 444.13 | 11547.34 | 3387.03 | 14490.24 | 190.84 | 0 | 0 | 2398.5 | 11070 | 11070 | 61.5 | 24569.25 | 286.55 | 15.57 | -58.15 | 9.96 | 20 | 16.35 | 0 | 0.5 | 0.5 | 1 | 0.5 | 0 | 0 | 0 | 0 | 0 | 0 | 0 | 0 | 0 | 0 | 0 | 0 | 0 | 0 | 0 | 0 | 0
7103 | 8.5 | 1411.34 | 660 | 131.35 | 2202.69 | 740.21 | 444.13 | 11547.34 | 3387.03 | 14490.24 | 190.84 | 0 | 0 | 2398.5 | 11070 | 11070 | 61.5 | 24569.25 | 286.82 | 15.84 | -57.86 | 10.26 | 20 | 15.34 | 0 | 0.5 | 0.5 | 1 | 0.5 | 0 | 0 | 0 | 0 | 0 | 0 | 0 | 0 | 0 | 0 | 0 | 0 | 0 | 0 | 0 | 0 | 0
7104 | 8.5 | 1411.34 | 660 | 131.35 | 2202.69 | 740.21 | 444.13 | 11547.34 | 3387.03 | 14490.24 | 190.84 | 0 | 0 | 2398.5 | 11070 | 11070 | 61.5 | 24569.25 | 286.82 | 15.84 | -57.86 | 10.26 | 20 | 15.34 | 0 | 0.5 | 0.5 | 1 | 0.5 | 0 | 0 | 0 | 0 | 0 | 0 | 0 | 0 | 0 | 0 | 0 | 0 | 0 | 0 | 0 | 0 | 0
7105 | 8.6 | 1411.34 | 660 | 131.35 | 2202.69 | 740.21 | 444.13 | 11547.34 | 3387.03 | 14490.24 | 190.84 | 0 | 0 | 2398.5 | 2214 | 2214 | 61.5 | 6857.25 | 282.11 | 11.14 | -58.96 | 9.15 | 20 | 32.71 | 0 | 0.5 | 0.1 | 0.5 | 0.5 | 0 | 0 | 0 | 0 | 0 | 0 | 0 | 0 | 0 | 0 | 0 | 0 | 0 | 0 | 0 | 0 | 0
7106 | 8.8 | 1411.34 | 660 | 131.35 | 2202.69 | 740.21 | 444.13 | 11547.34 | 3387.03 | 14490.24 | 190.84 | 0 | 0 | 2398.5 | 2214 | 2214 | 61.5 | 6857.25 | 282.3 | 11.32 | -58.77 | 9.35 | 20 | 32.03 | 0 | 0.5 | 0.1 | 0.5 | 0.5 | 0 | 0 | 0 | 0 | 0 | 0 | 0 | 0 | 0 | 0 | 0 | 0 | 0 | 0 | 0 | 0 | 0
7107 | 8.8 | 1411.34 | 660 | 131.35 | 2202.69 | 740.21 | 444.13 | 11547.34 | 3387.03 | 14490.24 | 190.84 | 0 | 0 | 2398.5 | 2214 | 2214 | 61.5 | 6857.25 | 282.3 | 11.32 | -58.77 | 9.35 | 20 | 32.03 | 0 | 0.5 | 0.1 | 0.5 | 0.5 | 0 | 0 | 0 | 0 | 0 | 0 | 0 | 0 | 0 | 0 | 0 | 0 | 0 | 0 | 0 | 0 | 0
7108 | 8.5 | 1411.34 | 660 | 131.35 | 2202.69 | 740.21 | 444.13 | 11547.34 | 3387.03 | 14490.24 | 190.84 | 0 | 0 | 2398.5 | 2214 | 2214 | 61.5 | 6857.25 | 282.02 | 11.04 | -59.06 | 9.05 | 20 | 33.05 | 0 | 0.5 | 0.1 | 0.5 | 0.5 | 0 | 0 | 0 | 0 | 0 | 0 | 0 | 0 | 0 | 0 | 0 | 0 | 0 | 0 | 0 | 0 | 0
7109 | 7.5 | 1411.34 | 660 | 131.35 | 2202.69 | 740.21 | 444.13 | 11547.34 | 3387.03 | 14490.24 | 190.84 | 0 | 0 | 2398.5 | 2214 | 2214 | 61.5 | 6857.25 | 281.1 | 10.13 | -60.05 | 8.06 | 20 | 36.43 | 0 | 0.5 | 0.1 | 0.5 | 0.5 | 0 | 0 | 0 | 0 | 0 | 0 | 0 | 0 | 0 | 0 | 0 | 0 | 0 | 0 | 0 | 0 | 0
7110 | 7.5 | 1411.34 | 660 | 131.35 | 2202.69 | 740.21 | 444.13 | 11547.34 | 3387.03 | 14490.24 | 190.84 | 0 | 0 | 2398.5 | 2214 | 2214 | 61.5 | 6857.25 | 281.1 | 10.13 | -60.05 | 8.06 | 20 | 36.43 | 0 | 0.5 | 0.1 | 0.5 | 0.5 | 0 | 0 | 0 | 0 | 0 | 0 | 0 | 0 | 0 | 0 | 0 | 0 | 0 | 0 | 0 | 0 | 0
7111 | 6.5 | 1411.34 | 660 | 131.35 | 2202.69 | 740.21 | 444.13 | 11547.34 | 3387.03 | 14490.24 | 190.84 | 0 | 0 | 2398.5 | 2214 | 2214 | 61.5 | 6857.25 | 280.19 | 9.21 | -61.04 | 7.08 | 20 | 39.82 | 0 | 0.5 | 0.1 | 0.5 | 0.5 | 0 | 0 | 0 | 0 | 0 | 0 | 0 | 0 | 0 | 0 | 0 | 0 | 0 | 0 | 0 | 0 | 0
7112 | 6.9 | 1411.34 | 660 | 131.35 | 2202.69 | 740.21 | 177.65 | 11280.86 | 3120.55 | 14223.76 | 190.84 | 4159.05 | 299.58 | 959.4 | 4428 | 4428 | 24.6 | 9827.7 | 302.06 | 12.01 | -61.38 | 8 | 20 | 27.55 | 0 | 0.2 | 0.2 | 1 | 0.2 | 0 | 1899.33 | 0 | 1717.62 | 0 | 379.72 | 0 | 162.38 | 0 | 141.11 | 0 | 95.83 | 0 | 18.55 | 0 | 9.06 | 35.03
7113 | 8.5 | 1411.34 | 660 | 131.35 | 2202.69 | 740.21 | 177.65 | 11280.86 | 3120.55 | 14223.76 | 190.84 | 39037.59 | 2840.54 | 959.4 | 4428 | 4428 | 24.6 | 9827.7 | 314.36 | 24.31 | -57.2 | 12.17 | 23.9 | 0 | 0 | 0.2 | 0.2 | 1 | 0.2 | 0 | 13397.89 | 0 | 18173.3 | 0 | 5229.92 | 0 | 2236.48 | 0 | 995.4 | 0 | 1013.91 | 0 | 255.49 | 0 | 124.78 | 450.96
7114 | 10.3 | 1411.34 | 660 | 131.35 | 2202.69 | 740.21 | 177.65 | 11280.86 | 3120.55 | 14223.76 | 190.84 | 27889.16 | 4179.17 | 959.4 | 4428 | 4428 | 24.6 | 9827.7 | 313.3 | 23.25 | -56.11 | 13.27 | 23.25 | 0 | 0 | 0.2 | 0.2 | 1 | 0.2 | 0 | 5998.85 | 0 | 15158.42 | 0 | 4715.43 | 0 | 2016.47 | 0 | 891.38 | 0 | 1691.41 | 0 | 460.72 | 0 | 225 | 910.67
7115 | 11.7 | 1411.34 | 660 | 131.35 | 2202.69 | 740.21 | 177.65 | 11280.86 | 3120.55 | 14223.76 | 190.84 | 86418.26 | 6314.91 | 959.4 | 4428 | 4428 | 24.6 | 9827.7 | 332.14 | 42.09 | -50.52 | 18.86 | 23.9 | 0 | 0 | 0.2 | 0.2 | 1 | 0.2 | 0 | 7830.53 | 0 | 49538.27 | 0 | 24584.68 | 0 | 4464.78 | 0 | 581.77 | 0 | 2763.79 | 0 | 1201.01 | 0 | 249.09 | 1519.24
7116 | 11 | 1411.34 | 660 | 131.35 | 2202.69 | 740.21 | 177.65 | 11280.86 | 3120.55 | 14223.76 | 190.84 | 36462 | 5306.59 | 959.4 | 4428 | 4428 | 24.6 | 9827.7 | 316.75 | 26.7 | -54.74 | 14.63 | 23.9 | 0 | 0 | 0.2 | 0.2 | 1 | 0.2 | 0 | 5261.71 | 0 | 12207.02 | 0 | 15993.17 | 0 | 3000.1 | 0 | 781.84 | 0 | 1362.09 | 0 | 1562.59 | 0 | 334.76 | 1265.31
7117 | 8.8 | 1411.34 | 660 | 131.35 | 2202.69 | 740.21 | 177.65 | 11280.86 | 3120.55 | 14223.76 | 190.84 | 23346.53 | 3502.15 | 959.4 | 4428 | 4428 | 24.6 | 9827.7 | 310.43 | 20.38 | -57.95 | 11.43 | 20.38 | 0 | 0 | 0.2 | 0.2 | 1 | 0.2 | 0 | 4658.87 | 0 | 5153.42 | 0 | 10877.88 | 0 | 2656.37 | 0 | 692.27 | 0 | 575.03 | 0 | 1062.81 | 0 | 296.4 | 875.64
7118 | 7.1 | 1411.34 | 660 | 131.35 | 2202.69 | 740.21 | 177.65 | 11280.86 | 3120.55 | 14223.76 | 190.84 | 90917.79 | 6156.34 | 959.4 | 4428 | 4428 | 24.6 | 9827.7 | 329.12 | 39.07 | -54.75 | 14.62 | 23.9 | 0 | 0 | 0.2 | 0.2 | 1 | 0.2 | 0 | 10462.66 | 0 | 18559.47 | 0 | 55930.1 | 0 | 5965.55 | 0 | 777.33 | 0 | 1035.45 | 0 | 2732.29 | 0 | 332.82 | 1278.44
7119 | 10.9 | 1411.34 | 660 | 131.35 | 2202.69 | 740.21 | 177.65 | 11280.86 | 3120.55 | 14223.76 | 190.84 | 64886 | 8079.66 | 959.4 | 4428 | 4428 | 24.6 | 9827.7 | 325.7 | 35.66 | -52.68 | 16.7 | 23.9 | 0 | 0 | 0.2 | 0.2 | 1 | 0.2 | 0 | 3891.18 | 0 | 8887.84 | 0 | 49888.32 | 0 | 2218.66 | 0 | 578.2 | 0 | 991.72 | 0 | 4874.28 | 0 | 247.56 | 1387.9
7120 | 9.8 | 1411.34 | 660 | 131.35 | 2202.69 | 740.21 | 177.65 | 11280.86 | 3120.55 | 14223.76 | 190.84 | 27093.95 | 3540.64 | 959.4 | 4428 | 4428 | 24.6 | 9827.7 | 312.43 | 22.38 | -56.7 | 12.68 | 22.38 | 0 | 0 | 0.2 | 0.2 | 1 | 0.2 | 0 | 3244.09 | 0 | 2366.19 | 0 | 19633.98 | 0 | 1849.7 | 0 | 482.04 | 0 | 264.02 | 0 | 1918.31 | 0 | 206.39 | 669.87
7121 | 8.5 | 1411.34 | 660 | 131.35 | 2202.69 | 740.21 | 177.65 | 11280.86 | 3120.55 | 14223.76 | 190.84 | 19689.03 | 1316.95 | 959.4 | 4428 | 4428 | 24.6 | 9827.7 | 308.4 | 18.35 | -58.65 | 10.73 | 20 | 5.68 | 0 | 0.2 | 0.2 | 1 | 0.2 | 0 | 2906.83 | 0 | 1657.4 | 0 | 12861.4 | 0 | 2263.4 | 0 | 215.96 | 0 | 92.47 | 0 | 628.3 | 0 | 126.28 | 253.94
7122 | 5.9 | 1411.34 | 660 | 131.35 | 2202.69 | 740.21 | 444.13 | 11547.34 | 3387.03 | 14490.24 | 190.84 | 0 | 0 | 2398.5 | 11070 | 11070 | 61.5 | 24569.25 | 284.43 | 13.46 | -60.42 | 7.69 | 20 | 24.14 | 0 | 0.5 | 0.5 | 1 | 0.5 | 0 | 0 | 0 | 0 | 0 | 0 | 0 | 0 | 0 | 0 | 0 | 0 | 0 | 0 | 0 | 0 | 0
7123 | 6.6 | 1411.34 | 660 | 131.35 | 2202.69 | 740.21 | 444.13 | 11547.34 | 3387.03 | 14490.24 | 190.84 | 0 | 0 | 2398.5 | 11070 | 11070 | 61.5 | 24569.25 | 285.08 | 14.1 | -59.73 | 8.38 | 20 | 21.77 | 0 | 0.5 | 0.5 | 1 | 0.5 | 0 | 0 | 0 | 0 | 0 | 0 | 0 | 0 | 0 | 0 | 0 | 0 | 0 | 0 | 0 | 0 | 0
7124 | 4.9 | 1411.34 | 660 | 131.35 | 2202.69 | 740.21 | 444.13 | 11547.34 | 3387.03 | 14490.24 | 190.84 | 0 | 0 | 2398.5 | 11070 | 11070 | 61.5 | 24569.25 | 283.52 | 12.54 | -61.41 | 6.7 | 20 | 27.53 | 0 | 0.5 | 0.5 | 1 | 0.5 | 0 | 0 | 0 | 0 | 0 | 0 | 0 | 0 | 0 | 0 | 0 | 0 | 0 | 0 | 0 | 0 | 0
7125 | 5.1 | 1411.34 | 660 | 131.35 | 2202.69 | 740.21 | 444.13 | 11547.34 | 3387.03 | 14490.24 | 190.84 | 0 | 0 | 2398.5 | 11070 | 11070 | 61.5 | 24569.25 | 283.7 | 12.72 | -61.21 | 6.9 | 20 | 26.85 | 0 | 0.5 | 0.5 | 1 | 0.5 | 0 | 0 | 0 | 0 | 0 | 0 | 0 | 0 | 0 | 0 | 0 | 0 | 0 | 0 | 0 | 0 | 0
7126 | 3.5 | 1411.34 | 660 | 131.35 | 2202.69 | 740.21 | 444.13 | 11547.34 | 3387.03 | 14490.24 | 190.84 | 0 | 0 | 2398.5 | 11070 | 11070 | 61.5 | 24569.25 | 282.23 | 11.26 | -62.79 | 5.32 | 20 | 32.27 | 0 | 0.5 | 0.5 | 1 | 0.5 | 0 | 0 | 0 | 0 | 0 | 0 | 0 | 0 | 0 | 0 | 0 | 0 | 0 | 0 | 0 | 0 | 0
7127 | 4.7 | 1411.34 | 660 | 131.35 | 2202.69 | 740.21 | 444.13 | 11547.34 | 3387.03 | 14490.24 | 190.84 | 0 | 0 | 2398.5 | 11070 | 11070 | 61.5 | 24569.25 | 283.33 | 12.36 | -61.61 | 6.51 | 20 | 28.21 | 0 | 0.5 | 0.5 | 1 | 0.5 | 0 | 0 | 0 | 0 | 0 | 0 | 0 | 0 | 0 | 0 | 0 | 0 | 0 | 0 | 0 | 0 | 0
7128 | 4.9 | 1411.34 | 660 | 131.35 | 2202.69 | 740.21 | 444.13 | 11547.34 | 3387.03 | 14490.24 | 190.84 | 0 | 0 | 2398.5 | 11070 | 11070 | 61.5 | 24569.25 | 283.52 | 12.54 | -61.41 | 6.7 | 20 | 27.53 | 0 | 0.5 | 0.5 | 1 | 0.5 | 0 | 0 | 0 | 0 | 0 | 0 | 0 | 0 | 0 | 0 | 0 | 0 | 0 | 0 | 0 | 0 | 0
7129 | 3 | 1411.34 | 660 | 131.35 | 2202.69 | 740.21 | 444.13 | 11547.34 | 3387.03 | 14490.24 | 190.84 | 0 | 0 | 2398.5 | 2214 | 2214 | 61.5 | 6857.25 | 276.97 | 6 | -64.49 | 3.62 | 20 | 51.68 | 0 | 0.5 | 0.1 | 0.5 | 0.5 | 0 | 0 | 0 | 0 | 0 | 0 | 0 | 0 | 0 | 0 | 0 | 0 | 0 | 0 | 0 | 0 | 0
7130 | 4.2 | 1411.34 | 660 | 131.35 | 2202.69 | 740.21 | 444.13 | 11547.34 | 3387.03 | 14490.24 | 190.84 | 0 | 0 | 2398.5 | 2214 | 2214 | 61.5 | 6857.25 | 278.07 | 7.1 | -63.31 | 4.81 | 20 | 47.61 | 0 | 0.5 | 0.1 | 0.5 | 0.5 | 0 | 0 | 0 | 0 | 0 | 0 | 0 | 0 | 0 | 0 | 0 | 0 | 0 | 0 | 0 | 0 | 0
7131 | 3.2 | 1411.34 | 660 | 131.35 | 2202.69 | 740.21 | 444.13 | 11547.34 | 3387.03 | 14490.24 | 190.84 | 0 | 0 | 2398.5 | 2214 | 2214 | 61.5 | 6857.25 | 277.16 | 6.18 | -64.29 | 3.82 | 20 | 51 | 0 | 0.5 | 0.1 | 0.5 | 0.5 | 0 | 0 | 0 | 0 | 0 | 0 | 0 | 0 | 0 | 0 | 0 | 0 | 0 | 0 | 0 | 0 | 0
7132 | 2.1 | 1411.34 | 660 | 131.35 | 2202.69 | 740.21 | 444.13 | 11547.34 | 3387.03 | 14490.24 | 190.84 | 0 | 0 | 2398.5 | 2214 | 2214 | 61.5 | 6857.25 | 276.15 | 5.17 | -65.38 | 2.73 | 20 | 54.72 | 0 | 0.5 | 0.1 | 0.5 | 0.5 | 0 | 0 | 0 | 0 | 0 | 0 | 0 | 0 | 0 | 0 | 0 | 0 | 0 | 0 | 0 | 0 | 0
7133 | 2.1 | 1411.34 | 660 | 131.35 | 2202.69 | 740.21 | 444.13 | 11547.34 | 3387.03 | 14490.24 | 190.84 | 0 | 0 | 2398.5 | 2214 | 2214 | 61.5 | 6857.25 | 276.15 | 5.17 | -65.38 | 2.73 | 20 | 54.72 | 0 | 0.5 | 0.1 | 0.5 | 0.5 | 0 | 0 | 0 | 0 | 0 | 0 | 0 | 0 | 0 | 0 | 0 | 0 | 0 | 0 | 0 | 0 | 0
7134 | 2.3 | 1411.34 | 660 | 131.35 | 2202.69 | 740.21 | 444.13 | 11547.34 | 3387.03 | 14490.24 | 190.84 | 0 | 0 | 2398.5 | 2214 | 2214 | 61.5 | 6857.25 | 276.33 | 5.35 | -65.18 | 2.93 | 20 | 54.05 | 0 | 0.5 | 0.1 | 0.5 | 0.5 | 0 | 0 | 0 | 0 | 0 | 0 | 0 | 0 | 0 | 0 | 0 | 0 | 0 | 0 | 0 | 0 | 0
7135 | 2.2 | 1411.34 | 660 | 131.35 | 2202.69 | 740.21 | 444.13 | 11547.34 | 3387.03 | 14490.24 | 190.84 | 0 | 0 | 2398.5 | 2214 | 2214 | 61.5 | 6857.25 | 276.24 | 5.26 | -65.28 | 2.83 | 20 | 54.39 | 0 | 0.5 | 0.1 | 0.5 | 0.5 | 0 | 0 | 0 | 0 | 0 | 0 | 0 | 0 | 0 | 0 | 0 | 0 | 0 | 0 | 0 | 0 | 0
7136 | 2.8 | 1411.34 | 660 | 131.35 | 2202.69 | 740.21 | 177.65 | 11280.86 | 3120.55 | 14223.76 | 190.84 | 4360.62 | 339.61 | 959.4 | 4428 | 4428 | 24.6 | 9827.7 | 298.42 | 8.37 | -65.4 | 3.97 | 20 | 40.1 | 0 | 0.2 | 0.2 | 1 | 0.2 | 0 | 2019.12 | 0 | 1861.83 | 0 | 336 | 0 | 143.68 | 0 | 150.01 | 0 | 103.87 | 0 | 16.41 | 0 | 8.02 | 61.3
7137 | 6.8 | 1411.34 | 660 | 131.35 | 2202.69 | 740.21 | 177.65 | 11280.86 | 3120.55 | 14223.76 | 190.84 | 51531.48 | 3695.23 | 959.4 | 4428 | 4428 | 24.6 | 9827.7 | 316.69 | 26.64 | -57.95 | 11.42 | 23.9 | 0 | 0 | 0.2 | 0.2 | 1 | 0.2 | 0 | 18012.62 | 0 | 26505.59 | 0 | 4912.52 | 0 | 2100.75 | 0 | 1338.26 | 0 | 1478.78 | 0 | 239.99 | 0 | 117.2 | 521.01
7138 | 8.3 | 1411.34 | 660 | 131.35 | 2202.69 | 740.21 | 177.65 | 11280.86 | 3120.55 | 14223.76 | 190.84 | 24806.52 | 3732.02 | 959.4 | 4428 | 4428 | 24.6 | 9827.7 | 310.47 | 20.42 | -58.32 | 11.05 | 20.42 | 0 | 0 | 0.2 | 0.2 | 1 | 0.2 | 0 | 5446.79 | 0 | 12672.27 | 0 | 4684.3 | 0 | 2003.16 | 0 | 809.34 | 0 | 1414 | 0 | 457.67 | 0 | 223.52 | 827.48
7139 | 9.5 | 1411.34 | 660 | 131.35 | 2202.69 | 740.21 | 177.65 | 11280.86 | 3120.55 | 14223.76 | 190.84 | 82871.45 | 6052.94 | 959.4 | 4428 | 4428 | 24.6 | 9827.7 | 328.93 | 38.88 | -52.95 | 16.42 | 23.9 | 0 | 0 | 0.2 | 0.2 | 1 | 0.2 | 0 | 7937.58 | 0 | 46396.26 | 0 | 24011.8 | 0 | 4525.81 | 0 | 589.73 | 0 | 2588.5 | 0 | 1173.02 | 0 | 252.5 | 1449.19
7140 | 10.3 | 1411.34 | 660 | 131.35 | 2202.69 | 740.21 | 177.65 | 11280.86 | 3120.55 | 14223.76 | 190.84 | 46277.18 | 6542.72 | 959.4 | 4428 | 4428 | 24.6 | 9827.7 | 319.32 | 29.27 | -54.67 | 14.71 | 23.9 | 0 | 0 | 0.2 | 0.2 | 1 | 0.2 | 0 | 5021.99 | 0 | 17419.33 | 0 | 20972.45 | 0 | 2863.41 | 0 | 746.22 | 0 | 1943.69 | 0 | 2049.09 | 0 | 319.51 | 1484.22
7141 | 10.8 | 1411.34 | 660 | 131.35 | 2202.69 | 740.21 | 177.65 | 11280.86 | 3120.55 | 14223.76 | 190.84 | 51316.08 | 7031.7 | 959.4 | 4428 | 4428 | 24.6 | 9827.7 | 321.37 | 31.32 | -53.79 | 15.59 | 23.9 | 0 | 0 | 0.2 | 0.2 | 1 | 0.2 | 0 | 5284.95 | 0 | 14487.17 | 0 | 28530.61 | 0 | 3013.35 | 0 | 785.3 | 0 | 1616.51 | 0 | 2787.55 | 0 | 336.24 | 1506.11
7142 | 10.9 | 1411.34 | 660 | 131.35 | 2202.69 | 740.21 | 177.65 | 11280.86 | 3120.55 | 14223.76 | 190.84 | 66654.34 | 8614.07 | 959.4 | 4428 | 4428 | 24.6 | 9827.7 | 326.37 | 36.32 | -52.52 | 16.86 | 23.9 | 0 | 0 | 0.2 | 0.2 | 1 | 0.2 | 0 | 4431.36 | 0 | 14360.12 | 0 | 45336.21 | 0 | 2526.65 | 0 | 658.46 | 0 | 1602.33 | 0 | 4429.52 | 0 | 281.93 | 1641.83
7143 | 11.3 | 1411.34 | 660 | 131.35 | 2202.69 | 740.21 | 177.65 | 11280.86 | 3120.55 | 14223.76 | 190.84 | 32240.82 | 4380.32 | 959.4 | 4428 | 4428 | 24.6 | 9827.7 | 315.52 | 25.48 | -54.8 | 14.57 | 23.9 | 0 | 0 | 0.2 | 0.2 | 1 | 0.2 | 0 | 4323.87 | 0 | 4709.26 | 0 | 20742.32 | 0 | 2465.37 | 0 | 642.49 | 0 | 525.47 | 0 | 2026.6 | 0 | 275.09 | 910.67
7144 | 10.8 | 1411.34 | 660 | 131.35 | 2202.69 | 740.21 | 177.65 | 11280.86 | 3120.55 | 14223.76 | 190.84 | 52298.43 | 6238.76 | 959.4 | 4428 | 4428 | 24.6 | 9827.7 | 321.43 | 31.38 | -53.78 | 15.6 | 23.9 | 0 | 0 | 0.2 | 0.2 | 1 | 0.2 | 0 | 2980.39 | 0 | 3104.42 | 0 | 44514.28 | 0 | 1699.34 | 0 | 442.86 | 0 | 346.4 | 0 | 4349.21 | 0 | 189.62 | 910.67
7145 | 9.2 | 1411.34 | 660 | 131.35 | 2202.69 | 740.21 | 177.65 | 11280.86 | 3120.55 | 14223.76 | 190.84 | 16467.09 | 2016.89 | 959.4 | 4428 | 4428 | 24.6 | 9827.7 | 308.36 | 18.31 | -58.13 | 11.24 | 20 | 5.81 | 0 | 0.2 | 0.2 | 1 | 0.2 | 0 | 1576.53 | 0 | 898.9 | 0 | 12409.87 | 0 | 1581.79 | 0 | 234.26 | 0 | 100.3 | 0 | 1212.49 | 0 | 176.5 | 293.34
7146 | 6.2 | 1411.34 | 660 | 131.35 | 2202.69 | 740.21 | 444.13 | 11547.34 | 3387.03 | 14490.24 | 190.84 | 523.38 | 43.73 | 2398.5 | 11070 | 11070 | 61.5 | 24569.25 | 284.86 | 13.89 | -60.09 | 8.03 | 20 | 22.56 | 0 | 0.5 | 0.5 | 1 | 0.5 | 0 | 150.67 | 0 | 85.91 | 0 | 200.89 | 0 | 85.91 | 0 | 11.19 | 0 | 4.79 | 0 | 9.81 | 0 | 4.79 | 13.13
7147 | 4.5 | 1411.34 | 660 | 131.35 | 2202.69 | 740.21 | 444.13 | 11547.34 | 3387.03 | 14490.24 | 190.84 | 0 | 0 | 2398.5 | 11070 | 11070 | 61.5 | 24569.25 | 283.15 | 12.17 | -61.8 | 6.31 | 20 | 28.88 | 0 | 0.5 | 0.5 | 1 | 0.5 | 0 | 0 | 0 | 0 | 0 | 0 | 0 | 0 | 0 | 0 | 0 | 0 | 0 | 0 | 0 | 0 | 0
7148 | 3.4 | 1411.34 | 660 | 131.35 | 2202.69 | 740.21 | 444.13 | 11547.34 | 3387.03 | 14490.24 | 190.84 | 0 | 0 | 2398.5 | 11070 | 11070 | 61.5 | 24569.25 | 282.14 | 11.16 | -62.89 | 5.22 | 20 | 32.61 | 0 | 0.5 | 0.5 | 1 | 0.5 | 0 | 0 | 0 | 0 | 0 | 0 | 0 | 0 | 0 | 0 | 0 | 0 | 0 | 0 | 0 | 0 | 0
7149 | 2.5 | 1411.34 | 660 | 131.35 | 2202.69 | 740.21 | 444.13 | 11547.34 | 3387.03 | 14490.24 | 190.84 | 0 | 0 | 2398.5 | 11070 | 11070 | 61.5 | 24569.25 | 281.31 | 10.34 | -63.78 | 4.34 | 20 | 35.66 | 0 | 0.5 | 0.5 | 1 | 0.5 | 0 | 0 | 0 | 0 | 0 | 0 | 0 | 0 | 0 | 0 | 0 | 0 | 0 | 0 | 0 | 0 | 0
7150 | 1.6 | 1411.34 | 660 | 131.35 | 2202.69 | 740.21 | 444.13 | 11547.34 | 3387.03 | 14490.24 | 190.84 | 0 | 0 | 2398.5 | 11070 | 11070 | 61.5 | 24569.25 | 280.49 | 9.51 | -64.67 | 3.45 | 20 | 38.71 | 0 | 0.5 | 0.5 | 1 | 0.5 | 0 | 0 | 0 | 0 | 0 | 0 | 0 | 0 | 0 | 0 | 0 | 0 | 0 | 0 | 0 | 0 | 0
7151 | 1.2 | 1411.34 | 660 | 131.35 | 2202.69 | 740.21 | 444.13 | 11547.34 | 3387.03 | 14490.24 | 190.84 | 0 | 0 | 2398.5 | 11070 | 11070 | 61.5 | 24569.25 | 280.12 | 9.14 | -65.06 | 3.05 | 20 | 40.06 | 0 | 0.5 | 0.5 | 1 | 0.5 | 0 | 0 | 0 | 0 | 0 | 0 | 0 | 0 | 0 | 0 | 0 | 0 | 0 | 0 | 0 | 0 | 0
7152 | 0.6 | 1411.34 | 660 | 131.35 | 2202.69 | 740.21 | 444.13 | 11547.34 | 3387.03 | 14490.24 | 190.84 | 0 | 0 | 2398.5 | 11070 | 11070 | 61.5 | 24569.25 | 279.57 | 8.59 | -65.65 | 2.46 | 20 | 42.09 | 0 | 0.5 | 0.5 | 1 | 0.5 | 0 | 0 | 0 | 0 | 0 | 0 | 0 | 0 | 0 | 0 | 0 | 0 | 0 | 0 | 0 | 0 | 0
7153 | 0.1 | 1411.34 | 660 | 131.35 | 2202.69 | 740.21 | 444.13 | 11547.34 | 3387.03 | 14490.24 | 190.84 | 0 | 0 | 2398.5 | 2214 | 2214 | 61.5 | 6857.25 | 274.31 | 3.34 | -67.35 | 0.76 | 20 | 61.5 | 0 | 0.5 | 0.1 | 0.5 | 0.5 | 0 | 0 | 0 | 0 | 0 | 0 | 0 | 0 | 0 | 0 | 0 | 0 | 0 | 0 | 0 | 0 | 0
7154 | 0.1 | 1411.34 | 660 | 131.35 | 2202.69 | 740.21 | 444.13 | 11547.34 | 3387.03 | 14490.24 | 190.84 | 0 | 0 | 2398.5 | 2214 | 2214 | 61.5 | 6857.25 | 274.31 | 3.34 | -67.35 | 0.76 | 20 | 61.5 | 0 | 0.5 | 0.1 | 0.5 | 0.5 | 0 | 0 | 0 | 0 | 0 | 0 | 0 | 0 | 0 | 0 | 0 | 0 | 0 | 0 | 0 | 0 | 0
7155 | 0.5 | 1411.34 | 660 | 131.35 | 2202.69 | 740.21 | 444.13 | 11547.34 | 3387.03 | 14490.24 | 190.84 | 0 | 0 | 2398.5 | 2214 | 2214 | 61.5 | 6857.25 | 274.68 | 3.7 | -66.96 | 1.16 | 20 | 60.14 | 0 | 0.5 | 0.1 | 0.5 | 0.5 | 0 | 0 | 0 | 0 | 0 | 0 | 0 | 0 | 0 | 0 | 0 | 0 | 0 | 0 | 0 | 0 | 0
7156 | 0 | 1411.34 | 660 | 131.35 | 2202.69 | 740.21 | 444.13 | 11547.34 | 3387.03 | 14490.24 | 190.84 | 0 | 0 | 2398.5 | 2214 | 2214 | 61.5 | 6857.25 | 274.22 | 3.24 | -67.45 | 0.66 | 20 | 61.84 | 0 | 0.5 | 0.1 | 0.5 | 0.5 | 0 | 0 | 0 | 0 | 0 | 0 | 0 | 0 | 0 | 0 | 0 | 0 | 0 | 0 | 0 | 0 | 0
7157 | 0.7 | 1411.34 | 660 | 131.35 | 2202.69 | 740.21 | 444.13 | 11547.34 | 3387.03 | 14490.24 | 190.84 | 0 | 0 | 2398.5 | 2214 | 2214 | 61.5 | 6857.25 | 274.86 | 3.89 | -66.76 | 1.35 | 20 | 59.47 | 0 | 0.5 | 0.1 | 0.5 | 0.5 | 0 | 0 | 0 | 0 | 0 | 0 | 0 | 0 | 0 | 0 | 0 | 0 | 0 | 0 | 0 | 0 | 0
7158 | 1.2 | 1411.34 | 660 | 131.35 | 2202.69 | 740.21 | 444.13 | 11547.34 | 3387.03 | 14490.24 | 190.84 | 0 | 0 | 2398.5 | 2214 | 2214 | 61.5 | 6857.25 | 275.32 | 4.34 | -66.27 | 1.85 | 20 | 57.77 | 0 | 0.5 | 0.1 | 0.5 | 0.5 | 0 | 0 | 0 | 0 | 0 | 0 | 0 | 0 | 0 | 0 | 0 | 0 | 0 | 0 | 0 | 0 | 0
7159 | 2.9 | 1411.34 | 660 | 131.35 | 2202.69 | 740.21 | 444.13 | 11547.34 | 3387.03 | 14490.24 | 190.84 | 0 | 0 | 2398.5 | 2214 | 2214 | 61.5 | 6857.25 | 276.88 | 5.91 | -64.59 | 3.52 | 20 | 52.02 | 0 | 0.5 | 0.1 | 0.5 | 0.5 | 0 | 0 | 0 | 0 | 0 | 0 | 0 | 0 | 0 | 0 | 0 | 0 | 0 | 0 | 0 | 0 | 0
7160 | 5.8 | 1411.34 | 660 | 131.35 | 2202.69 | 740.21 | 177.65 | 11280.86 | 3120.55 | 14223.76 | 190.84 | 3169.25 | 249.98 | 959.4 | 4428 | 4428 | 24.6 | 9827.7 | 300.76 | 10.71 | -62.53 | 6.84 | 20 | 32.02 | 0 | 0.2 | 0.2 | 1 | 0.2 | 0 | 1450.4 | 0 | 1341.78 | 0 | 264.12 | 0 | 112.95 | 0 | 107.76 | 0 | 74.86 | 0 | 12.9 | 0 | 6.3 | 48.16
7161 | 7.1 | 1411.34 | 660 | 131.35 | 2202.69 | 740.21 | 177.65 | 11280.86 | 3120.55 | 14223.76 | 190.84 | 23572.85 | 1674.99 | 959.4 | 4428 | 4428 | 24.6 | 9827.7 | 308.27 | 18.22 | -59.74 | 9.64 | 20 | 6.13 | 0 | 0.2 | 0.2 | 1 | 0.2 | 0 | 8032.41 | 0 | 11252.64 | 0 | 3003.43 | 0 | 1284.36 | 0 | 596.77 | 0 | 627.8 | 0 | 146.72 | 0 | 71.66 | 232.05
7162 | 8.3 | 1411.34 | 660 | 131.35 | 2202.69 | 740.21 | 177.65 | 11280.86 | 3120.55 | 14223.76 | 190.84 | 25372.44 | 1969.88 | 959.4 | 4428 | 4428 | 24.6 | 9827.7 | 309.96 | 19.91 | -58.41 | 10.97 | 20 | 0.29 | 0 | 0.2 | 0.2 | 1 | 0.2 | 0 | 6195.19 | 0 | 9653.25 | 0 | 6671.19 | 0 | 2852.81 | 0 | 460.28 | 0 | 538.57 | 0 | 325.9 | 0 | 159.16 | 485.98
7163 | 9.2 | 1411.34 | 660 | 131.35 | 2202.69 | 740.21 | 177.65 | 11280.86 | 3120.55 | 14223.76 | 190.84 | 51245.04 | 3854.13 | 959.4 | 4428 | 4428 | 24.6 | 9827.7 | 318.83 | 28.78 | -55.59 | 13.78 | 23.9 | 0 | 0 | 0.2 | 0.2 | 1 | 0.2 | 0 | 8735.17 | 0 | 20726.72 | 0 | 16802.57 | 0 | 4980.58 | 0 | 648.98 | 0 | 1156.37 | 0 | 820.84 | 0 | 277.87 | 950.07
7164 | 9.7 | 1411.34 | 660 | 131.35 | 2202.69 | 740.21 | 177.65 | 11280.86 | 3120.55 | 14223.76 | 190.84 | 17298.66 | 2712.3 | 959.4 | 4428 | 4428 | 24.6 | 9827.7 | 309.26 | 19.21 | -57.53 | 11.84 | 20 | 2.73 | 0 | 0.2 | 0.2 | 1 | 0.2 | 0 | 4008.46 | 0 | 3984.43 | 0 | 7020.24 | 0 | 2285.53 | 0 | 595.62 | 0 | 444.59 | 0 | 685.9 | 0 | 255.02 | 731.16
7165 | 9.7 | 1411.34 | 660 | 131.35 | 2202.69 | 740.21 | 177.65 | 11280.86 | 3120.55 | 14223.76 | 190.84 | 36003.46 | 2808.07 | 959.4 | 4428 | 4428 | 24.6 | 9827.7 | 314.56 | 24.51 | -56.23 | 13.14 | 23.9 | 0 | 0 | 0.2 | 0.2 | 1 | 0.2 | 0 | 8380.63 | 0 | 7174.76 | 0 | 15669.64 | 0 | 4778.43 | 0 | 622.64 | 0 | 400.29 | 0 | 765.49 | 0 | 266.59 | 753.05
7166 | 9.6 | 1411.34 | 660 | 131.35 | 2202.69 | 740.21 | 177.65 | 11280.86 | 3120.55 | 14223.76 | 190.84 | 21593.5 | 3193.46 | 959.4 | 4428 | 4428 | 24.6 | 9827.7 | 310.55 | 20.5 | -57.3 | 12.07 | 20.5 | 0 | 0 | 0.2 | 0.2 | 1 | 0.2 | 0 | 4231.04 | 0 | 4005.08 | 0 | 10944.95 | 0 | 2412.44 | 0 | 628.7 | 0 | 446.89 | 0 | 1069.36 | 0 | 269.18 | 779.32
7167 | 9.2 | 1411.34 | 660 | 131.35 | 2202.69 | 740.21 | 177.65 | 11280.86 | 3120.55 | 14223.76 | 190.84 | 20735.63 | 1664.3 | 959.4 | 4428 | 4428 | 24.6 | 9827.7 | 309.37 | 19.32 | -57.86 | 11.51 | 20 | 2.36 | 0 | 0.2 | 0.2 | 1 | 0.2 | 0 | 5575.91 | 0 | 3357.99 | 0 | 8622.48 | 0 | 3179.25 | 0 | 414.27 | 0 | 187.35 | 0 | 421.22 | 0 | 177.37 | 464.09
7168 | 8.7 | 1411.34 | 660 | 131.35 | 2202.69 | 740.21 | 177.65 | 11280.86 | 3120.55 | 14223.76 | 190.84 | 16694.15 | 1324.06 | 959.4 | 4428 | 4428 | 24.6 | 9827.7 | 307.62 | 17.57 | -58.66 | 10.72 | 20 | 8.37 | 0 | 0.2 | 0.2 | 1 | 0.2 | 0 | 4339.22 | 0 | 2529.83 | 0 | 7350.98 | 0 | 2474.12 | 0 | 322.39 | 0 | 141.14 | 0 | 359.11 | 0 | 138.03 | 363.39
7169 | 8.5 | 1411.34 | 660 | 131.35 | 2202.69 | 740.21 | 177.65 | 11280.86 | 3120.55 | 14223.76 | 190.84 | 4906.72 | 391.96 | 959.4 | 4428 | 4428 | 24.6 | 9827.7 | 303.75 | 13.7 | -59.74 | 9.64 | 20 | 21.71 | 0 | 0.2 | 0.2 | 1 | 0.2 | 0 | 1277.17 | 0 | 728.21 | 0 | 2144.42 | 0 | 756.93 | 0 | 94.89 | 0 | 40.63 | 0 | 104.76 | 0 | 42.23 | 109.46
7170 | 8.2 | 1411.34 | 660 | 131.35 | 2202.69 | 740.21 | 444.13 | 11547.34 | 3387.03 | 14490.24 | 190.84 | 0 | 0 | 2398.5 | 11070 | 11070 | 61.5 | 24569.25 | 286.55 | 15.57 | -58.15 | 9.96 | 20 | 16.35 | 0 | 0.5 | 0.5 | 1 | 0.5 | 0 | 0 | 0 | 0 | 0 | 0 | 0 | 0 | 0 | 0 | 0 | 0 | 0 | 0 | 0 | 0 | 0
7171 | 8.3 | 1411.34 | 660 | 131.35 | 2202.69 | 740.21 | 444.13 | 11547.34 | 3387.03 | 14490.24 | 190.84 | 0 | 0 | 2398.5 | 11070 | 11070 | 61.5 | 24569.25 | 286.64 | 15.66 | -58.05 | 10.06 | 20 | 16.01 | 0 | 0.5 | 0.5 | 1 | 0.5 | 0 | 0 | 0 | 0 | 0 | 0 | 0 | 0 | 0 | 0 | 0 | 0 | 0 | 0 | 0 | 0 | 0
7172 | 8.5 | 1411.34 | 660 | 131.35 | 2202.69 | 740.21 | 444.13 | 11547.34 | 3387.03 | 14490.24 | 190.84 | 0 | 0 | 2398.5 | 11070 | 11070 | 61.5 | 24569.25 | 286.82 | 15.84 | -57.86 | 10.26 | 20 | 15.34 | 0 | 0.5 | 0.5 | 1 | 0.5 | 0 | 0 | 0 | 0 | 0 | 0 | 0 | 0 | 0 | 0 | 0 | 0 | 0 | 0 | 0 | 0 | 0
7173 | 7.8 | 1411.34 | 660 | 131.35 | 2202.69 | 740.21 | 444.13 | 11547.34 | 3387.03 | 14490.24 | 190.84 | 0 | 0 | 2398.5 | 11070 | 11070 | 61.5 | 24569.25 | 286.18 | 15.2 | -58.55 | 9.57 | 20 | 17.71 | 0 | 0.5 | 0.5 | 1 | 0.5 | 0 | 0 | 0 | 0 | 0 | 0 | 0 | 0 | 0 | 0 | 0 | 0 | 0 | 0 | 0 | 0 | 0
7174 | 7.9 | 1411.34 | 660 | 131.35 | 2202.69 | 740.21 | 444.13 | 11547.34 | 3387.03 | 14490.24 | 190.84 | 0 | 0 | 2398.5 | 11070 | 11070 | 61.5 | 24569.25 | 286.27 | 15.29 | -58.45 | 9.67 | 20 | 17.37 | 0 | 0.5 | 0.5 | 1 | 0.5 | 0 | 0 | 0 | 0 | 0 | 0 | 0 | 0 | 0 | 0 | 0 | 0 | 0 | 0 | 0 | 0 | 0
7175 | 7.6 | 1411.34 | 660 | 131.35 | 2202.69 | 740.21 | 444.13 | 11547.34 | 3387.03 | 14490.24 | 190.84 | 0 | 0 | 2398.5 | 11070 | 11070 | 61.5 | 24569.25 | 285.99 | 15.02 | -58.75 | 9.37 | 20 | 18.38 | 0 | 0.5 | 0.5 | 1 | 0.5 | 0 | 0 | 0 | 0 | 0 | 0 | 0 | 0 | 0 | 0 | 0 | 0 | 0 | 0 | 0 | 0 | 0
7176 | 6.7 | 1411.34 | 660 | 131.35 | 2202.69 | 740.21 | 444.13 | 11547.34 | 3387.03 | 14490.24 | 190.84 | 0 | 0 | 2398.5 | 11070 | 11070 | 61.5 | 24569.25 | 285.17 | 14.19 | -59.63 | 8.48 | 20 | 21.43 | 0 | 0.5 | 0.5 | 1 | 0.5 | 0 | 0 | 0 | 0 | 0 | 0 | 0 | 0 | 0 | 0 | 0 | 0 | 0 | 0 | 0 | 0 | 0
7177 | 6.7 | 1411.34 | 660 | 131.35 | 2202.69 | 740.21 | 444.13 | 11547.34 | 3387.03 | 14490.24 | 190.84 | 0 | 0 | 2398.5 | 2214 | 2214 | 61.5 | 6857.25 | 280.37 | 9.39 | -60.84 | 7.27 | 20 | 39.14 | 0 | 0.5 | 0.1 | 0.5 | 0.5 | 0 | 0 | 0 | 0 | 0 | 0 | 0 | 0 | 0 | 0 | 0 | 0 | 0 | 0 | 0 | 0 | 0
7178 | 6.7 | 1411.34 | 660 | 131.35 | 2202.69 | 740.21 | 444.13 | 11547.34 | 3387.03 | 14490.24 | 190.84 | 0 | 0 | 2398.5 | 2214 | 2214 | 61.5 | 6857.25 | 280.37 | 9.39 | -60.84 | 7.27 | 20 | 39.14 | 0 | 0.5 | 0.1 | 0.5 | 0.5 | 0 | 0 | 0 | 0 | 0 | 0 | 0 | 0 | 0 | 0 | 0 | 0 | 0 | 0 | 0 | 0 | 0
7179 | 6.8 | 1411.34 | 660 | 131.35 | 2202.69 | 740.21 | 444.13 | 11547.34 | 3387.03 | 14490.24 | 190.84 | 0 | 0 | 2398.5 | 2214 | 2214 | 61.5 | 6857.25 | 280.46 | 9.48 | -60.74 | 7.37 | 20 | 38.81 | 0 | 0.5 | 0.1 | 0.5 | 0.5 | 0 | 0 | 0 | 0 | 0 | 0 | 0 | 0 | 0 | 0 | 0 | 0 | 0 | 0 | 0 | 0 | 0
7180 | 6.9 | 1411.34 | 660 | 131.35 | 2202.69 | 740.21 | 444.13 | 11547.34 | 3387.03 | 14490.24 | 190.84 | 0 | 0 | 2398.5 | 2214 | 2214 | 61.5 | 6857.25 | 280.55 | 9.58 | -60.64 | 7.47 | 20 | 38.47 | 0 | 0.5 | 0.1 | 0.5 | 0.5 | 0 | 0 | 0 | 0 | 0 | 0 | 0 | 0 | 0 | 0 | 0 | 0 | 0 | 0 | 0 | 0 | 0
7181 | 7.1 | 1411.34 | 660 | 131.35 | 2202.69 | 740.21 | 444.13 | 11547.34 | 3387.03 | 14490.24 | 190.84 | 0 | 0 | 2398.5 | 2214 | 2214 | 61.5 | 6857.25 | 280.74 | 9.76 | -60.45 | 7.67 | 20 | 37.79 | 0 | 0.5 | 0.1 | 0.5 | 0.5 | 0 | 0 | 0 | 0 | 0 | 0 | 0 | 0 | 0 | 0 | 0 | 0 | 0 | 0 | 0 | 0 | 0
7182 | 7.6 | 1411.34 | 660 | 131.35 | 2202.69 | 740.21 | 444.13 | 11547.34 | 3387.03 | 14490.24 | 190.84 | 0 | 0 | 2398.5 | 2214 | 2214 | 61.5 | 6857.25 | 281.2 | 10.22 | -59.95 | 8.16 | 20 | 36.1 | 0 | 0.5 | 0.1 | 0.5 | 0.5 | 0 | 0 | 0 | 0 | 0 | 0 | 0 | 0 | 0 | 0 | 0 | 0 | 0 | 0 | 0 | 0 | 0
7183 | 8 | 1411.34 | 660 | 131.35 | 2202.69 | 740.21 | 444.13 | 11547.34 | 3387.03 | 14490.24 | 190.84 | 0 | 0 | 2398.5 | 2214 | 2214 | 61.5 | 6857.25 | 281.56 | 10.59 | -59.56 | 8.56 | 20 | 34.74 | 0 | 0.5 | 0.1 | 0.5 | 0.5 | 0 | 0 | 0 | 0 | 0 | 0 | 0 | 0 | 0 | 0 | 0 | 0 | 0 | 0 | 0 | 0 | 0
7184 | 8.3 | 1411.34 | 660 | 131.35 | 2202.69 | 740.21 | 444.13 | 11547.34 | 3387.03 | 14490.24 | 190.84 | 0 | 0 | 2398.5 | 11070 | 11070 | 61.5 | 24569.25 | 286.64 | 15.66 | -58.05 | 10.06 | 20 | 16.01 | 0 | 0.5 | 0.5 | 1 | 0.5 | 0 | 0 | 0 | 0 | 0 | 0 | 0 | 0 | 0 | 0 | 0 | 0 | 0 | 0 | 0 | 0 | 0
7185 | 8.5 | 1411.34 | 660 | 131.35 | 2202.69 | 740.21 | 444.13 | 11547.34 | 3387.03 | 14490.24 | 190.84 | 1995.91 | 164.98 | 2398.5 | 11070 | 11070 | 61.5 | 24569.25 | 287.41 | 16.43 | -57.71 | 10.41 | 20 | 13.17 | 0 | 0.5 | 0.5 | 1 | 0.5 | 0 | 577.37 | 0 | 344.84 | 0 | 752.09 | 0 | 321.62 | 0 | 42.9 | 0 | 19.24 | 0 | 36.74 | 0 | 17.94 | 48.16
7186 | 8.8 | 1411.34 | 660 | 131.35 | 2202.69 | 740.21 | 444.13 | 11547.34 | 3387.03 | 14490.24 | 190.84 | 6001.48 | 495.3 | 2398.5 | 11070 | 11070 | 61.5 | 24569.25 | 288.86 | 17.88 | -57.12 | 11 | 20 | 7.82 | 0 | 0.5 | 0.5 | 1 | 0.5 | 0 | 1717.3 | 0 | 1035.34 | 0 | 2275.68 | 0 | 973.15 | 0 | 127.59 | 0 | 57.76 | 0 | 111.17 | 0 | 54.29 | 144.48
7187 | 9.2 | 1411.34 | 660 | 131.35 | 2202.69 | 740.21 | 444.13 | 11547.34 | 3387.03 | 14490.24 | 190.84 | 7979.29 | 658.72 | 2398.5 | 11070 | 11070 | 61.5 | 24569.25 | 289.8 | 18.83 | -56.58 | 11.54 | 20 | 4.33 | 0 | 0.5 | 0.5 | 1 | 0.5 | 0 | 2274.53 | 0 | 1355.58 | 0 | 3052.3 | 0 | 1296.88 | 0 | 168.99 | 0 | 75.63 | 0 | 149.11 | 0 | 72.35 | 192.64
7188 | 10 | 1411.34 | 660 | 131.35 | 2202.69 | 740.21 | 444.13 | 11547.34 | 3387.03 | 14490.24 | 190.84 | 15459.44 | 1265.35 | 2398.5 | 11070 | 11070 | 61.5 | 24569.25 | 292.73 | 21.75 | -55.24 | 12.88 | 21.75 | 0 | 0 | 0.5 | 0.5 | 1 | 0.5 | 0 | 4369.62 | 0 | 2632.43 | 0 | 5965.95 | 0 | 2491.45 | 0 | 324.64 | 0 | 146.87 | 0 | 291.45 | 0 | 139 | 363.39
7189 | 10.5 | 1411.34 | 660 | 131.35 | 2202.69 | 740.21 | 444.13 | 11547.34 | 3387.03 | 14490.24 | 190.84 | 25699.49 | 2060.79 | 2398.5 | 11070 | 11070 | 61.5 | 24569.25 | 296.23 | 25.26 | -53.99 | 14.12 | 23.9 | 0 | 0 | 0.5 | 0.5 | 1 | 0.5 | 0 | 6797.5 | 0 | 4600.66 | 0 | 10425.58 | 0 | 3875.77 | 0 | 505.02 | 0 | 256.68 | 0 | 509.31 | 0 | 216.23 | 573.55
7190 | 10.5 | 1411.34 | 660 | 131.35 | 2202.69 | 740.21 | 444.13 | 11547.34 | 3387.03 | 14490.24 | 190.84 | 8362.6 | 1363.71 | 2398.5 | 11070 | 11070 | 61.5 | 24569.25 | 291.41 | 20.43 | -55.22 | 12.89 | 20.43 | 0 | 0 | 0.5 | 0.5 | 1 | 0.5 | 0 | 2342.26 | 0 | 1387.8 | 0 | 3297.04 | 0 | 1335.5 | 0 | 348.04 | 0 | 154.85 | 0 | 322.13 | 0 | 149.02 | 389.66
7191 | 10.3 | 1411.34 | 660 | 131.35 | 2202.69 | 740.21 | 444.13 | 11547.34 | 3387.03 | 14490.24 | 190.84 | 9765.42 | 800.81 | 2398.5 | 11070 | 11070 | 61.5 | 24569.25 | 291.35 | 20.37 | -55.36 | 12.75 | 20.37 | 0 | 0 | 0.5 | 0.5 | 1 | 0.5 | 0 | 2742.85 | 0 | 1595.1 | 0 | 3863.55 | 0 | 1563.91 | 0 | 203.78 | 0 | 88.99 | 0 | 188.74 | 0 | 87.25 | 232.05
7192 | 9.9 | 1411.34 | 660 | 131.35 | 2202.69 | 740.21 | 444.13 | 11547.34 | 3387.03 | 14490.24 | 190.84 | 5096.48 | 419.28 | 2398.5 | 11070 | 11070 | 61.5 | 24569.25 | 289.61 | 18.64 | -56.1 | 12.02 | 20 | 5.04 | 0 | 0.5 | 0.5 | 1 | 0.5 | 0 | 1429.41 | 0 | 819.64 | 0 | 2032.42 | 0 | 815.01 | 0 | 106.2 | 0 | 45.73 | 0 | 99.29 | 0 | 45.47 | 122.59
7193 | 9.8 | 1411.34 | 660 | 131.35 | 2202.69 | 740.21 | 444.13 | 11547.34 | 3387.03 | 14490.24 | 190.84 | 2024.5 | 165.59 | 2398.5 | 11070 | 11070 | 61.5 | 24569.25 | 288.61 | 17.63 | -56.42 | 11.69 | 20 | 8.74 | 0 | 0.5 | 0.5 | 1 | 0.5 | 0 | 554.16 | 0 | 315.97 | 0 | 832.42 | 0 | 321.94 | 0 | 41.17 | 0 | 17.63 | 0 | 40.67 | 0 | 17.96 | 48.16
7194 | 9.7 | 1411.34 | 660 | 131.35 | 2202.69 | 740.21 | 444.13 | 11547.34 | 3387.03 | 14490.24 | 190.84 | 0 | 0 | 2398.5 | 11070 | 11070 | 61.5 | 24569.25 | 287.92 | 16.95 | -56.67 | 11.44 | 20 | 11.27 | 0 | 0.5 | 0.5 | 1 | 0.5 | 0 | 0 | 0 | 0 | 0 | 0 | 0 | 0 | 0 | 0 | 0 | 0 | 0 | 0 | 0 | 0 | 0
7195 | 9.8 | 1411.34 | 660 | 131.35 | 2202.69 | 740.21 | 444.13 | 11547.34 | 3387.03 | 14490.24 | 190.84 | 0 | 0 | 2398.5 | 11070 | 11070 | 61.5 | 24569.25 | 288.01 | 17.04 | -56.57 | 11.54 | 20 | 10.93 | 0 | 0.5 | 0.5 | 1 | 0.5 | 0 | 0 | 0 | 0 | 0 | 0 | 0 | 0 | 0 | 0 | 0 | 0 | 0 | 0 | 0 | 0 | 0
7196 | 9.7 | 1411.34 | 660 | 131.35 | 2202.69 | 740.21 | 444.13 | 11547.34 | 3387.03 | 14490.24 | 190.84 | 0 | 0 | 2398.5 | 11070 | 11070 | 61.5 | 24569.25 | 287.92 | 16.95 | -56.67 | 11.44 | 20 | 11.27 | 0 | 0.5 | 0.5 | 1 | 0.5 | 0 | 0 | 0 | 0 | 0 | 0 | 0 | 0 | 0 | 0 | 0 | 0 | 0 | 0 | 0 | 0 | 0
7197 | 9.4 | 1411.34 | 660 | 131.35 | 2202.69 | 740.21 | 444.13 | 11547.34 | 3387.03 | 14490.24 | 190.84 | 0 | 0 | 2398.5 | 11070 | 11070 | 61.5 | 24569.25 | 287.65 | 16.67 | -56.97 | 11.15 | 20 | 12.29 | 0 | 0.5 | 0.5 | 1 | 0.5 | 0 | 0 | 0 | 0 | 0 | 0 | 0 | 0 | 0 | 0 | 0 | 0 | 0 | 0 | 0 | 0 | 0
7198 | 9.1 | 1411.34 | 660 | 131.35 | 2202.69 | 740.21 | 444.13 | 11547.34 | 3387.03 | 14490.24 | 190.84 | 0 | 0 | 2398.5 | 11070 | 11070 | 61.5 | 24569.25 | 287.37 | 16.4 | -57.26 | 10.85 | 20 | 13.3 | 0 | 0.5 | 0.5 | 1 | 0.5 | 0 | 0 | 0 | 0 | 0 | 0 | 0 | 0 | 0 | 0 | 0 | 0 | 0 | 0 | 0 | 0 | 0
7199 | 9.3 | 1411.34 | 660 | 131.35 | 2202.69 | 740.21 | 444.13 | 11547.34 | 3387.03 | 14490.24 | 190.84 | 0 | 0 | 2398.5 | 11070 | 11070 | 61.5 | 24569.25 | 287.56 | 16.58 | -57.07 | 11.05 | 20 | 12.63 | 0 | 0.5 | 0.5 | 1 | 0.5 | 0 | 0 | 0 | 0 | 0 | 0 | 0 | 0 | 0 | 0 | 0 | 0 | 0 | 0 | 0 | 0 | 0
7200 | 9.2 | 1411.34 | 660 | 131.35 | 2202.69 | 740.21 | 444.13 | 11547.34 | 3387.03 | 14490.24 | 190.84 | 0 | 0 | 2398.5 | 11070 | 11070 | 61.5 | 24569.25 | 287.46 | 16.49 | -57.17 | 10.95 | 20 | 12.96 | 0 | 0.5 | 0.5 | 1 | 0.5 | 0 | 0 | 0 | 0 | 0 | 0 | 0 | 0 | 0 | 0 | 0 | 0 | 0 | 0 | 0 | 0 | 0
7201 | 9.1 | 1411.34 | 660 | 131.35 | 2202.69 | 740.21 | 444.13 | 11547.34 | 3387.03 | 14490.24 | 190.84 | 0 | 0 | 2398.5 | 2214 | 2214 | 61.5 | 6857.25 | 282.57 | 11.6 | -58.47 | 9.64 | 20 | 31.02 | 0 | 0.5 | 0.1 | 0.5 | 0.5 | 0 | 0 | 0 | 0 | 0 | 0 | 0 | 0 | 0 | 0 | 0 | 0 | 0 | 0 | 0 | 0 | 0
7202 | 8.9 | 1411.34 | 660 | 131.35 | 2202.69 | 740.21 | 444.13 | 11547.34 | 3387.03 | 14490.24 | 190.84 | 0 | 0 | 2398.5 | 2214 | 2214 | 61.5 | 6857.25 | 282.39 | 11.41 | -58.67 | 9.45 | 20 | 31.69 | 0 | 0.5 | 0.1 | 0.5 | 0.5 | 0 | 0 | 0 | 0 | 0 | 0 | 0 | 0 | 0 | 0 | 0 | 0 | 0 | 0 | 0 | 0 | 0
7203 | 8.9 | 1411.34 | 660 | 131.35 | 2202.69 | 740.21 | 444.13 | 11547.34 | 3387.03 | 14490.24 | 190.84 | 0 | 0 | 2398.5 | 2214 | 2214 | 61.5 | 6857.25 | 282.39 | 11.41 | -58.67 | 9.45 | 20 | 31.69 | 0 | 0.5 | 0.1 | 0.5 | 0.5 | 0 | 0 | 0 | 0 | 0 | 0 | 0 | 0 | 0 | 0 | 0 | 0 | 0 | 0 | 0 | 0 | 0
7204 | 9.2 | 1411.34 | 660 | 131.35 | 2202.69 | 740.21 | 444.13 | 11547.34 | 3387.03 | 14490.24 | 190.84 | 0 | 0 | 2398.5 | 2214 | 2214 | 61.5 | 6857.25 | 282.66 | 11.69 | -58.37 | 9.74 | 20 | 30.68 | 0 | 0.5 | 0.1 | 0.5 | 0.5 | 0 | 0 | 0 | 0 | 0 | 0 | 0 | 0 | 0 | 0 | 0 | 0 | 0 | 0 | 0 | 0 | 0
7205 | 9.6 | 1411.34 | 660 | 131.35 | 2202.69 | 740.21 | 444.13 | 11547.34 | 3387.03 | 14490.24 | 190.84 | 0 | 0 | 2398.5 | 2214 | 2214 | 61.5 | 6857.25 | 283.03 | 12.05 | -57.98 | 10.14 | 20 | 29.32 | 0 | 0.5 | 0.1 | 0.5 | 0.5 | 0 | 0 | 0 | 0 | 0 | 0 | 0 | 0 | 0 | 0 | 0 | 0 | 0 | 0 | 0 | 0 | 0
7206 | 10.2 | 1411.34 | 660 | 131.35 | 2202.69 | 740.21 | 444.13 | 11547.34 | 3387.03 | 14490.24 | 190.84 | 0 | 0 | 2398.5 | 2214 | 2214 | 61.5 | 6857.25 | 283.58 | 12.61 | -57.39 | 10.73 | 20 | 27.29 | 0 | 0.5 | 0.1 | 0.5 | 0.5 | 0 | 0 | 0 | 0 | 0 | 0 | 0 | 0 | 0 | 0 | 0 | 0 | 0 | 0 | 0 | 0 | 0
7207 | 10.3 | 1411.34 | 660 | 131.35 | 2202.69 | 740.21 | 444.13 | 11547.34 | 3387.03 | 14490.24 | 190.84 | 0 | 0 | 2398.5 | 2214 | 2214 | 61.5 | 6857.25 | 283.67 | 12.7 | -57.29 | 10.83 | 20 | 26.95 | 0 | 0.5 | 0.1 | 0.5 | 0.5 | 0 | 0 | 0 | 0 | 0 | 0 | 0 | 0 | 0 | 0 | 0 | 0 | 0 | 0 | 0 | 0 | 0
7208 | 9.8 | 1411.34 | 660 | 131.35 | 2202.69 | 740.21 | 444.13 | 11547.34 | 3387.03 | 14490.24 | 190.84 | 549.17 | 45.24 | 2398.5 | 11070 | 11070 | 61.5 | 24569.25 | 288.17 | 17.2 | -56.53 | 11.58 | 20 | 10.34 | 0 | 0.5 | 0.5 | 1 | 0.5 | 0 | 158.09 | 0 | 90.14 | 0 | 210.79 | 0 | 90.14 | 0 | 11.75 | 0 | 5.03 | 0 | 10.3 | 0 | 5.03 | 13.13
7209 | 10.1 | 1411.34 | 660 | 131.35 | 2202.69 | 740.21 | 444.13 | 11547.34 | 3387.03 | 14490.24 | 190.84 | 4562.96 | 365.37 | 2398.5 | 11070 | 11070 | 61.5 | 24569.25 | 289.62 | 18.65 | -55.94 | 12.17 | 20 | 4.99 | 0 | 0.5 | 0.5 | 1 | 0.5 | 0 | 1356.03 | 0 | 1023.18 | 0 | 1529.63 | 0 | 654.12 | 0 | 100.75 | 0 | 57.08 | 0 | 74.73 | 0 | 36.49 | 96.32
7210 | 10.8 | 1411.34 | 660 | 131.35 | 2202.69 | 740.21 | 444.13 | 11547.34 | 3387.03 | 14490.24 | 190.84 | 9328.32 | 764.18 | 2398.5 | 11070 | 11070 | 61.5 | 24569.25 | 291.67 | 20.69 | -54.9 | 13.22 | 20.69 | 0 | 0 | 0.5 | 0.5 | 1 | 0.5 | 0 | 2659.97 | 0 | 1651.41 | 0 | 3514.17 | 0 | 1502.77 | 0 | 197.62 | 0 | 92.13 | 0 | 171.67 | 0 | 83.84 | 218.91
7211 | 11.7 | 1411.34 | 660 | 131.35 | 2202.69 | 740.21 | 444.13 | 11547.34 | 3387.03 | 14490.24 | 190.84 | 16918.61 | 1375.44 | 2398.5 | 11070 | 11070 | 61.5 | 24569.25 | 294.74 | 23.76 | -53.45 | 14.66 | 23.76 | 0 | 0 | 0.5 | 0.5 | 1 | 0.5 | 0 | 4662.88 | 0 | 3196.81 | 0 | 6400.27 | 0 | 2658.66 | 0 | 346.43 | 0 | 178.35 | 0 | 312.67 | 0 | 148.33 | 389.66
7212 | 12.2 | 1411.34 | 660 | 131.35 | 2202.69 | 740.21 | 444.13 | 11547.34 | 3387.03 | 14490.24 | 190.84 | 16069.05 | 1313.93 | 2398.5 | 11070 | 11070 | 61.5 | 24569.25 | 295.04 | 24.07 | -53.02 | 15.09 | 23.9 | 0 | 0 | 0.5 | 0.5 | 1 | 0.5 | 0 | 4536.53 | 0 | 2742.17 | 0 | 6203.73 | 0 | 2586.62 | 0 | 337.04 | 0 | 152.99 | 0 | 303.06 | 0 | 144.31 | 376.53
7213 | 12.6 | 1411.34 | 660 | 131.35 | 2202.69 | 740.21 | 444.13 | 11547.34 | 3387.03 | 14490.24 | 190.84 | 7731.44 | 1264.95 | 2398.5 | 11070 | 11070 | 61.5 | 24569.25 | 293.14 | 22.16 | -53.2 | 14.92 | 22.16 | 0 | 0 | 0.5 | 0.5 | 1 | 0.5 | 0 | 2179.33 | 0 | 1298.51 | 0 | 3011 | 0 | 1242.6 | 0 | 323.83 | 0 | 144.89 | 0 | 294.19 | 0 | 138.65 | 363.39
7214 | 13 | 1411.34 | 660 | 131.35 | 2202.69 | 740.21 | 444.13 | 11547.34 | 3387.03 | 14490.24 | 190.84 | 13954.26 | 1141.41 | 2398.5 | 11070 | 11070 | 61.5 | 24569.25 | 295.11 | 24.13 | -52.39 | 15.73 | 23.9 | 0 | 0 | 0.5 | 0.5 | 1 | 0.5 | 0 | 3921.88 | 0 | 2312.66 | 0 | 5483.55 | 0 | 2236.16 | 0 | 291.38 | 0 | 129.03 | 0 | 267.88 | 0 | 124.76 | 328.37
7215 | 13.5 | 1411.34 | 660 | 131.35 | 2202.69 | 740.21 | 444.13 | 11547.34 | 3387.03 | 14490.24 | 190.84 | 6465.96 | 1054.41 | 2398.5 | 11070 | 11070 | 61.5 | 24569.25 | 293.57 | 22.59 | -52.41 | 15.71 | 22.59 | 0 | 0 | 0.5 | 0.5 | 1 | 0.5 | 0 | 1801.48 | 0 | 1054.6 | 0 | 2582.73 | 0 | 1027.16 | 0 | 267.68 | 0 | 117.67 | 0 | 252.34 | 0 | 114.61 | 302.1
7216 | 13.5 | 1411.34 | 660 | 131.35 | 2202.69 | 740.21 | 444.13 | 11547.34 | 3387.03 | 14490.24 | 190.84 | 6647.72 | 544.08 | 2398.5 | 11070 | 11070 | 61.5 | 24569.25 | 293.44 | 22.46 | -52.43 | 15.68 | 22.46 | 0 | 0 | 0.5 | 0.5 | 1 | 0.5 | 0 | 1848.41 | 0 | 1062.12 | 0 | 2683.28 | 0 | 1053.92 | 0 | 137.33 | 0 | 59.26 | 0 | 131.08 | 0 | 58.8 | 157.62
7217 | 13.2 | 1411.34 | 660 | 131.35 | 2202.69 | 740.21 | 444.13 | 11547.34 | 3387.03 | 14490.24 | 190.84 | 2034.14 | 166.06 | 2398.5 | 11070 | 11070 | 61.5 | 24569.25 | 291.81 | 20.83 | -53.07 | 15.05 | 20.83 | 0 | 0 | 0.5 | 0.5 | 1 | 0.5 | 0 | 554.17 | 0 | 315.98 | 0 | 841.58 | 0 | 322.41 | 0 | 41.17 | 0 | 17.63 | 0 | 41.11 | 0 | 17.99 | 48.16
7218 | 13.2 | 1411.34 | 660 | 131.35 | 2202.69 | 740.21 | 444.13 | 11547.34 | 3387.03 | 14490.24 | 190.84 | 0 | 0 | 2398.5 | 11070 | 11070 | 61.5 | 24569.25 | 291.16 | 20.18 | -53.22 | 14.9 | 20.18 | 0 | 0 | 0.5 | 0.5 | 1 | 0.5 | 0 | 0 | 0 | 0 | 0 | 0 | 0 | 0 | 0 | 0 | 0 | 0 | 0 | 0 | 0 | 0 | 0
7219 | 13.1 | 1411.34 | 660 | 131.35 | 2202.69 | 740.21 | 444.13 | 11547.34 | 3387.03 | 14490.24 | 190.84 | 0 | 0 | 2398.5 | 11070 | 11070 | 61.5 | 24569.25 | 291.05 | 20.07 | -53.32 | 14.8 | 20.07 | 0 | 0 | 0.5 | 0.5 | 1 | 0.5 | 0 | 0 | 0 | 0 | 0 | 0 | 0 | 0 | 0 | 0 | 0 | 0 | 0 | 0 | 0 | 0 | 0
7220 | 12.7 | 1411.34 | 660 | 131.35 | 2202.69 | 740.21 | 444.13 | 11547.34 | 3387.03 | 14490.24 | 190.84 | 0 | 0 | 2398.5 | 11070 | 11070 | 61.5 | 24569.25 | 290.68 | 19.7 | -53.71 | 14.4 | 20 | 1.1 | 0 | 0.5 | 0.5 | 1 | 0.5 | 0 | 0 | 0 | 0 | 0 | 0 | 0 | 0 | 0 | 0 | 0 | 0 | 0 | 0 | 0 | 0 | 0
7221 | 12.3 | 1411.34 | 660 | 131.35 | 2202.69 | 740.21 | 444.13 | 11547.34 | 3387.03 | 14490.24 | 190.84 | 0 | 0 | 2398.5 | 11070 | 11070 | 61.5 | 24569.25 | 290.31 | 19.33 | -54.11 | 14.01 | 20 | 2.47 | 0 | 0.5 | 0.5 | 1 | 0.5 | 0 | 0 | 0 | 0 | 0 | 0 | 0 | 0 | 0 | 0 | 0 | 0 | 0 | 0 | 0 | 0 | 0
7222 | 11.7 | 1411.34 | 660 | 131.35 | 2202.69 | 740.21 | 444.13 | 11547.34 | 3387.03 | 14490.24 | 190.84 | 0 | 0 | 2398.5 | 11070 | 11070 | 61.5 | 24569.25 | 289.76 | 18.78 | -54.7 | 13.42 | 20 | 4.5 | 0 | 0.5 | 0.5 | 1 | 0.5 | 0 | 0 | 0 | 0 | 0 | 0 | 0 | 0 | 0 | 0 | 0 | 0 | 0 | 0 | 0 | 0 | 0
7223 | 10.7 | 1411.34 | 660 | 131.35 | 2202.69 | 740.21 | 444.13 | 11547.34 | 3387.03 | 14490.24 | 190.84 | 0 | 0 | 2398.5 | 11070 | 11070 | 61.5 | 24569.25 | 288.84 | 17.86 | -55.69 | 12.43 | 20 | 7.88 | 0 | 0.5 | 0.5 | 1 | 0.5 | 0 | 0 | 0 | 0 | 0 | 0 | 0 | 0 | 0 | 0 | 0 | 0 | 0 | 0 | 0 | 0 | 0
7224 | 9.7 | 1411.34 | 660 | 131.35 | 2202.69 | 740.21 | 444.13 | 11547.34 | 3387.03 | 14490.24 | 190.84 | 0 | 0 | 2398.5 | 11070 | 11070 | 61.5 | 24569.25 | 287.92 | 16.95 | -56.67 | 11.44 | 20 | 11.27 | 0 | 0.5 | 0.5 | 1 | 0.5 | 0 | 0 | 0 | 0 | 0 | 0 | 0 | 0 | 0 | 0 | 0 | 0 | 0 | 0 | 0 | 0 | 0
7225 | 9.1 | 1411.34 | 660 | 131.35 | 2202.69 | 740.21 | 444.13 | 11547.34 | 3387.03 | 14490.24 | 190.84 | 0 | 0 | 2398.5 | 2214 | 2214 | 61.5 | 6857.25 | 282.57 | 11.6 | -58.47 | 9.64 | 20 | 31.02 | 0 | 0.5 | 0.1 | 0.5 | 0.5 | 0 | 0 | 0 | 0 | 0 | 0 | 0 | 0 | 0 | 0 | 0 | 0 | 0 | 0 | 0 | 0 | 0
7226 | 8.6 | 1411.34 | 660 | 131.35 | 2202.69 | 740.21 | 444.13 | 11547.34 | 3387.03 | 14490.24 | 190.84 | 0 | 0 | 2398.5 | 2214 | 2214 | 61.5 | 6857.25 | 282.11 | 11.14 | -58.96 | 9.15 | 20 | 32.71 | 0 | 0.5 | 0.1 | 0.5 | 0.5 | 0 | 0 | 0 | 0 | 0 | 0 | 0 | 0 | 0 | 0 | 0 | 0 | 0 | 0 | 0 | 0 | 0
7227 | 8.3 | 1411.34 | 660 | 131.35 | 2202.69 | 740.21 | 444.13 | 11547.34 | 3387.03 | 14490.24 | 190.84 | 0 | 0 | 2398.5 | 2214 | 2214 | 61.5 | 6857.25 | 281.84 | 10.86 | -59.26 | 8.85 | 20 | 33.73 | 0 | 0.5 | 0.1 | 0.5 | 0.5 | 0 | 0 | 0 | 0 | 0 | 0 | 0 | 0 | 0 | 0 | 0 | 0 | 0 | 0 | 0 | 0 | 0
7228 | 7.8 | 1411.34 | 660 | 131.35 | 2202.69 | 740.21 | 444.13 | 11547.34 | 3387.03 | 14490.24 | 190.84 | 0 | 0 | 2398.5 | 2214 | 2214 | 61.5 | 6857.25 | 281.38 | 10.4 | -59.75 | 8.36 | 20 | 35.42 | 0 | 0.5 | 0.1 | 0.5 | 0.5 | 0 | 0 | 0 | 0 | 0 | 0 | 0 | 0 | 0 | 0 | 0 | 0 | 0 | 0 | 0 | 0 | 0
7229 | 7.6 | 1411.34 | 660 | 131.35 | 2202.69 | 740.21 | 444.13 | 11547.34 | 3387.03 | 14490.24 | 190.84 | 0 | 0 | 2398.5 | 2214 | 2214 | 61.5 | 6857.25 | 281.2 | 10.22 | -59.95 | 8.16 | 20 | 36.1 | 0 | 0.5 | 0.1 | 0.5 | 0.5 | 0 | 0 | 0 | 0 | 0 | 0 | 0 | 0 | 0 | 0 | 0 | 0 | 0 | 0 | 0 | 0 | 0
7230 | 7.3 | 1411.34 | 660 | 131.35 | 2202.69 | 740.21 | 444.13 | 11547.34 | 3387.03 | 14490.24 | 190.84 | 0 | 0 | 2398.5 | 2214 | 2214 | 61.5 | 6857.25 | 280.92 | 9.94 | -60.25 | 7.87 | 20 | 37.11 | 0 | 0.5 | 0.1 | 0.5 | 0.5 | 0 | 0 | 0 | 0 | 0 | 0 | 0 | 0 | 0 | 0 | 0 | 0 | 0 | 0 | 0 | 0 | 0
7231 | 6.1 | 1411.34 | 660 | 131.35 | 2202.69 | 740.21 | 444.13 | 11547.34 | 3387.03 | 14490.24 | 190.84 | 0 | 0 | 2398.5 | 2214 | 2214 | 61.5 | 6857.25 | 279.82 | 8.84 | -61.43 | 6.68 | 20 | 41.18 | 0 | 0.5 | 0.1 | 0.5 | 0.5 | 0 | 0 | 0 | 0 | 0 | 0 | 0 | 0 | 0 | 0 | 0 | 0 | 0 | 0 | 0 | 0 | 0
7232 | 6.5 | 1411.34 | 660 | 131.35 | 2202.69 | 740.21 | 177.65 | 11280.86 | 3120.55 | 14223.76 | 190.84 | 549.17 | 45.24 | 959.4 | 4428 | 4428 | 24.6 | 9827.7 | 300.58 | 10.53 | -62.04 | 7.34 | 20 | 32.66 | 0 | 0.2 | 0.2 | 1 | 0.2 | 0 | 158.09 | 0 | 90.14 | 0 | 210.79 | 0 | 90.14 | 0 | 11.75 | 0 | 5.03 | 0 | 10.3 | 0 | 5.03 | 13.13
7233 | 7.2 | 1411.34 | 660 | 131.35 | 2202.69 | 740.21 | 177.65 | 11280.86 | 3120.55 | 14223.76 | 190.84 | 10826.14 | 798.78 | 959.4 | 4428 | 4428 | 24.6 | 9827.7 | 304.41 | 14.36 | -60.58 | 8.79 | 20 | 19.44 | 0 | 0.2 | 0.2 | 1 | 0.2 | 0 | 3498.56 | 0 | 4355.57 | 0 | 2081.77 | 0 | 890.23 | 0 | 259.93 | 0 | 243 | 0 | 101.7 | 0 | 49.67 | 144.48
7234 | 7.2 | 1411.34 | 660 | 131.35 | 2202.69 | 740.21 | 177.65 | 11280.86 | 3120.55 | 14223.76 | 190.84 | 30006.33 | 2286.66 | 959.4 | 4428 | 4428 | 24.6 | 9827.7 | 310.4 | 20.35 | -59.15 | 10.23 | 20.35 | 0 | 0 | 0.2 | 0.2 | 1 | 0.2 | 0 | 6972.42 | 0 | 12626.52 | 0 | 7289.97 | 0 | 3117.42 | 0 | 518.02 | 0 | 704.45 | 0 | 356.13 | 0 | 173.92 | 534.14
7235 | 8.2 | 1411.34 | 660 | 131.35 | 2202.69 | 740.21 | 177.65 | 11280.86 | 3120.55 | 14223.76 | 190.84 | 44453.93 | 3375.61 | 959.4 | 4428 | 4428 | 24.6 | 9827.7 | 315.83 | 25.78 | -57.08 | 12.29 | 23.9 | 0 | 0 | 0.2 | 0.2 | 1 | 0.2 | 0 | 8118.45 | 0 | 16700.98 | 0 | 15005.56 | 0 | 4628.94 | 0 | 603.16 | 0 | 931.77 | 0 | 733.05 | 0 | 258.25 | 849.38
7236 | 9.9 | 1411.34 | 660 | 131.35 | 2202.69 | 740.21 | 177.65 | 11280.86 | 3120.55 | 14223.76 | 190.84 | 25804.59 | 3848.75 | 959.4 | 4428 | 4428 | 24.6 | 9827.7 | 312.24 | 22.19 | -56.67 | 12.71 | 22.19 | 0 | 0 | 0.2 | 0.2 | 1 | 0.2 | 0 | 4657.65 | 0 | 7464.9 | 0 | 11026.36 | 0 | 2655.68 | 0 | 692.09 | 0 | 832.95 | 0 | 1077.32 | 0 | 296.33 | 950.07
7237 | 11 | 1411.34 | 660 | 131.35 | 2202.69 | 740.21 | 177.65 | 11280.86 | 3120.55 | 14223.76 | 190.84 | 54069.17 | 3970.13 | 959.4 | 4428 | 4428 | 24.6 | 9827.7 | 321.4 | 31.35 | -53.61 | 15.76 | 23.9 | 0 | 0 | 0.2 | 0.2 | 1 | 0.2 | 0 | 9594 | 0 | 12660.15 | 0 | 26344.77 | 0 | 5470.26 | 0 | 712.79 | 0 | 706.32 | 0 | 1286.99 | 0 | 305.19 | 958.83
7238 | 11.5 | 1411.34 | 660 | 131.35 | 2202.69 | 740.21 | 177.65 | 11280.86 | 3120.55 | 14223.76 | 190.84 | 22872.74 | 3346.06 | 959.4 | 4428 | 4428 | 24.6 | 9827.7 | 312.69 | 22.64 | -55.33 | 14.05 | 22.64 | 0 | 0 | 0.2 | 0.2 | 1 | 0.2 | 0 | 4259.35 | 0 | 4297.3 | 0 | 11887.51 | 0 | 2428.58 | 0 | 632.9 | 0 | 479.5 | 0 | 1161.45 | 0 | 270.99 | 801.21
7239 | 12 | 1411.34 | 660 | 131.35 | 2202.69 | 740.21 | 177.65 | 11280.86 | 3120.55 | 14223.76 | 190.84 | 35352.73 | 2572.46 | 959.4 | 4428 | 4428 | 24.6 | 9827.7 | 316.49 | 26.44 | -54.02 | 15.35 | 23.9 | 0 | 0 | 0.2 | 0.2 | 1 | 0.2 | 0 | 6775.01 | 0 | 5426.69 | 0 | 19288.1 | 0 | 3862.94 | 0 | 503.35 | 0 | 302.76 | 0 | 942.26 | 0 | 215.52 | 608.57
7240 | 12 | 1411.34 | 660 | 131.35 | 2202.69 | 740.21 | 177.65 | 11280.86 | 3120.55 | 14223.76 | 190.84 | 7421.99 | 1185.5 | 959.4 | 4428 | 4428 | 24.6 | 9827.7 | 308.03 | 17.98 | -56.06 | 13.32 | 20 | 6.95 | 0 | 0.2 | 0.2 | 1 | 0.2 | 0 | 1973.97 | 0 | 1146.42 | 0 | 3176.09 | 0 | 1125.51 | 0 | 293.31 | 0 | 127.92 | 0 | 310.32 | 0 | 125.59 | 328.37
7241 | 11.9 | 1411.34 | 660 | 131.35 | 2202.69 | 740.21 | 177.65 | 11280.86 | 3120.55 | 14223.76 | 190.84 | 5060.1 | 399.53 | 959.4 | 4428 | 4428 | 24.6 | 9827.7 | 306.88 | 16.83 | -56.37 | 13 | 20 | 10.94 | 0 | 0.2 | 0.2 | 1 | 0.2 | 0 | 1278.15 | 0 | 728.77 | 0 | 2288.51 | 0 | 764.67 | 0 | 94.96 | 0 | 40.66 | 0 | 111.8 | 0 | 42.66 | 109.46
7242 | 12.2 | 1411.34 | 660 | 131.35 | 2202.69 | 740.21 | 444.13 | 11547.34 | 3387.03 | 14490.24 | 190.84 | 0 | 0 | 2398.5 | 11070 | 11070 | 61.5 | 24569.25 | 290.22 | 19.24 | -54.2 | 13.91 | 20 | 2.8 | 0 | 0.5 | 0.5 | 1 | 0.5 | 0 | 0 | 0 | 0 | 0 | 0 | 0 | 0 | 0 | 0 | 0 | 0 | 0 | 0 | 0 | 0 | 0
7243 | 12.7 | 1411.34 | 660 | 131.35 | 2202.69 | 740.21 | 444.13 | 11547.34 | 3387.03 | 14490.24 | 190.84 | 0 | 0 | 2398.5 | 11070 | 11070 | 61.5 | 24569.25 | 290.68 | 19.7 | -53.71 | 14.4 | 20 | 1.11 | 0 | 0.5 | 0.5 | 1 | 0.5 | 0 | 0 | 0 | 0 | 0 | 0 | 0 | 0 | 0 | 0 | 0 | 0 | 0 | 0 | 0 | 0 | 0
7244 | 12.9 | 1411.34 | 660 | 131.35 | 2202.69 | 740.21 | 444.13 | 11547.34 | 3387.03 | 14490.24 | 190.84 | 0 | 0 | 2398.5 | 11070 | 11070 | 61.5 | 24569.25 | 290.86 | 19.88 | -53.51 | 14.6 | 20 | 0.43 | 0 | 0.5 | 0.5 | 1 | 0.5 | 0 | 0 | 0 | 0 | 0 | 0 | 0 | 0 | 0 | 0 | 0 | 0 | 0 | 0 | 0 | 0 | 0
7245 | 12.1 | 1411.34 | 660 | 131.35 | 2202.69 | 740.21 | 444.13 | 11547.34 | 3387.03 | 14490.24 | 190.84 | 0 | 0 | 2398.5 | 11070 | 11070 | 61.5 | 24569.25 | 290.12 | 19.15 | -54.3 | 13.81 | 20 | 3.14 | 0 | 0.5 | 0.5 | 1 | 0.5 | 0 | 0 | 0 | 0 | 0 | 0 | 0 | 0 | 0 | 0 | 0 | 0 | 0 | 0 | 0 | 0 | 0
7246 | 11.7 | 1411.34 | 660 | 131.35 | 2202.69 | 740.21 | 444.13 | 11547.34 | 3387.03 | 14490.24 | 190.84 | 0 | 0 | 2398.5 | 11070 | 11070 | 61.5 | 24569.25 | 289.76 | 18.78 | -54.7 | 13.42 | 20 | 4.5 | 0 | 0.5 | 0.5 | 1 | 0.5 | 0 | 0 | 0 | 0 | 0 | 0 | 0 | 0 | 0 | 0 | 0 | 0 | 0 | 0 | 0 | 0 | 0
7247 | 11.4 | 1411.34 | 660 | 131.35 | 2202.69 | 740.21 | 444.13 | 11547.34 | 3387.03 | 14490.24 | 190.84 | 0 | 0 | 2398.5 | 11070 | 11070 | 61.5 | 24569.25 | 289.48 | 18.51 | -54.99 | 13.12 | 20 | 5.51 | 0 | 0.5 | 0.5 | 1 | 0.5 | 0 | 0 | 0 | 0 | 0 | 0 | 0 | 0 | 0 | 0 | 0 | 0 | 0 | 0 | 0 | 0 | 0
7248 | 11.5 | 1411.34 | 660 | 131.35 | 2202.69 | 740.21 | 444.13 | 11547.34 | 3387.03 | 14490.24 | 190.84 | 0 | 0 | 2398.5 | 11070 | 11070 | 61.5 | 24569.25 | 289.57 | 18.6 | -54.9 | 13.22 | 20 | 5.17 | 0 | 0.5 | 0.5 | 1 | 0.5 | 0 | 0 | 0 | 0 | 0 | 0 | 0 | 0 | 0 | 0 | 0 | 0 | 0 | 0 | 0 | 0 | 0
7249 | 12.7 | 1411.34 | 660 | 131.35 | 2202.69 | 740.21 | 444.13 | 11547.34 | 3387.03 | 14490.24 | 190.84 | 0 | 0 | 2398.5 | 2214 | 2214 | 61.5 | 6857.25 | 285.88 | 14.9 | -54.92 | 13.2 | 20 | 18.82 | 0 | 0.5 | 0.1 | 0.5 | 0.5 | 0 | 0 | 0 | 0 | 0 | 0 | 0 | 0 | 0 | 0 | 0 | 0 | 0 | 0 | 0 | 0 | 0
7250 | 12.7 | 1411.34 | 660 | 131.35 | 2202.69 | 740.21 | 444.13 | 11547.34 | 3387.03 | 14490.24 | 190.84 | 0 | 0 | 2398.5 | 2214 | 2214 | 61.5 | 6857.25 | 285.88 | 14.9 | -54.92 | 13.2 | 20 | 18.82 | 0 | 0.5 | 0.1 | 0.5 | 0.5 | 0 | 0 | 0 | 0 | 0 | 0 | 0 | 0 | 0 | 0 | 0 | 0 | 0 | 0 | 0 | 0 | 0
7251 | 12.4 | 1411.34 | 660 | 131.35 | 2202.69 | 740.21 | 444.13 | 11547.34 | 3387.03 | 14490.24 | 190.84 | 0 | 0 | 2398.5 | 2214 | 2214 | 61.5 | 6857.25 | 285.6 | 14.62 | -55.21 | 12.9 | 20 | 19.84 | 0 | 0.5 | 0.1 | 0.5 | 0.5 | 0 | 0 | 0 | 0 | 0 | 0 | 0 | 0 | 0 | 0 | 0 | 0 | 0 | 0 | 0 | 0 | 0
7252 | 12.6 | 1411.34 | 660 | 131.35 | 2202.69 | 740.21 | 444.13 | 11547.34 | 3387.03 | 14490.24 | 190.84 | 0 | 0 | 2398.5 | 2214 | 2214 | 61.5 | 6857.25 | 285.78 | 14.81 | -55.02 | 13.1 | 20 | 19.16 | 0 | 0.5 | 0.1 | 0.5 | 0.5 | 0 | 0 | 0 | 0 | 0 | 0 | 0 | 0 | 0 | 0 | 0 | 0 | 0 | 0 | 0 | 0 | 0
7253 | 12.2 | 1411.34 | 660 | 131.35 | 2202.69 | 740.21 | 444.13 | 11547.34 | 3387.03 | 14490.24 | 190.84 | 0 | 0 | 2398.5 | 2214 | 2214 | 61.5 | 6857.25 | 285.42 | 14.44 | -55.41 | 12.7 | 20 | 20.52 | 0 | 0.5 | 0.1 | 0.5 | 0.5 | 0 | 0 | 0 | 0 | 0 | 0 | 0 | 0 | 0 | 0 | 0 | 0 | 0 | 0 | 0 | 0 | 0
7254 | 12.2 | 1411.34 | 660 | 131.35 | 2202.69 | 740.21 | 444.13 | 11547.34 | 3387.03 | 14490.24 | 190.84 | 0 | 0 | 2398.5 | 2214 | 2214 | 61.5 | 6857.25 | 285.42 | 14.44 | -55.41 | 12.7 | 20 | 20.52 | 0 | 0.5 | 0.1 | 0.5 | 0.5 | 0 | 0 | 0 | 0 | 0 | 0 | 0 | 0 | 0 | 0 | 0 | 0 | 0 | 0 | 0 | 0 | 0
7255 | 12 | 1411.34 | 660 | 131.35 | 2202.69 | 740.21 | 444.13 | 11547.34 | 3387.03 | 14490.24 | 190.84 | 0 | 0 | 2398.5 | 2214 | 2214 | 61.5 | 6857.25 | 285.23 | 14.26 | -55.61 | 12.51 | 20 | 21.19 | 0 | 0.5 | 0.1 | 0.5 | 0.5 | 0 | 0 | 0 | 0 | 0 | 0 | 0 | 0 | 0 | 0 | 0 | 0 | 0 | 0 | 0 | 0 | 0
7256 | 11.6 | 1411.34 | 660 | 131.35 | 2202.69 | 740.21 | 177.65 | 11280.86 | 3120.55 | 14223.76 | 190.84 | 549.17 | 45.24 | 959.4 | 4428 | 4428 | 24.6 | 9827.7 | 305.19 | 15.14 | -57.01 | 12.37 | 20 | 16.74 | 0 | 0.2 | 0.2 | 1 | 0.2 | 0 | 158.09 | 0 | 90.14 | 0 | 210.79 | 0 | 90.14 | 0 | 11.75 | 0 | 5.03 | 0 | 10.3 | 0 | 5.03 | 13.13
7257 | 11.7 | 1411.34 | 660 | 131.35 | 2202.69 | 740.21 | 177.65 | 11280.86 | 3120.55 | 14223.76 | 190.84 | 6599.6 | 504.13 | 959.4 | 4428 | 4428 | 24.6 | 9827.7 | 307.17 | 17.12 | -56.46 | 12.92 | 20 | 9.92 | 0 | 0.2 | 0.2 | 1 | 0.2 | 0 | 2054.06 | 0 | 2171.87 | 0 | 1662.66 | 0 | 711.01 | 0 | 152.61 | 0 | 121.17 | 0 | 81.22 | 0 | 39.67 | 109.46
7258 | 12.1 | 1411.34 | 660 | 131.35 | 2202.69 | 740.21 | 177.65 | 11280.86 | 3120.55 | 14223.76 | 190.84 | 16619.13 | 1312.26 | 959.4 | 4428 | 4428 | 24.6 | 9827.7 | 310.67 | 20.62 | -55.31 | 14.06 | 20.62 | 0 | 0 | 0.2 | 0.2 | 1 | 0.2 | 0 | 4262.39 | 0 | 5092 | 0 | 5088.67 | 0 | 2176.07 | 0 | 316.68 | 0 | 284.09 | 0 | 248.59 | 0 | 121.41 | 341.5
7259 | 12.4 | 1411.34 | 660 | 131.35 | 2202.69 | 740.21 | 177.65 | 11280.86 | 3120.55 | 14223.76 | 190.84 | 20234.77 | 1624.47 | 959.4 | 4428 | 4428 | 24.6 | 9827.7 | 312.11 | 22.06 | -54.74 | 14.63 | 22.06 | 0 | 0 | 0.2 | 0.2 | 1 | 0.2 | 0 | 5226.38 | 0 | 4518.14 | 0 | 7510.29 | 0 | 2979.95 | 0 | 388.3 | 0 | 252.07 | 0 | 366.89 | 0 | 166.25 | 450.96
7260 | 12.3 | 1411.34 | 660 | 131.35 | 2202.69 | 740.21 | 177.65 | 11280.86 | 3120.55 | 14223.76 | 190.84 | 17304.51 | 1412.01 | 959.4 | 4428 | 4428 | 24.6 | 9827.7 | 311.16 | 21.11 | -55.06 | 14.32 | 21.11 | 0 | 0 | 0.2 | 0.2 | 1 | 0.2 | 0 | 4872.99 | 0 | 2966.53 | 0 | 6686.53 | 0 | 2778.46 | 0 | 362.04 | 0 | 165.51 | 0 | 326.65 | 0 | 155.01 | 402.8
7261 | 12.6 | 1411.34 | 660 | 131.35 | 2202.69 | 740.21 | 177.65 | 11280.86 | 3120.55 | 14223.76 | 190.84 | 20123.89 | 1636.42 | 959.4 | 4428 | 4428 | 24.6 | 9827.7 | 312.28 | 22.23 | -54.55 | 14.82 | 22.23 | 0 | 0 | 0.2 | 0.2 | 1 | 0.2 | 0 | 5633.19 | 0 | 3404.45 | 0 | 7874.34 | 0 | 3211.91 | 0 | 418.52 | 0 | 189.94 | 0 | 384.68 | 0 | 179.2 | 464.09
7262 | 12.9 | 1411.34 | 660 | 131.35 | 2202.69 | 740.21 | 177.65 | 11280.86 | 3120.55 | 14223.76 | 190.84 | 21438.78 | 1730.66 | 959.4 | 4428 | 4428 | 24.6 | 9827.7 | 313.01 | 22.96 | -54.16 | 15.22 | 22.96 | 0 | 0 | 0.2 | 0.2 | 1 | 0.2 | 0 | 5864.92 | 0 | 3590.83 | 0 | 8639 | 0 | 3344.03 | 0 | 435.74 | 0 | 200.34 | 0 | 422.03 | 0 | 186.57 | 485.98
7263 | 13.1 | 1411.34 | 660 | 131.35 | 2202.69 | 740.21 | 177.65 | 11280.86 | 3120.55 | 14223.76 | 190.84 | 24433.96 | 1908.17 | 959.4 | 4428 | 4428 | 24.6 | 9827.7 | 314.14 | 24.09 | -53.74 | 15.63 | 23.9 | 0 | 0 | 0.2 | 0.2 | 1 | 0.2 | 0 | 5960.88 | 0 | 3893.97 | 0 | 11180.35 | 0 | 3398.75 | 0 | 442.87 | 0 | 217.25 | 0 | 546.18 | 0 | 189.62 | 512.25
7264 | 13.1 | 1411.34 | 660 | 131.35 | 2202.69 | 740.21 | 177.65 | 11280.86 | 3120.55 | 14223.76 | 190.84 | 13370.88 | 1894.02 | 959.4 | 4428 | 4428 | 24.6 | 9827.7 | 310.96 | 20.91 | -54.51 | 14.87 | 20.91 | 0 | 0 | 0.2 | 0.2 | 1 | 0.2 | 0 | 2402.92 | 0 | 1560.56 | 0 | 8037.3 | 0 | 1370.09 | 0 | 357.05 | 0 | 174.13 | 0 | 785.27 | 0 | 152.88 | 424.69
7265 | 12.1 | 1411.34 | 660 | 131.35 | 2202.69 | 740.21 | 177.65 | 11280.86 | 3120.55 | 14223.76 | 190.84 | 14641.8 | 974.24 | 959.4 | 4428 | 4428 | 24.6 | 9827.7 | 310.04 | 19.99 | -55.47 | 13.9 | 20 | 0.04 | 0 | 0.2 | 0.2 | 1 | 0.2 | 0 | 2166.5 | 0 | 1235.28 | 0 | 9600.58 | 0 | 1639.44 | 0 | 160.96 | 0 | 68.92 | 0 | 469.01 | 0 | 91.47 | 183.89
7266 | 11.1 | 1411.34 | 660 | 131.35 | 2202.69 | 740.21 | 444.13 | 11547.34 | 3387.03 | 14490.24 | 190.84 | 0 | 0 | 2398.5 | 11070 | 11070 | 61.5 | 24569.25 | 289.21 | 18.23 | -55.29 | 12.82 | 20 | 6.53 | 0 | 0.5 | 0.5 | 1 | 0.5 | 0 | 0 | 0 | 0 | 0 | 0 | 0 | 0 | 0 | 0 | 0 | 0 | 0 | 0 | 0 | 0 | 0
7267 | 9.9 | 1411.34 | 660 | 131.35 | 2202.69 | 740.21 | 444.13 | 11547.34 | 3387.03 | 14490.24 | 190.84 | 0 | 0 | 2398.5 | 11070 | 11070 | 61.5 | 24569.25 | 288.11 | 17.13 | -56.48 | 11.64 | 20 | 10.59 | 0 | 0.5 | 0.5 | 1 | 0.5 | 0 | 0 | 0 | 0 | 0 | 0 | 0 | 0 | 0 | 0 | 0 | 0 | 0 | 0 | 0 | 0 | 0
7268 | 9.2 | 1411.34 | 660 | 131.35 | 2202.69 | 740.21 | 444.13 | 11547.34 | 3387.03 | 14490.24 | 190.84 | 0 | 0 | 2398.5 | 11070 | 11070 | 61.5 | 24569.25 | 287.46 | 16.49 | -57.17 | 10.95 | 20 | 12.96 | 0 | 0.5 | 0.5 | 1 | 0.5 | 0 | 0 | 0 | 0 | 0 | 0 | 0 | 0 | 0 | 0 | 0 | 0 | 0 | 0 | 0 | 0 | 0
7269 | 8.8 | 1411.34 | 660 | 131.35 | 2202.69 | 740.21 | 444.13 | 11547.34 | 3387.03 | 14490.24 | 190.84 | 0 | 0 | 2398.5 | 11070 | 11070 | 61.5 | 24569.25 | 287.1 | 16.12 | -57.56 | 10.55 | 20 | 14.32 | 0 | 0.5 | 0.5 | 1 | 0.5 | 0 | 0 | 0 | 0 | 0 | 0 | 0 | 0 | 0 | 0 | 0 | 0 | 0 | 0 | 0 | 0 | 0
7270 | 8.5 | 1411.34 | 660 | 131.35 | 2202.69 | 740.21 | 444.13 | 11547.34 | 3387.03 | 14490.24 | 190.84 | 0 | 0 | 2398.5 | 11070 | 11070 | 61.5 | 24569.25 | 286.82 | 15.84 | -57.86 | 10.26 | 20 | 15.34 | 0 | 0.5 | 0.5 | 1 | 0.5 | 0 | 0 | 0 | 0 | 0 | 0 | 0 | 0 | 0 | 0 | 0 | 0 | 0 | 0 | 0 | 0 | 0
7271 | 8 | 1411.34 | 660 | 131.35 | 2202.69 | 740.21 | 444.13 | 11547.34 | 3387.03 | 14490.24 | 190.84 | 0 | 0 | 2398.5 | 11070 | 11070 | 61.5 | 24569.25 | 286.36 | 15.39 | -58.35 | 9.76 | 20 | 17.03 | 0 | 0.5 | 0.5 | 1 | 0.5 | 0 | 0 | 0 | 0 | 0 | 0 | 0 | 0 | 0 | 0 | 0 | 0 | 0 | 0 | 0 | 0 | 0
7272 | 7.6 | 1411.34 | 660 | 131.35 | 2202.69 | 740.21 | 444.13 | 11547.34 | 3387.03 | 14490.24 | 190.84 | 0 | 0 | 2398.5 | 11070 | 11070 | 61.5 | 24569.25 | 285.99 | 15.02 | -58.75 | 9.37 | 20 | 18.38 | 0 | 0.5 | 0.5 | 1 | 0.5 | 0 | 0 | 0 | 0 | 0 | 0 | 0 | 0 | 0 | 0 | 0 | 0 | 0 | 0 | 0 | 0 | 0
7273 | 7.5 | 1411.34 | 660 | 131.35 | 2202.69 | 740.21 | 444.13 | 11547.34 | 3387.03 | 14490.24 | 190.84 | 0 | 0 | 2398.5 | 2214 | 2214 | 61.5 | 6857.25 | 281.1 | 10.13 | -60.05 | 8.06 | 20 | 36.43 | 0 | 0.5 | 0.1 | 0.5 | 0.5 | 0 | 0 | 0 | 0 | 0 | 0 | 0 | 0 | 0 | 0 | 0 | 0 | 0 | 0 | 0 | 0 | 0
7274 | 5.8 | 1411.34 | 660 | 131.35 | 2202.69 | 740.21 | 444.13 | 11547.34 | 3387.03 | 14490.24 | 190.84 | 0 | 0 | 2398.5 | 2214 | 2214 | 61.5 | 6857.25 | 279.54 | 8.57 | -61.73 | 6.39 | 20 | 42.19 | 0 | 0.5 | 0.1 | 0.5 | 0.5 | 0 | 0 | 0 | 0 | 0 | 0 | 0 | 0 | 0 | 0 | 0 | 0 | 0 | 0 | 0 | 0 | 0
7275 | 6.9 | 1411.34 | 660 | 131.35 | 2202.69 | 740.21 | 444.13 | 11547.34 | 3387.03 | 14490.24 | 190.84 | 0 | 0 | 2398.5 | 2214 | 2214 | 61.5 | 6857.25 | 280.55 | 9.58 | -60.64 | 7.47 | 20 | 38.47 | 0 | 0.5 | 0.1 | 0.5 | 0.5 | 0 | 0 | 0 | 0 | 0 | 0 | 0 | 0 | 0 | 0 | 0 | 0 | 0 | 0 | 0 | 0 | 0
7276 | 5.9 | 1411.34 | 660 | 131.35 | 2202.69 | 740.21 | 444.13 | 11547.34 | 3387.03 | 14490.24 | 190.84 | 0 | 0 | 2398.5 | 2214 | 2214 | 61.5 | 6857.25 | 279.63 | 8.66 | -61.63 | 6.49 | 20 | 41.85 | 0 | 0.5 | 0.1 | 0.5 | 0.5 | 0 | 0 | 0 | 0 | 0 | 0 | 0 | 0 | 0 | 0 | 0 | 0 | 0 | 0 | 0 | 0 | 0
7277 | 6 | 1411.34 | 660 | 131.35 | 2202.69 | 740.21 | 444.13 | 11547.34 | 3387.03 | 14490.24 | 190.84 | 0 | 0 | 2398.5 | 2214 | 2214 | 61.5 | 6857.25 | 279.73 | 8.75 | -61.53 | 6.58 | 20 | 41.52 | 0 | 0.5 | 0.1 | 0.5 | 0.5 | 0 | 0 | 0 | 0 | 0 | 0 | 0 | 0 | 0 | 0 | 0 | 0 | 0 | 0 | 0 | 0 | 0
7278 | 6.4 | 1411.34 | 660 | 131.35 | 2202.69 | 740.21 | 444.13 | 11547.34 | 3387.03 | 14490.24 | 190.84 | 0 | 0 | 2398.5 | 2214 | 2214 | 61.5 | 6857.25 | 280.09 | 9.12 | -61.14 | 6.98 | 20 | 40.16 | 0 | 0.5 | 0.1 | 0.5 | 0.5 | 0 | 0 | 0 | 0 | 0 | 0 | 0 | 0 | 0 | 0 | 0 | 0 | 0 | 0 | 0 | 0 | 0
7279 | 7.2 | 1411.34 | 660 | 131.35 | 2202.69 | 740.21 | 444.13 | 11547.34 | 3387.03 | 14490.24 | 190.84 | 0 | 0 | 2398.5 | 2214 | 2214 | 61.5 | 6857.25 | 280.83 | 9.85 | -60.35 | 7.77 | 20 | 37.45 | 0 | 0.5 | 0.1 | 0.5 | 0.5 | 0 | 0 | 0 | 0 | 0 | 0 | 0 | 0 | 0 | 0 | 0 | 0 | 0 | 0 | 0 | 0 | 0
7280 | 7.8 | 1411.34 | 660 | 131.35 | 2202.69 | 740.21 | 177.65 | 11280.86 | 3120.55 | 14223.76 | 190.84 | 0 | 0 | 959.4 | 4428 | 4428 | 24.6 | 9827.7 | 301.58 | 11.53 | -60.8 | 8.58 | 20 | 29.2 | 0 | 0.2 | 0.2 | 1 | 0.2 | 0 | 0 | 0 | 0 | 0 | 0 | 0 | 0 | 0 | 0 | 0 | 0 | 0 | 0 | 0 | 0 | 0
7281 | 8.4 | 1411.34 | 660 | 131.35 | 2202.69 | 740.21 | 177.65 | 11280.86 | 3120.55 | 14223.76 | 190.84 | 5430.55 | 419.83 | 959.4 | 4428 | 4428 | 24.6 | 9827.7 | 303.82 | 13.77 | -59.8 | 9.58 | 20 | 21.47 | 0 | 0.2 | 0.2 | 1 | 0.2 | 0 | 1665.63 | 0 | 1647.28 | 0 | 1483.33 | 0 | 634.32 | 0 | 123.75 | 0 | 91.9 | 0 | 72.46 | 0 | 35.39 | 96.32
7282 | 9.6 | 1411.34 | 660 | 131.35 | 2202.69 | 740.21 | 177.65 | 11280.86 | 3120.55 | 14223.76 | 190.84 | 11348.56 | 917.05 | 959.4 | 4428 | 4428 | 24.6 | 9827.7 | 306.77 | 16.72 | -58.17 | 11.2 | 20 | 11.31 | 0 | 0.2 | 0.2 | 1 | 0.2 | 0 | 3118.62 | 0 | 2522.05 | 0 | 3998.15 | 0 | 1709.74 | 0 | 231.7 | 0 | 140.71 | 0 | 195.32 | 0 | 95.39 | 253.94
7283 | 10.3 | 1411.34 | 660 | 131.35 | 2202.69 | 740.21 | 177.65 | 11280.86 | 3120.55 | 14223.76 | 190.84 | 16424.36 | 1332.94 | 959.4 | 4428 | 4428 | 24.6 | 9827.7 | 308.99 | 18.94 | -57.1 | 12.28 | 20 | 3.64 | 0 | 0.2 | 0.2 | 1 | 0.2 | 0 | 4493.37 | 0 | 3162.8 | 0 | 6206.18 | 0 | 2562.01 | 0 | 333.84 | 0 | 176.46 | 0 | 303.18 | 0 | 142.94 | 376.53
7284 | 11.4 | 1411.34 | 660 | 131.35 | 2202.69 | 740.21 | 177.65 | 11280.86 | 3120.55 | 14223.76 | 190.84 | 23412.7 | 1876.29 | 959.4 | 4428 | 4428 | 24.6 | 9827.7 | 312.17 | 22.12 | -55.49 | 13.88 | 22.12 | 0 | 0 | 0.2 | 0.2 | 1 | 0.2 | 0 | 6117.44 | 0 | 4563.74 | 0 | 9243.51 | 0 | 3488.01 | 0 | 454.5 | 0 | 254.62 | 0 | 451.56 | 0 | 194.6 | 521.01
7285 | 12 | 1411.34 | 660 | 131.35 | 2202.69 | 740.21 | 177.65 | 11280.86 | 3120.55 | 14223.76 | 190.84 | 31093.62 | 2437.12 | 959.4 | 4428 | 4428 | 24.6 | 9827.7 | 315.19 | 25.14 | -54.33 | 15.05 | 23.9 | 0 | 0 | 0.2 | 0.2 | 1 | 0.2 | 0 | 7464.96 | 0 | 6042.97 | 0 | 13329.34 | 0 | 4256.34 | 0 | 554.61 | 0 | 337.14 | 0 | 651.16 | 0 | 237.47 | 656.73
7286 | 12.5 | 1411.34 | 660 | 131.35 | 2202.69 | 740.21 | 177.65 | 11280.86 | 3120.55 | 14223.76 | 190.84 | 13618.78 | 2144.89 | 959.4 | 4428 | 4428 | 24.6 | 9827.7 | 310.56 | 20.51 | -55.07 | 14.31 | 20.51 | 0 | 0 | 0.2 | 0.2 | 1 | 0.2 | 0 | 3388.08 | 0 | 2360.43 | 0 | 5938.46 | 0 | 1931.8 | 0 | 503.44 | 0 | 263.38 | 0 | 580.21 | 0 | 215.55 | 582.3
7287 | 12.6 | 1411.34 | 660 | 131.35 | 2202.69 | 740.21 | 177.65 | 11280.86 | 3120.55 | 14223.76 | 190.84 | 38957.58 | 2793.05 | 959.4 | 4428 | 4428 | 24.6 | 9827.7 | 318.06 | 28.01 | -53.16 | 16.21 | 23.9 | 0 | 0 | 0.2 | 0.2 | 1 | 0.2 | 0 | 6974.94 | 0 | 5941.7 | 0 | 22064 | 0 | 3976.94 | 0 | 518.21 | 0 | 331.49 | 0 | 1077.87 | 0 | 221.88 | 643.6
7288 | 13.1 | 1411.34 | 660 | 131.35 | 2202.69 | 740.21 | 177.65 | 11280.86 | 3120.55 | 14223.76 | 190.84 | 16250.67 | 2235.06 | 959.4 | 4428 | 4428 | 24.6 | 9827.7 | 311.89 | 21.84 | -54.28 | 15.09 | 21.84 | 0 | 0 | 0.2 | 0.2 | 1 | 0.2 | 0 | 2555.49 | 0 | 1743.32 | 0 | 10494.79 | 0 | 1457.07 | 0 | 379.72 | 0 | 194.52 | 0 | 1025.38 | 0 | 162.58 | 472.85
7289 | 11.6 | 1411.34 | 660 | 131.35 | 2202.69 | 740.21 | 177.65 | 11280.86 | 3120.55 | 14223.76 | 190.84 | 42544.14 | 2421.88 | 959.4 | 4428 | 4428 | 24.6 | 9827.7 | 318.14 | 28.09 | -53.93 | 15.45 | 23.9 | 0 | 0 | 0.2 | 0.2 | 1 | 0.2 | 0 | 2558.15 | 0 | 1458.59 | 0 | 35193.86 | 0 | 3333.55 | 0 | 190.06 | 0 | 81.38 | 0 | 1719.29 | 0 | 185.98 | 245.18
7290 | 10.8 | 1411.34 | 660 | 131.35 | 2202.69 | 740.21 | 444.13 | 11547.34 | 3387.03 | 14490.24 | 190.84 | 0 | 0 | 2398.5 | 11070 | 11070 | 61.5 | 24569.25 | 289.05 | 18.07 | -55.59 | 12.53 | 20 | 7.11 | 0 | 0.5 | 0.5 | 1 | 0.5 | 0 | 0 | 0 | 0 | 0 | 0 | 0 | 0 | 0 | 0 | 0 | 0 | 0 | 0 | 0 | 0 | 0
7291 | 11.3 | 1411.34 | 660 | 131.35 | 2202.69 | 740.21 | 444.13 | 11547.34 | 3387.03 | 14490.24 | 190.84 | 0 | 0 | 2398.5 | 11070 | 11070 | 61.5 | 24569.25 | 289.39 | 18.41 | -55.09 | 13.02 | 20 | 5.85 | 0 | 0.5 | 0.5 | 1 | 0.5 | 0 | 0 | 0 | 0 | 0 | 0 | 0 | 0 | 0 | 0 | 0 | 0 | 0 | 0 | 0 | 0 | 0
7292 | 11.8 | 1411.34 | 660 | 131.35 | 2202.69 | 740.21 | 444.13 | 11547.34 | 3387.03 | 14490.24 | 190.84 | 0 | 0 | 2398.5 | 11070 | 11070 | 61.5 | 24569.25 | 289.85 | 18.87 | -54.6 | 13.52 | 20 | 4.16 | 0 | 0.5 | 0.5 | 1 | 0.5 | 0 | 0 | 0 | 0 | 0 | 0 | 0 | 0 | 0 | 0 | 0 | 0 | 0 | 0 | 0 | 0 | 0
7293 | 11.3 | 1411.34 | 660 | 131.35 | 2202.69 | 740.21 | 444.13 | 11547.34 | 3387.03 | 14490.24 | 190.84 | 0 | 0 | 2398.5 | 11070 | 11070 | 61.5 | 24569.25 | 289.39 | 18.41 | -55.09 | 13.02 | 20 | 5.85 | 0 | 0.5 | 0.5 | 1 | 0.5 | 0 | 0 | 0 | 0 | 0 | 0 | 0 | 0 | 0 | 0 | 0 | 0 | 0 | 0 | 0 | 0 | 0
7294 | 10.1 | 1411.34 | 660 | 131.35 | 2202.69 | 740.21 | 444.13 | 11547.34 | 3387.03 | 14490.24 | 190.84 | 0 | 0 | 2398.5 | 11070 | 11070 | 61.5 | 24569.25 | 288.29 | 17.31 | -56.28 | 11.84 | 20 | 9.92 | 0 | 0.5 | 0.5 | 1 | 0.5 | 0 | 0 | 0 | 0 | 0 | 0 | 0 | 0 | 0 | 0 | 0 | 0 | 0 | 0 | 0 | 0 | 0
7295 | 9.5 | 1411.34 | 660 | 131.35 | 2202.69 | 740.21 | 444.13 | 11547.34 | 3387.03 | 14490.24 | 190.84 | 0 | 0 | 2398.5 | 11070 | 11070 | 61.5 | 24569.25 | 287.74 | 16.76 | -56.87 | 11.25 | 20 | 11.95 | 0 | 0.5 | 0.5 | 1 | 0.5 | 0 | 0 | 0 | 0 | 0 | 0 | 0 | 0 | 0 | 0 | 0 | 0 | 0 | 0 | 0 | 0 | 0
7296 | 7.8 | 1411.34 | 660 | 131.35 | 2202.69 | 740.21 | 444.13 | 11547.34 | 3387.03 | 14490.24 | 190.84 | 0 | 0 | 2398.5 | 11070 | 11070 | 61.5 | 24569.25 | 286.18 | 15.2 | -58.55 | 9.57 | 20 | 17.71 | 0 | 0.5 | 0.5 | 1 | 0.5 | 0 | 0 | 0 | 0 | 0 | 0 | 0 | 0 | 0 | 0 | 0 | 0 | 0 | 0 | 0 | 0 | 0
7297 | 7 | 1411.34 | 660 | 131.35 | 2202.69 | 740.21 | 444.13 | 11547.34 | 3387.03 | 14490.24 | 190.84 | 0 | 0 | 2398.5 | 2214 | 2214 | 61.5 | 6857.25 | 280.64 | 9.67 | -60.54 | 7.57 | 20 | 38.13 | 0 | 0.5 | 0.1 | 0.5 | 0.5 | 0 | 0 | 0 | 0 | 0 | 0 | 0 | 0 | 0 | 0 | 0 | 0 | 0 | 0 | 0 | 0 | 0
7298 | 6.9 | 1411.34 | 660 | 131.35 | 2202.69 | 740.21 | 444.13 | 11547.34 | 3387.03 | 14490.24 | 190.84 | 0 | 0 | 2398.5 | 2214 | 2214 | 61.5 | 6857.25 | 280.55 | 9.58 | -60.64 | 7.47 | 20 | 38.47 | 0 | 0.5 | 0.1 | 0.5 | 0.5 | 0 | 0 | 0 | 0 | 0 | 0 | 0 | 0 | 0 | 0 | 0 | 0 | 0 | 0 | 0 | 0 | 0
7299 | 6.9 | 1411.34 | 660 | 131.35 | 2202.69 | 740.21 | 444.13 | 11547.34 | 3387.03 | 14490.24 | 190.84 | 0 | 0 | 2398.5 | 2214 | 2214 | 61.5 | 6857.25 | 280.55 | 9.58 | -60.64 | 7.47 | 20 | 38.47 | 0 | 0.5 | 0.1 | 0.5 | 0.5 | 0 | 0 | 0 | 0 | 0 | 0 | 0 | 0 | 0 | 0 | 0 | 0 | 0 | 0 | 0 | 0 | 0
7300 | 6.9 | 1411.34 | 660 | 131.35 | 2202.69 | 740.21 | 444.13 | 11547.34 | 3387.03 | 14490.24 | 190.84 | 0 | 0 | 2398.5 | 2214 | 2214 | 61.5 | 6857.25 | 280.55 | 9.58 | -60.64 | 7.47 | 20 | 38.47 | 0 | 0.5 | 0.1 | 0.5 | 0.5 | 0 | 0 | 0 | 0 | 0 | 0 | 0 | 0 | 0 | 0 | 0 | 0 | 0 | 0 | 0 | 0 | 0
7301 | 7.3 | 1411.34 | 660 | 131.35 | 2202.69 | 740.21 | 444.13 | 11547.34 | 3387.03 | 14490.24 | 190.84 | 0 | 0 | 2398.5 | 2214 | 2214 | 61.5 | 6857.25 | 280.92 | 9.94 | -60.25 | 7.87 | 20 | 37.11 | 0 | 0.5 | 0.1 | 0.5 | 0.5 | 0 | 0 | 0 | 0 | 0 | 0 | 0 | 0 | 0 | 0 | 0 | 0 | 0 | 0 | 0 | 0 | 0
7302 | 7.8 | 1411.34 | 660 | 131.35 | 2202.69 | 740.21 | 444.13 | 11547.34 | 3387.03 | 14490.24 | 190.84 | 0 | 0 | 2398.5 | 2214 | 2214 | 61.5 | 6857.25 | 281.38 | 10.4 | -59.75 | 8.36 | 20 | 35.42 | 0 | 0.5 | 0.1 | 0.5 | 0.5 | 0 | 0 | 0 | 0 | 0 | 0 | 0 | 0 | 0 | 0 | 0 | 0 | 0 | 0 | 0 | 0 | 0
7303 | 8.2 | 1411.34 | 660 | 131.35 | 2202.69 | 740.21 | 444.13 | 11547.34 | 3387.03 | 14490.24 | 190.84 | 0 | 0 | 2398.5 | 2214 | 2214 | 61.5 | 6857.25 | 281.75 | 10.77 | -59.36 | 8.76 | 20 | 34.06 | 0 | 0.5 | 0.1 | 0.5 | 0.5 | 0 | 0 | 0 | 0 | 0 | 0 | 0 | 0 | 0 | 0 | 0 | 0 | 0 | 0 | 0 | 0 | 0
7304 | 8.5 | 1411.34 | 660 | 131.35 | 2202.69 | 740.21 | 177.65 | 11280.86 | 3120.55 | 14223.76 | 190.84 | 0 | 0 | 959.4 | 4428 | 4428 | 24.6 | 9827.7 | 302.21 | 12.16 | -60.11 | 9.27 | 20 | 27.01 | 0 | 0.2 | 0.2 | 1 | 0.2 | 0 | 0 | 0 | 0 | 0 | 0 | 0 | 0 | 0 | 0 | 0 | 0 | 0 | 0 | 0 | 0 | 0
7305 | 9.1 | 1411.34 | 660 | 131.35 | 2202.69 | 740.21 | 177.65 | 11280.86 | 3120.55 | 14223.76 | 190.84 | 11404.79 | 827.18 | 959.4 | 4428 | 4428 | 24.6 | 9827.7 | 306.31 | 16.26 | -58.67 | 10.71 | 20 | 12.91 | 0 | 0.2 | 0.2 | 1 | 0.2 | 0 | 3689.77 | 0 | 5018.42 | 0 | 1888.86 | 0 | 807.74 | 0 | 274.13 | 0 | 279.98 | 0 | 92.27 | 0 | 45.06 | 135.72
7306 | 9.7 | 1411.34 | 660 | 131.35 | 2202.69 | 740.21 | 177.65 | 11280.86 | 3120.55 | 14223.76 | 190.84 | 13053.75 | 1042.62 | 959.4 | 4428 | 4428 | 24.6 | 9827.7 | 307.39 | 17.34 | -57.94 | 11.43 | 20 | 9.17 | 0 | 0.2 | 0.2 | 1 | 0.2 | 0 | 3461.22 | 0 | 3436.74 | 0 | 4311.89 | 0 | 1843.9 | 0 | 257.15 | 0 | 191.74 | 0 | 210.64 | 0 | 102.87 | 280.21
7307 | 10.2 | 1411.34 | 660 | 131.35 | 2202.69 | 740.21 | 177.65 | 11280.86 | 3120.55 | 14223.76 | 190.84 | 28860.63 | 2251.5 | 959.4 | 4428 | 4428 | 24.6 | 9827.7 | 312.78 | 22.73 | -56.27 | 13.1 | 22.73 | 0 | 0 | 0.2 | 0.2 | 1 | 0.2 | 0 | 6332.23 | 0 | 8645.4 | 0 | 10272.52 | 0 | 3610.48 | 0 | 470.46 | 0 | 482.34 | 0 | 501.83 | 0 | 201.43 | 595.44
7308 | 10.6 | 1411.34 | 660 | 131.35 | 2202.69 | 740.21 | 177.65 | 11280.86 | 3120.55 | 14223.76 | 190.84 | 28536.24 | 2248.04 | 959.4 | 4428 | 4428 | 24.6 | 9827.7 | 313.15 | 23.1 | -55.9 | 13.48 | 23.1 | 0 | 0 | 0.2 | 0.2 | 1 | 0.2 | 0 | 6877.51 | 0 | 6227.56 | 0 | 11509.78 | 0 | 3921.39 | 0 | 510.97 | 0 | 347.44 | 0 | 562.27 | 0 | 218.78 | 608.57
7309 | 11 | 1411.34 | 660 | 131.35 | 2202.69 | 740.21 | 177.65 | 11280.86 | 3120.55 | 14223.76 | 190.84 | 48503.85 | 3571.91 | 959.4 | 4428 | 4428 | 24.6 | 9827.7 | 319.7 | 29.65 | -54.03 | 15.35 | 23.9 | 0 | 0 | 0.2 | 0.2 | 1 | 0.2 | 0 | 8932.57 | 0 | 11136.61 | 0 | 23341.54 | 0 | 5093.13 | 0 | 663.65 | 0 | 621.32 | 0 | 1140.28 | 0 | 284.15 | 862.51
7310 | 10.4 | 1411.34 | 660 | 131.35 | 2202.69 | 740.21 | 177.65 | 11280.86 | 3120.55 | 14223.76 | 190.84 | 8920.6 | 1449.79 | 959.4 | 4428 | 4428 | 24.6 | 9827.7 | 307.1 | 17.05 | -57.51 | 11.86 | 20 | 10.18 | 0 | 0.2 | 0.2 | 1 | 0.2 | 0 | 2484.01 | 0 | 1484.04 | 0 | 3536.23 | 0 | 1416.32 | 0 | 369.1 | 0 | 165.59 | 0 | 345.5 | 0 | 158.04 | 411.55
7311 | 10.3 | 1411.34 | 660 | 131.35 | 2202.69 | 740.21 | 177.65 | 11280.86 | 3120.55 | 14223.76 | 190.84 | 8069.15 | 662.64 | 959.4 | 4428 | 4428 | 24.6 | 9827.7 | 306.38 | 16.33 | -57.72 | 11.65 | 20 | 12.66 | 0 | 0.2 | 0.2 | 1 | 0.2 | 0 | 2267.14 | 0 | 1318.63 | 0 | 3190.7 | 0 | 1292.67 | 0 | 168.44 | 0 | 73.57 | 0 | 155.87 | 0 | 72.12 | 192.64
7312 | 9.5 | 1411.34 | 660 | 131.35 | 2202.69 | 740.21 | 177.65 | 11280.86 | 3120.55 | 14223.76 | 190.84 | 3424.44 | 282.65 | 959.4 | 4428 | 4428 | 24.6 | 9827.7 | 304.19 | 14.15 | -58.86 | 10.51 | 20 | 20.19 | 0 | 0.2 | 0.2 | 1 | 0.2 | 0 | 963.87 | 0 | 552.61 | 0 | 1358.38 | 0 | 549.58 | 0 | 71.61 | 0 | 30.83 | 0 | 66.36 | 0 | 30.66 | 83.19
7313 | 9 | 1411.34 | 660 | 131.35 | 2202.69 | 740.21 | 177.65 | 11280.86 | 3120.55 | 14223.76 | 190.84 | 532.34 | 44.14 | 959.4 | 4428 | 4428 | 24.6 | 9827.7 | 302.83 | 12.78 | -59.57 | 9.8 | 20 | 24.88 | 0 | 0.2 | 0.2 | 1 | 0.2 | 0 | 149.74 | 0 | 85.38 | 0 | 211.18 | 0 | 86.04 | 0 | 11.13 | 0 | 4.76 | 0 | 10.32 | 0 | 4.8 | 13.13
7314 | 9.1 | 1411.34 | 660 | 131.35 | 2202.69 | 740.21 | 444.13 | 11547.34 | 3387.03 | 14490.24 | 190.84 | 0 | 0 | 2398.5 | 11070 | 11070 | 61.5 | 24569.25 | 287.37 | 16.4 | -57.26 | 10.85 | 20 | 13.3 | 0 | 0.5 | 0.5 | 1 | 0.5 | 0 | 0 | 0 | 0 | 0 | 0 | 0 | 0 | 0 | 0 | 0 | 0 | 0 | 0 | 0 | 0 | 0
7315 | 9.2 | 1411.34 | 660 | 131.35 | 2202.69 | 740.21 | 444.13 | 11547.34 | 3387.03 | 14490.24 | 190.84 | 0 | 0 | 2398.5 | 11070 | 11070 | 61.5 | 24569.25 | 287.46 | 16.49 | -57.17 | 10.95 | 20 | 12.96 | 0 | 0.5 | 0.5 | 1 | 0.5 | 0 | 0 | 0 | 0 | 0 | 0 | 0 | 0 | 0 | 0 | 0 | 0 | 0 | 0 | 0 | 0 | 0
7316 | 9.4 | 1411.34 | 660 | 131.35 | 2202.69 | 740.21 | 444.13 | 11547.34 | 3387.03 | 14490.24 | 190.84 | 0 | 0 | 2398.5 | 11070 | 11070 | 61.5 | 24569.25 | 287.65 | 16.67 | -56.97 | 11.15 | 20 | 12.29 | 0 | 0.5 | 0.5 | 1 | 0.5 | 0 | 0 | 0 | 0 | 0 | 0 | 0 | 0 | 0 | 0 | 0 | 0 | 0 | 0 | 0 | 0 | 0
7317 | 9.6 | 1411.34 | 660 | 131.35 | 2202.69 | 740.21 | 444.13 | 11547.34 | 3387.03 | 14490.24 | 190.84 | 0 | 0 | 2398.5 | 11070 | 11070 | 61.5 | 24569.25 | 287.83 | 16.85 | -56.77 | 11.34 | 20 | 11.61 | 0 | 0.5 | 0.5 | 1 | 0.5 | 0 | 0 | 0 | 0 | 0 | 0 | 0 | 0 | 0 | 0 | 0 | 0 | 0 | 0 | 0 | 0 | 0
7318 | 9.6 | 1411.34 | 660 | 131.35 | 2202.69 | 740.21 | 444.13 | 11547.34 | 3387.03 | 14490.24 | 190.84 | 0 | 0 | 2398.5 | 11070 | 11070 | 61.5 | 24569.25 | 287.83 | 16.85 | -56.77 | 11.34 | 20 | 11.61 | 0 | 0.5 | 0.5 | 1 | 0.5 | 0 | 0 | 0 | 0 | 0 | 0 | 0 | 0 | 0 | 0 | 0 | 0 | 0 | 0 | 0 | 0 | 0
7319 | 9.9 | 1411.34 | 660 | 131.35 | 2202.69 | 740.21 | 444.13 | 11547.34 | 3387.03 | 14490.24 | 190.84 | 0 | 0 | 2398.5 | 11070 | 11070 | 61.5 | 24569.25 | 288.11 | 17.13 | -56.48 | 11.64 | 20 | 10.59 | 0 | 0.5 | 0.5 | 1 | 0.5 | 0 | 0 | 0 | 0 | 0 | 0 | 0 | 0 | 0 | 0 | 0 | 0 | 0 | 0 | 0 | 0 | 0
7320 | 9.7 | 1411.34 | 660 | 131.35 | 2202.69 | 740.21 | 444.13 | 11547.34 | 3387.03 | 14490.24 | 190.84 | 0 | 0 | 2398.5 | 11070 | 11070 | 61.5 | 24569.25 | 287.92 | 16.95 | -56.67 | 11.44 | 20 | 11.27 | 0 | 0.5 | 0.5 | 1 | 0.5 | 0 | 0 | 0 | 0 | 0 | 0 | 0 | 0 | 0 | 0 | 0 | 0 | 0 | 0 | 0 | 0 | 0
7321 | 7.5 | 1411.34 | 660 | 131.35 | 2202.69 | 740.21 | 444.13 | 11547.34 | 3387.03 | 14490.24 | 190.84 | 0 | 0 | 2398.5 | 2214 | 2214 | 61.5 | 6857.25 | 281.1 | 10.13 | -60.05 | 8.06 | 20 | 36.43 | 0 | 0.5 | 0.1 | 0.5 | 0.5 | 0 | 0 | 0 | 0 | 0 | 0 | 0 | 0 | 0 | 0 | 0 | 0 | 0 | 0 | 0 | 0 | 0
7322 | 6.2 | 1411.34 | 660 | 131.35 | 2202.69 | 740.21 | 444.13 | 11547.34 | 3387.03 | 14490.24 | 190.84 | 0 | 0 | 2398.5 | 2214 | 2214 | 61.5 | 6857.25 | 279.91 | 8.93 | -61.33 | 6.78 | 20 | 40.84 | 0 | 0.5 | 0.1 | 0.5 | 0.5 | 0 | 0 | 0 | 0 | 0 | 0 | 0 | 0 | 0 | 0 | 0 | 0 | 0 | 0 | 0 | 0 | 0
7323 | 6.3 | 1411.34 | 660 | 131.35 | 2202.69 | 740.21 | 444.13 | 11547.34 | 3387.03 | 14490.24 | 190.84 | 0 | 0 | 2398.5 | 2214 | 2214 | 61.5 | 6857.25 | 280 | 9.03 | -61.23 | 6.88 | 20 | 40.5 | 0 | 0.5 | 0.1 | 0.5 | 0.5 | 0 | 0 | 0 | 0 | 0 | 0 | 0 | 0 | 0 | 0 | 0 | 0 | 0 | 0 | 0 | 0 | 0
7324 | 6.2 | 1411.34 | 660 | 131.35 | 2202.69 | 740.21 | 444.13 | 11547.34 | 3387.03 | 14490.24 | 190.84 | 0 | 0 | 2398.5 | 2214 | 2214 | 61.5 | 6857.25 | 279.91 | 8.93 | -61.33 | 6.78 | 20 | 40.84 | 0 | 0.5 | 0.1 | 0.5 | 0.5 | 0 | 0 | 0 | 0 | 0 | 0 | 0 | 0 | 0 | 0 | 0 | 0 | 0 | 0 | 0 | 0 | 0
7325 | 6.3 | 1411.34 | 660 | 131.35 | 2202.69 | 740.21 | 444.13 | 11547.34 | 3387.03 | 14490.24 | 190.84 | 0 | 0 | 2398.5 | 2214 | 2214 | 61.5 | 6857.25 | 280 | 9.03 | -61.23 | 6.88 | 20 | 40.5 | 0 | 0.5 | 0.1 | 0.5 | 0.5 | 0 | 0 | 0 | 0 | 0 | 0 | 0 | 0 | 0 | 0 | 0 | 0 | 0 | 0 | 0 | 0 | 0
7326 | 6.7 | 1411.34 | 660 | 131.35 | 2202.69 | 740.21 | 444.13 | 11547.34 | 3387.03 | 14490.24 | 190.84 | 0 | 0 | 2398.5 | 2214 | 2214 | 61.5 | 6857.25 | 280.37 | 9.39 | -60.84 | 7.27 | 20 | 39.14 | 0 | 0.5 | 0.1 | 0.5 | 0.5 | 0 | 0 | 0 | 0 | 0 | 0 | 0 | 0 | 0 | 0 | 0 | 0 | 0 | 0 | 0 | 0 | 0
7327 | 6.6 | 1411.34 | 660 | 131.35 | 2202.69 | 740.21 | 444.13 | 11547.34 | 3387.03 | 14490.24 | 190.84 | 0 | 0 | 2398.5 | 2214 | 2214 | 61.5 | 6857.25 | 280.28 | 9.3 | -60.94 | 7.18 | 20 | 39.48 | 0 | 0.5 | 0.1 | 0.5 | 0.5 | 0 | 0 | 0 | 0 | 0 | 0 | 0 | 0 | 0 | 0 | 0 | 0 | 0 | 0 | 0 | 0 | 0
7328 | 6.9 | 1411.34 | 660 | 131.35 | 2202.69 | 740.21 | 177.65 | 11280.86 | 3120.55 | 14223.76 | 190.84 | 0 | 0 | 959.4 | 4428 | 4428 | 24.6 | 9827.7 | 300.77 | 10.72 | -61.69 | 7.69 | 20 | 32.01 | 0 | 0.2 | 0.2 | 1 | 0.2 | 0 | 0 | 0 | 0 | 0 | 0 | 0 | 0 | 0 | 0 | 0 | 0 | 0 | 0 | 0 | 0 | 0
7329 | 7.4 | 1411.34 | 660 | 131.35 | 2202.69 | 740.21 | 177.65 | 11280.86 | 3120.55 | 14223.76 | 190.84 | 7939.92 | 587.92 | 959.4 | 4428 | 4428 | 24.6 | 9827.7 | 303.69 | 13.64 | -60.6 | 8.77 | 20 | 21.92 | 0 | 0.2 | 0.2 | 1 | 0.2 | 0 | 2514.06 | 0 | 3154.94 | 0 | 1590.69 | 0 | 680.23 | 0 | 186.78 | 0 | 176.02 | 0 | 77.71 | 0 | 37.95 | 109.46
7330 | 8.5 | 1411.34 | 660 | 131.35 | 2202.69 | 740.21 | 177.65 | 11280.86 | 3120.55 | 14223.76 | 190.84 | 17336.94 | 1353.1 | 959.4 | 4428 | 4428 | 24.6 | 9827.7 | 307.64 | 17.59 | -58.81 | 10.56 | 20 | 8.32 | 0 | 0.2 | 0.2 | 1 | 0.2 | 0 | 4267.89 | 0 | 5945.05 | 0 | 4990.08 | 0 | 2133.92 | 0 | 317.09 | 0 | 331.68 | 0 | 243.77 | 0 | 119.05 | 341.5
7331 | 9.7 | 1411.34 | 660 | 131.35 | 2202.69 | 740.21 | 177.65 | 11280.86 | 3120.55 | 14223.76 | 190.84 | 33549.44 | 2560.28 | 959.4 | 4428 | 4428 | 24.6 | 9827.7 | 313.77 | 23.72 | -56.42 | 12.96 | 23.72 | 0 | 0 | 0.2 | 0.2 | 1 | 0.2 | 0 | 6835.92 | 0 | 11060.77 | 0 | 11755.08 | 0 | 3897.67 | 0 | 507.88 | 0 | 617.09 | 0 | 574.26 | 0 | 217.46 | 643.6
7332 | 10.7 | 1411.34 | 660 | 131.35 | 2202.69 | 740.21 | 177.65 | 11280.86 | 3120.55 | 14223.76 | 190.84 | 48376.57 | 3592.48 | 959.4 | 4428 | 4428 | 24.6 | 9827.7 | 319.43 | 29.38 | -54.33 | 15.04 | 23.9 | 0 | 0 | 0.2 | 0.2 | 1 | 0.2 | 0 | 8743.23 | 0 | 13905.41 | 0 | 20742.75 | 0 | 4985.18 | 0 | 649.58 | 0 | 775.8 | 0 | 1013.32 | 0 | 278.13 | 875.64
7333 | 10.9 | 1411.34 | 660 | 131.35 | 2202.69 | 740.21 | 177.65 | 11280.86 | 3120.55 | 14223.76 | 190.84 | 18505.85 | 2837.86 | 959.4 | 4428 | 4428 | 24.6 | 9827.7 | 310.73 | 20.68 | -56.26 | 13.12 | 20.68 | 0 | 0 | 0.2 | 0.2 | 1 | 0.2 | 0 | 4017.59 | 0 | 3863.4 | 0 | 8334.12 | 0 | 2290.73 | 0 | 596.98 | 0 | 431.09 | 0 | 814.28 | 0 | 255.6 | 739.92
7334 | 11.5 | 1411.34 | 660 | 131.35 | 2202.69 | 740.21 | 177.65 | 11280.86 | 3120.55 | 14223.76 | 190.84 | 30821.76 | 2383.98 | 959.4 | 4428 | 4428 | 24.6 | 9827.7 | 314.59 | 24.54 | -54.84 | 14.53 | 23.9 | 0 | 0 | 0.2 | 0.2 | 1 | 0.2 | 0 | 7138.16 | 0 | 5469.21 | 0 | 14144.38 | 0 | 4070 | 0 | 530.33 | 0 | 305.13 | 0 | 690.98 | 0 | 227.07 | 630.46
7335 | 10.8 | 1411.34 | 660 | 131.35 | 2202.69 | 740.21 | 177.65 | 11280.86 | 3120.55 | 14223.76 | 190.84 | 3846.06 | 631.94 | 959.4 | 4428 | 4428 | 24.6 | 9827.7 | 305.75 | 15.7 | -57.53 | 11.85 | 20 | 14.83 | 0 | 0.2 | 0.2 | 1 | 0.2 | 0 | 1080.9 | 0 | 628.59 | 0 | 1520.27 | 0 | 616.3 | 0 | 160.61 | 0 | 70.14 | 0 | 148.54 | 0 | 68.77 | 183.89
7336 | 10 | 1411.34 | 660 | 131.35 | 2202.69 | 740.21 | 177.65 | 11280.86 | 3120.55 | 14223.76 | 190.84 | 3055.2 | 252.42 | 959.4 | 4428 | 4428 | 24.6 | 9827.7 | 304.53 | 14.48 | -58.4 | 10.98 | 20 | 19.02 | 0 | 0.2 | 0.2 | 1 | 0.2 | 0 | 861.09 | 0 | 493.57 | 0 | 1209.56 | 0 | 490.97 | 0 | 63.97 | 0 | 27.54 | 0 | 59.09 | 0 | 27.39 | 74.43
7337 | 10.3 | 1411.34 | 660 | 131.35 | 2202.69 | 740.21 | 177.65 | 11280.86 | 3120.55 | 14223.76 | 190.84 | 1098.49 | 89.98 | 959.4 | 4428 | 4428 | 24.6 | 9827.7 | 304.19 | 14.14 | -58.25 | 11.13 | 20 | 20.21 | 0 | 0.2 | 0.2 | 1 | 0.2 | 0 | 300.52 | 0 | 171.35 | 0 | 452.34 | 0 | 174.27 | 0 | 22.33 | 0 | 9.56 | 0 | 22.1 | 0 | 9.72 | 26.27
7338 | 10.5 | 1411.34 | 660 | 131.35 | 2202.69 | 740.21 | 444.13 | 11547.34 | 3387.03 | 14490.24 | 190.84 | 0 | 0 | 2398.5 | 11070 | 11070 | 61.5 | 24569.25 | 288.66 | 17.68 | -55.88 | 12.23 | 20 | 8.56 | 0 | 0.5 | 0.5 | 1 | 0.5 | 0 | 0 | 0 | 0 | 0 | 0 | 0 | 0 | 0 | 0 | 0 | 0 | 0 | 0 | 0 | 0 | 0
7339 | 10.8 | 1411.34 | 660 | 131.35 | 2202.69 | 740.21 | 444.13 | 11547.34 | 3387.03 | 14490.24 | 190.84 | 0 | 0 | 2398.5 | 11070 | 11070 | 61.5 | 24569.25 | 288.93 | 17.96 | -55.59 | 12.53 | 20 | 7.55 | 0 | 0.5 | 0.5 | 1 | 0.5 | 0 | 0 | 0 | 0 | 0 | 0 | 0 | 0 | 0 | 0 | 0 | 0 | 0 | 0 | 0 | 0 | 0
7340 | 10.9 | 1411.34 | 660 | 131.35 | 2202.69 | 740.21 | 444.13 | 11547.34 | 3387.03 | 14490.24 | 190.84 | 0 | 0 | 2398.5 | 11070 | 11070 | 61.5 | 24569.25 | 289.02 | 18.05 | -55.49 | 12.63 | 20 | 7.21 | 0 | 0.5 | 0.5 | 1 | 0.5 | 0 | 0 | 0 | 0 | 0 | 0 | 0 | 0 | 0 | 0 | 0 | 0 | 0 | 0 | 0 | 0 | 0
7341 | 11.4 | 1411.34 | 660 | 131.35 | 2202.69 | 740.21 | 444.13 | 11547.34 | 3387.03 | 14490.24 | 190.84 | 0 | 0 | 2398.5 | 11070 | 11070 | 61.5 | 24569.25 | 289.48 | 18.51 | -54.99 | 13.12 | 20 | 5.51 | 0 | 0.5 | 0.5 | 1 | 0.5 | 0 | 0 | 0 | 0 | 0 | 0 | 0 | 0 | 0 | 0 | 0 | 0 | 0 | 0 | 0 | 0 | 0
7342 | 11.1 | 1411.34 | 660 | 131.35 | 2202.69 | 740.21 | 444.13 | 11547.34 | 3387.03 | 14490.24 | 190.84 | 0 | 0 | 2398.5 | 11070 | 11070 | 61.5 | 24569.25 | 289.21 | 18.23 | -55.29 | 12.82 | 20 | 6.53 | 0 | 0.5 | 0.5 | 1 | 0.5 | 0 | 0 | 0 | 0 | 0 | 0 | 0 | 0 | 0 | 0 | 0 | 0 | 0 | 0 | 0 | 0 | 0
7343 | 11.6 | 1411.34 | 660 | 131.35 | 2202.69 | 740.21 | 444.13 | 11547.34 | 3387.03 | 14490.24 | 190.84 | 0 | 0 | 2398.5 | 11070 | 11070 | 61.5 | 24569.25 | 289.67 | 18.69 | -54.8 | 13.32 | 20 | 4.84 | 0 | 0.5 | 0.5 | 1 | 0.5 | 0 | 0 | 0 | 0 | 0 | 0 | 0 | 0 | 0 | 0 | 0 | 0 | 0 | 0 | 0 | 0 | 0
7344 | 10.7 | 1411.34 | 660 | 131.35 | 2202.69 | 740.21 | 444.13 | 11547.34 | 3387.03 | 14490.24 | 190.84 | 0 | 0 | 2398.5 | 11070 | 11070 | 61.5 | 24569.25 | 288.84 | 17.86 | -55.69 | 12.43 | 20 | 7.88 | 0 | 0.5 | 0.5 | 1 | 0.5 | 0 | 0 | 0 | 0 | 0 | 0 | 0 | 0 | 0 | 0 | 0 | 0 | 0 | 0 | 0 | 0 | 0
7345 | 11 | 1411.34 | 660 | 131.35 | 2202.69 | 740.21 | 444.13 | 11547.34 | 3387.03 | 14490.24 | 190.84 | 0 | 0 | 2398.5 | 2214 | 2214 | 61.5 | 6857.25 | 284.32 | 13.34 | -56.6 | 11.52 | 20 | 24.58 | 0 | 0.5 | 0.1 | 0.5 | 0.5 | 0 | 0 | 0 | 0 | 0 | 0 | 0 | 0 | 0 | 0 | 0 | 0 | 0 | 0 | 0 | 0 | 0
7346 | 10.7 | 1411.34 | 660 | 131.35 | 2202.69 | 740.21 | 444.13 | 11547.34 | 3387.03 | 14490.24 | 190.84 | 0 | 0 | 2398.5 | 2214 | 2214 | 61.5 | 6857.25 | 284.04 | 13.06 | -56.89 | 11.22 | 20 | 25.6 | 0 | 0.5 | 0.1 | 0.5 | 0.5 | 0 | 0 | 0 | 0 | 0 | 0 | 0 | 0 | 0 | 0 | 0 | 0 | 0 | 0 | 0 | 0 | 0
7347 | 10.6 | 1411.34 | 660 | 131.35 | 2202.69 | 740.21 | 444.13 | 11547.34 | 3387.03 | 14490.24 | 190.84 | 0 | 0 | 2398.5 | 2214 | 2214 | 61.5 | 6857.25 | 283.95 | 12.97 | -56.99 | 11.12 | 20 | 25.94 | 0 | 0.5 | 0.1 | 0.5 | 0.5 | 0 | 0 | 0 | 0 | 0 | 0 | 0 | 0 | 0 | 0 | 0 | 0 | 0 | 0 | 0 | 0 | 0
7348 | 10.5 | 1411.34 | 660 | 131.35 | 2202.69 | 740.21 | 444.13 | 11547.34 | 3387.03 | 14490.24 | 190.84 | 0 | 0 | 2398.5 | 2214 | 2214 | 61.5 | 6857.25 | 283.86 | 12.88 | -57.09 | 11.03 | 20 | 26.27 | 0 | 0.5 | 0.1 | 0.5 | 0.5 | 0 | 0 | 0 | 0 | 0 | 0 | 0 | 0 | 0 | 0 | 0 | 0 | 0 | 0 | 0 | 0 | 0
7349 | 10.4 | 1411.34 | 660 | 131.35 | 2202.69 | 740.21 | 444.13 | 11547.34 | 3387.03 | 14490.24 | 190.84 | 0 | 0 | 2398.5 | 2214 | 2214 | 61.5 | 6857.25 | 283.77 | 12.79 | -57.19 | 10.93 | 20 | 26.61 | 0 | 0.5 | 0.1 | 0.5 | 0.5 | 0 | 0 | 0 | 0 | 0 | 0 | 0 | 0 | 0 | 0 | 0 | 0 | 0 | 0 | 0 | 0 | 0
7350 | 11 | 1411.34 | 660 | 131.35 | 2202.69 | 740.21 | 444.13 | 11547.34 | 3387.03 | 14490.24 | 190.84 | 0 | 0 | 2398.5 | 2214 | 2214 | 61.5 | 6857.25 | 284.32 | 13.34 | -56.6 | 11.52 | 20 | 24.58 | 0 | 0.5 | 0.1 | 0.5 | 0.5 | 0 | 0 | 0 | 0 | 0 | 0 | 0 | 0 | 0 | 0 | 0 | 0 | 0 | 0 | 0 | 0 | 0
7351 | 11 | 1411.34 | 660 | 131.35 | 2202.69 | 740.21 | 444.13 | 11547.34 | 3387.03 | 14490.24 | 190.84 | 0 | 0 | 2398.5 | 2214 | 2214 | 61.5 | 6857.25 | 284.32 | 13.34 | -56.6 | 11.52 | 20 | 24.58 | 0 | 0.5 | 0.1 | 0.5 | 0.5 | 0 | 0 | 0 | 0 | 0 | 0 | 0 | 0 | 0 | 0 | 0 | 0 | 0 | 0 | 0 | 0 | 0
7352 | 10.2 | 1411.34 | 660 | 131.35 | 2202.69 | 740.21 | 444.13 | 11547.34 | 3387.03 | 14490.24 | 190.84 | 549.17 | 45.24 | 2398.5 | 11070 | 11070 | 61.5 | 24569.25 | 288.54 | 17.57 | -56.14 | 11.98 | 20 | 8.98 | 0 | 0.5 | 0.5 | 1 | 0.5 | 0 | 158.09 | 0 | 90.14 | 0 | 210.79 | 0 | 90.14 | 0 | 11.75 | 0 | 5.03 | 0 | 10.3 | 0 | 5.03 | 13.13
7353 | 10.2 | 1411.34 | 660 | 131.35 | 2202.69 | 740.21 | 444.13 | 11547.34 | 3387.03 | 14490.24 | 190.84 | 10609.54 | 765.93 | 2398.5 | 11070 | 11070 | 61.5 | 24569.25 | 291.46 | 20.49 | -55.4 | 12.71 | 20.49 | 0 | 0 | 0.5 | 0.5 | 1 | 0.5 | 0 | 3412.22 | 0 | 4785.71 | 0 | 1689.24 | 0 | 722.37 | 0 | 253.51 | 0 | 267 | 0 | 82.52 | 0 | 40.3 | 122.59
7354 | 10.6 | 1411.34 | 660 | 131.35 | 2202.69 | 740.21 | 444.13 | 11547.34 | 3387.03 | 14490.24 | 190.84 | 19245.9 | 1485.58 | 2398.5 | 11070 | 11070 | 61.5 | 24569.25 | 294.38 | 23.4 | -54.37 | 13.74 | 23.4 | 0 | 0 | 0.5 | 0.5 | 1 | 0.5 | 0 | 4557.09 | 0 | 7305.24 | 0 | 5171.9 | 0 | 2211.67 | 0 | 338.57 | 0 | 407.57 | 0 | 252.66 | 0 | 123.39 | 363.39
7355 | 11 | 1411.34 | 660 | 131.35 | 2202.69 | 740.21 | 444.13 | 11547.34 | 3387.03 | 14490.24 | 190.84 | 17335.82 | 1396.55 | 2398.5 | 11070 | 11070 | 61.5 | 24569.25 | 294.3 | 23.32 | -54.11 | 14 | 23.32 | 0 | 0 | 0.5 | 0.5 | 1 | 0.5 | 0 | 4581.38 | 0 | 3647.04 | 0 | 6495.2 | 0 | 2612.19 | 0 | 340.38 | 0 | 203.47 | 0 | 317.3 | 0 | 145.74 | 389.66
7356 | 11.1 | 1411.34 | 660 | 131.35 | 2202.69 | 740.21 | 444.13 | 11547.34 | 3387.03 | 14490.24 | 190.84 | 22512.47 | 1801.77 | 2398.5 | 11070 | 11070 | 61.5 | 24569.25 | 295.9 | 24.92 | -53.63 | 14.48 | 23.9 | 0 | 0 | 0.5 | 0.5 | 1 | 0.5 | 0 | 5860.02 | 0 | 4407.73 | 0 | 8903.49 | 0 | 3341.24 | 0 | 435.37 | 0 | 245.91 | 0 | 434.95 | 0 | 186.41 | 499.12
7357 | 11.5 | 1411.34 | 660 | 131.35 | 2202.69 | 740.21 | 444.13 | 11547.34 | 3387.03 | 14490.24 | 190.84 | 7276.72 | 1189.79 | 2398.5 | 11070 | 11070 | 61.5 | 24569.25 | 291.99 | 21.01 | -54.32 | 13.8 | 21.01 | 0 | 0 | 0.5 | 0.5 | 1 | 0.5 | 0 | 2046.34 | 0 | 1224.94 | 0 | 2838.66 | 0 | 1166.77 | 0 | 304.07 | 0 | 136.68 | 0 | 277.35 | 0 | 130.19 | 341.5
7358 | 12.8 | 1411.34 | 660 | 131.35 | 2202.69 | 740.21 | 444.13 | 11547.34 | 3387.03 | 14490.24 | 190.84 | 43046.81 | 3132.52 | 2398.5 | 11070 | 11070 | 61.5 | 24569.25 | 303.31 | 32.34 | -50.47 | 17.65 | 23.9 | 0 | 0 | 0.5 | 0.5 | 1 | 0.5 | 0 | 7935.69 | 0 | 8123.26 | 0 | 22463.13 | 0 | 4524.74 | 0 | 589.59 | 0 | 453.21 | 0 | 1097.37 | 0 | 252.44 | 739.92
7359 | 12.8 | 1411.34 | 660 | 131.35 | 2202.69 | 740.21 | 444.13 | 11547.34 | 3387.03 | 14490.24 | 190.84 | 4920.89 | 804.73 | 2398.5 | 11070 | 11070 | 61.5 | 24569.25 | 292.44 | 21.46 | -53.22 | 14.89 | 21.46 | 0 | 0 | 0.5 | 0.5 | 1 | 0.5 | 0 | 1373.28 | 0 | 803.35 | 0 | 1961.25 | 0 | 783.01 | 0 | 204.06 | 0 | 89.64 | 0 | 191.62 | 0 | 87.37 | 232.05
7360 | 13.1 | 1411.34 | 660 | 131.35 | 2202.69 | 740.21 | 444.13 | 11547.34 | 3387.03 | 14490.24 | 190.84 | 8978.02 | 725.8 | 2398.5 | 11070 | 11070 | 61.5 | 24569.25 | 293.72 | 22.74 | -52.66 | 15.46 | 22.74 | 0 | 0 | 0.5 | 0.5 | 1 | 0.5 | 0 | 2436.61 | 0 | 1410.66 | 0 | 3741.46 | 0 | 1389.29 | 0 | 181.03 | 0 | 78.7 | 0 | 182.78 | 0 | 77.51 | 205.78
7361 | 12.9 | 1411.34 | 660 | 131.35 | 2202.69 | 740.21 | 444.13 | 11547.34 | 3387.03 | 14490.24 | 190.84 | 4723.5 | 364.81 | 2398.5 | 11070 | 11070 | 61.5 | 24569.25 | 292.32 | 21.35 | -53.17 | 14.95 | 21.35 | 0 | 0 | 0.5 | 0.5 | 1 | 0.5 | 0 | 1122.18 | 0 | 639.84 | 0 | 2278.38 | 0 | 683.09 | 0 | 83.37 | 0 | 35.7 | 0 | 111.3 | 0 | 38.11 | 96.32
7362 | 12.2 | 1411.34 | 660 | 131.35 | 2202.69 | 740.21 | 444.13 | 11547.34 | 3387.03 | 14490.24 | 190.84 | 0 | 0 | 2398.5 | 11070 | 11070 | 61.5 | 24569.25 | 290.26 | 19.28 | -54.2 | 13.91 | 20 | 2.65 | 0 | 0.5 | 0.5 | 1 | 0.5 | 0 | 0 | 0 | 0 | 0 | 0 | 0 | 0 | 0 | 0 | 0 | 0 | 0 | 0 | 0 | 0 | 0
7363 | 11.8 | 1411.34 | 660 | 131.35 | 2202.69 | 740.21 | 444.13 | 11547.34 | 3387.03 | 14490.24 | 190.84 | 0 | 0 | 2398.5 | 11070 | 11070 | 61.5 | 24569.25 | 289.85 | 18.87 | -54.6 | 13.52 | 20 | 4.16 | 0 | 0.5 | 0.5 | 1 | 0.5 | 0 | 0 | 0 | 0 | 0 | 0 | 0 | 0 | 0 | 0 | 0 | 0 | 0 | 0 | 0 | 0 | 0
7364 | 11.5 | 1411.34 | 660 | 131.35 | 2202.69 | 740.21 | 444.13 | 11547.34 | 3387.03 | 14490.24 | 190.84 | 0 | 0 | 2398.5 | 11070 | 11070 | 61.5 | 24569.25 | 289.57 | 18.6 | -54.9 | 13.22 | 20 | 5.17 | 0 | 0.5 | 0.5 | 1 | 0.5 | 0 | 0 | 0 | 0 | 0 | 0 | 0 | 0 | 0 | 0 | 0 | 0 | 0 | 0 | 0 | 0 | 0
7365 | 11.3 | 1411.34 | 660 | 131.35 | 2202.69 | 740.21 | 444.13 | 11547.34 | 3387.03 | 14490.24 | 190.84 | 0 | 0 | 2398.5 | 11070 | 11070 | 61.5 | 24569.25 | 289.39 | 18.41 | -55.09 | 13.02 | 20 | 5.85 | 0 | 0.5 | 0.5 | 1 | 0.5 | 0 | 0 | 0 | 0 | 0 | 0 | 0 | 0 | 0 | 0 | 0 | 0 | 0 | 0 | 0 | 0 | 0
7366 | 11.2 | 1411.34 | 660 | 131.35 | 2202.69 | 740.21 | 444.13 | 11547.34 | 3387.03 | 14490.24 | 190.84 | 0 | 0 | 2398.5 | 11070 | 11070 | 61.5 | 24569.25 | 289.3 | 18.32 | -55.19 | 12.92 | 20 | 6.19 | 0 | 0.5 | 0.5 | 1 | 0.5 | 0 | 0 | 0 | 0 | 0 | 0 | 0 | 0 | 0 | 0 | 0 | 0 | 0 | 0 | 0 | 0 | 0
7367 | 10.9 | 1411.34 | 660 | 131.35 | 2202.69 | 740.21 | 444.13 | 11547.34 | 3387.03 | 14490.24 | 190.84 | 0 | 0 | 2398.5 | 11070 | 11070 | 61.5 | 24569.25 | 289.02 | 18.05 | -55.49 | 12.63 | 20 | 7.21 | 0 | 0.5 | 0.5 | 1 | 0.5 | 0 | 0 | 0 | 0 | 0 | 0 | 0 | 0 | 0 | 0 | 0 | 0 | 0 | 0 | 0 | 0 | 0
7368 | 10 | 1411.34 | 660 | 131.35 | 2202.69 | 740.21 | 444.13 | 11547.34 | 3387.03 | 14490.24 | 190.84 | 0 | 0 | 2398.5 | 11070 | 11070 | 61.5 | 24569.25 | 288.2 | 17.22 | -56.38 | 11.74 | 20 | 10.26 | 0 | 0.5 | 0.5 | 1 | 0.5 | 0 | 0 | 0 | 0 | 0 | 0 | 0 | 0 | 0 | 0 | 0 | 0 | 0 | 0 | 0 | 0 | 0
7369 | 9 | 1411.34 | 660 | 131.35 | 2202.69 | 740.21 | 444.13 | 11547.34 | 3387.03 | 14490.24 | 190.84 | 0 | 0 | 2398.5 | 2214 | 2214 | 61.5 | 6857.25 | 282.48 | 11.5 | -58.57 | 9.55 | 20 | 31.35 | 0 | 0.5 | 0.1 | 0.5 | 0.5 | 0 | 0 | 0 | 0 | 0 | 0 | 0 | 0 | 0 | 0 | 0 | 0 | 0 | 0 | 0 | 0 | 0
7370 | 6.9 | 1411.34 | 660 | 131.35 | 2202.69 | 740.21 | 444.13 | 11547.34 | 3387.03 | 14490.24 | 190.84 | 0 | 0 | 2398.5 | 2214 | 2214 | 61.5 | 6857.25 | 280.55 | 9.58 | -60.64 | 7.47 | 20 | 38.47 | 0 | 0.5 | 0.1 | 0.5 | 0.5 | 0 | 0 | 0 | 0 | 0 | 0 | 0 | 0 | 0 | 0 | 0 | 0 | 0 | 0 | 0 | 0 | 0
7371 | 6.8 | 1411.34 | 660 | 131.35 | 2202.69 | 740.21 | 444.13 | 11547.34 | 3387.03 | 14490.24 | 190.84 | 0 | 0 | 2398.5 | 2214 | 2214 | 61.5 | 6857.25 | 280.46 | 9.48 | -60.74 | 7.37 | 20 | 38.81 | 0 | 0.5 | 0.1 | 0.5 | 0.5 | 0 | 0 | 0 | 0 | 0 | 0 | 0 | 0 | 0 | 0 | 0 | 0 | 0 | 0 | 0 | 0 | 0
7372 | 7.4 | 1411.34 | 660 | 131.35 | 2202.69 | 740.21 | 444.13 | 11547.34 | 3387.03 | 14490.24 | 190.84 | 0 | 0 | 2398.5 | 2214 | 2214 | 61.5 | 6857.25 | 281.01 | 10.04 | -60.15 | 7.97 | 20 | 36.77 | 0 | 0.5 | 0.1 | 0.5 | 0.5 | 0 | 0 | 0 | 0 | 0 | 0 | 0 | 0 | 0 | 0 | 0 | 0 | 0 | 0 | 0 | 0 | 0
7373 | 7.9 | 1411.34 | 660 | 131.35 | 2202.69 | 740.21 | 444.13 | 11547.34 | 3387.03 | 14490.24 | 190.84 | 0 | 0 | 2398.5 | 2214 | 2214 | 61.5 | 6857.25 | 281.47 | 10.49 | -59.66 | 8.46 | 20 | 35.08 | 0 | 0.5 | 0.1 | 0.5 | 0.5 | 0 | 0 | 0 | 0 | 0 | 0 | 0 | 0 | 0 | 0 | 0 | 0 | 0 | 0 | 0 | 0 | 0
7374 | 6 | 1411.34 | 660 | 131.35 | 2202.69 | 740.21 | 444.13 | 11547.34 | 3387.03 | 14490.24 | 190.84 | 0 | 0 | 2398.5 | 2214 | 2214 | 61.5 | 6857.25 | 279.73 | 8.75 | -61.53 | 6.58 | 20 | 41.52 | 0 | 0.5 | 0.1 | 0.5 | 0.5 | 0 | 0 | 0 | 0 | 0 | 0 | 0 | 0 | 0 | 0 | 0 | 0 | 0 | 0 | 0 | 0 | 0
7375 | 4.8 | 1411.34 | 660 | 131.35 | 2202.69 | 740.21 | 444.13 | 11547.34 | 3387.03 | 14490.24 | 190.84 | 0 | 0 | 2398.5 | 2214 | 2214 | 61.5 | 6857.25 | 278.63 | 7.65 | -62.72 | 5.4 | 20 | 45.58 | 0 | 0.5 | 0.1 | 0.5 | 0.5 | 0 | 0 | 0 | 0 | 0 | 0 | 0 | 0 | 0 | 0 | 0 | 0 | 0 | 0 | 0 | 0 | 0
7376 | 5 | 1411.34 | 660 | 131.35 | 2202.69 | 740.21 | 444.13 | 11547.34 | 3387.03 | 14490.24 | 190.84 | 549.17 | 45.24 | 2398.5 | 11070 | 11070 | 61.5 | 24569.25 | 283.77 | 12.79 | -61.27 | 6.84 | 20 | 26.6 | 0 | 0.5 | 0.5 | 1 | 0.5 | 0 | 158.09 | 0 | 90.14 | 0 | 210.79 | 0 | 90.14 | 0 | 11.75 | 0 | 5.03 | 0 | 10.3 | 0 | 5.03 | 13.13
7377 | 7.4 | 1411.34 | 660 | 131.35 | 2202.69 | 740.21 | 444.13 | 11547.34 | 3387.03 | 14490.24 | 190.84 | 30457.46 | 2119.31 | 2398.5 | 11070 | 11070 | 61.5 | 24569.25 | 294.64 | 23.66 | -56.72 | 11.39 | 23.66 | 0 | 0 | 0.5 | 0.5 | 1 | 0.5 | 0 | 10041.58 | 0 | 16364.02 | 0 | 2838.17 | 0 | 1213.69 | 0 | 746.04 | 0 | 912.97 | 0 | 138.65 | 0 | 67.71 | 253.94
7378 | 10 | 1411.34 | 660 | 131.35 | 2202.69 | 740.21 | 444.13 | 11547.34 | 3387.03 | 14490.24 | 190.84 | 46593.26 | 3413.77 | 2398.5 | 11070 | 11070 | 61.5 | 24569.25 | 301.86 | 30.88 | -52.97 | 15.14 | 23.9 | 0 | 0 | 0.5 | 0.5 | 1 | 0.5 | 0 | 8800.25 | 0 | 26794.46 | 0 | 7704.05 | 0 | 3294.5 | 0 | 653.82 | 0 | 1494.89 | 0 | 376.36 | 0 | 183.8 | 704.89
7379 | 11.7 | 1411.34 | 660 | 131.35 | 2202.69 | 740.21 | 444.13 | 11547.34 | 3387.03 | 14490.24 | 190.84 | 35594.76 | 5078.72 | 2398.5 | 11070 | 11070 | 61.5 | 24569.25 | 300.9 | 29.92 | -51.93 | 16.19 | 23.9 | 0 | 0 | 0.5 | 0.5 | 1 | 0.5 | 0 | 3836.97 | 0 | 18340.33 | 0 | 11229.72 | 0 | 2187.74 | 0 | 570.14 | 0 | 2046.45 | 0 | 1097.19 | 0 | 244.11 | 1120.82
7380 | 12.6 | 1411.34 | 660 | 131.35 | 2202.69 | 740.21 | 444.13 | 11547.34 | 3387.03 | 14490.24 | 190.84 | 48733.86 | 6656.25 | 2398.5 | 11070 | 11070 | 61.5 | 24569.25 | 305.71 | 34.74 | -50.04 | 18.08 | 23.9 | 0 | 0 | 0.5 | 0.5 | 1 | 0.5 | 0 | 4336.85 | 0 | 19094.22 | 0 | 22830.02 | 0 | 2472.77 | 0 | 644.42 | 0 | 2130.57 | 0 | 2230.58 | 0 | 275.92 | 1374.76
7381 | 12.6 | 1411.34 | 660 | 131.35 | 2202.69 | 740.21 | 444.13 | 11547.34 | 3387.03 | 14490.24 | 190.84 | 59272.95 | 7786.73 | 2398.5 | 11070 | 11070 | 61.5 | 24569.25 | 308.87 | 37.9 | -49.24 | 18.87 | 23.9 | 0 | 0 | 0.5 | 0.5 | 1 | 0.5 | 0 | 4276.45 | 0 | 17777.85 | 0 | 34780.33 | 0 | 2438.33 | 0 | 635.44 | 0 | 1983.69 | 0 | 3398.17 | 0 | 272.07 | 1497.35
7382 | 11.1 | 1411.34 | 660 | 131.35 | 2202.69 | 740.21 | 444.13 | 11547.34 | 3387.03 | 14490.24 | 190.84 | 54823.18 | 7054.62 | 2398.5 | 11070 | 11070 | 61.5 | 24569.25 | 306.09 | 35.12 | -51.08 | 17.04 | 23.9 | 0 | 0 | 0.5 | 0.5 | 1 | 0.5 | 0 | 4372.99 | 0 | 11717.06 | 0 | 36239.77 | 0 | 2493.37 | 0 | 649.79 | 0 | 1307.41 | 0 | 3540.76 | 0 | 278.22 | 1278.44
7383 | 10.2 | 1411.34 | 660 | 131.35 | 2202.69 | 740.21 | 444.13 | 11547.34 | 3387.03 | 14490.24 | 190.84 | 7987.95 | 1290.64 | 2398.5 | 11070 | 11070 | 61.5 | 24569.25 | 291.01 | 20.04 | -55.55 | 12.57 | 20.04 | 0 | 0 | 0.5 | 0.5 | 1 | 0.5 | 0 | 2189.55 | 0 | 1300.29 | 0 | 3249.69 | 0 | 1248.43 | 0 | 325.35 | 0 | 145.09 | 0 | 317.51 | 0 | 139.3 | 363.39
7384 | 10.1 | 1411.34 | 660 | 131.35 | 2202.69 | 740.21 | 444.13 | 11547.34 | 3387.03 | 14490.24 | 190.84 | 12726.22 | 1014.21 | 2398.5 | 11070 | 11070 | 61.5 | 24569.25 | 292.01 | 21.04 | -55.34 | 12.77 | 21.04 | 0 | 0 | 0.5 | 0.5 | 1 | 0.5 | 0 | 3357.24 | 0 | 1959.45 | 0 | 5495.32 | 0 | 1914.21 | 0 | 249.43 | 0 | 109.32 | 0 | 268.46 | 0 | 106.8 | 280.21
7385 | 10 | 1411.34 | 660 | 131.35 | 2202.69 | 740.21 | 444.13 | 11547.34 | 3387.03 | 14490.24 | 190.84 | 3553.4 | 276.98 | 2398.5 | 11070 | 11070 | 61.5 | 24569.25 | 289.27 | 18.29 | -56.12 | 12 | 20 | 6.31 | 0 | 0.5 | 0.5 | 1 | 0.5 | 0 | 862.38 | 0 | 491.71 | 0 | 1679 | 0 | 520.31 | 0 | 64.07 | 0 | 27.43 | 0 | 82.02 | 0 | 29.03 | 74.43
7386 | 9.8 | 1411.34 | 660 | 131.35 | 2202.69 | 740.21 | 444.13 | 11547.34 | 3387.03 | 14490.24 | 190.84 | 0 | 0 | 2398.5 | 11070 | 11070 | 61.5 | 24569.25 | 288.01 | 17.04 | -56.57 | 11.54 | 20 | 10.93 | 0 | 0.5 | 0.5 | 1 | 0.5 | 0 | 0 | 0 | 0 | 0 | 0 | 0 | 0 | 0 | 0 | 0 | 0 | 0 | 0 | 0 | 0 | 0
7387 | 10 | 1411.34 | 660 | 131.35 | 2202.69 | 740.21 | 444.13 | 11547.34 | 3387.03 | 14490.24 | 190.84 | 0 | 0 | 2398.5 | 11070 | 11070 | 61.5 | 24569.25 | 288.2 | 17.22 | -56.38 | 11.74 | 20 | 10.26 | 0 | 0.5 | 0.5 | 1 | 0.5 | 0 | 0 | 0 | 0 | 0 | 0 | 0 | 0 | 0 | 0 | 0 | 0 | 0 | 0 | 0 | 0 | 0
7388 | 10.2 | 1411.34 | 660 | 131.35 | 2202.69 | 740.21 | 444.13 | 11547.34 | 3387.03 | 14490.24 | 190.84 | 0 | 0 | 2398.5 | 11070 | 11070 | 61.5 | 24569.25 | 288.38 | 17.4 | -56.18 | 11.94 | 20 | 9.58 | 0 | 0.5 | 0.5 | 1 | 0.5 | 0 | 0 | 0 | 0 | 0 | 0 | 0 | 0 | 0 | 0 | 0 | 0 | 0 | 0 | 0 | 0 | 0
7389 | 10.2 | 1411.34 | 660 | 131.35 | 2202.69 | 740.21 | 444.13 | 11547.34 | 3387.03 | 14490.24 | 190.84 | 0 | 0 | 2398.5 | 11070 | 11070 | 61.5 | 24569.25 | 288.38 | 17.4 | -56.18 | 11.94 | 20 | 9.58 | 0 | 0.5 | 0.5 | 1 | 0.5 | 0 | 0 | 0 | 0 | 0 | 0 | 0 | 0 | 0 | 0 | 0 | 0 | 0 | 0 | 0 | 0 | 0
7390 | 10.1 | 1411.34 | 660 | 131.35 | 2202.69 | 740.21 | 444.13 | 11547.34 | 3387.03 | 14490.24 | 190.84 | 0 | 0 | 2398.5 | 11070 | 11070 | 61.5 | 24569.25 | 288.29 | 17.31 | -56.28 | 11.84 | 20 | 9.92 | 0 | 0.5 | 0.5 | 1 | 0.5 | 0 | 0 | 0 | 0 | 0 | 0 | 0 | 0 | 0 | 0 | 0 | 0 | 0 | 0 | 0 | 0 | 0
7391 | 10.1 | 1411.34 | 660 | 131.35 | 2202.69 | 740.21 | 444.13 | 11547.34 | 3387.03 | 14490.24 | 190.84 | 0 | 0 | 2398.5 | 11070 | 11070 | 61.5 | 24569.25 | 288.29 | 17.31 | -56.28 | 11.84 | 20 | 9.92 | 0 | 0.5 | 0.5 | 1 | 0.5 | 0 | 0 | 0 | 0 | 0 | 0 | 0 | 0 | 0 | 0 | 0 | 0 | 0 | 0 | 0 | 0 | 0
7392 | 10.1 | 1411.34 | 660 | 131.35 | 2202.69 | 740.21 | 444.13 | 11547.34 | 3387.03 | 14490.24 | 190.84 | 0 | 0 | 2398.5 | 11070 | 11070 | 61.5 | 24569.25 | 288.29 | 17.31 | -56.28 | 11.84 | 20 | 9.92 | 0 | 0.5 | 0.5 | 1 | 0.5 | 0 | 0 | 0 | 0 | 0 | 0 | 0 | 0 | 0 | 0 | 0 | 0 | 0 | 0 | 0 | 0 | 0
7393 | 9.8 | 1411.34 | 660 | 131.35 | 2202.69 | 740.21 | 444.13 | 11547.34 | 3387.03 | 14490.24 | 190.84 | 0 | 0 | 2398.5 | 2214 | 2214 | 61.5 | 6857.25 | 283.21 | 12.24 | -57.78 | 10.33 | 20 | 28.64 | 0 | 0.5 | 0.1 | 0.5 | 0.5 | 0 | 0 | 0 | 0 | 0 | 0 | 0 | 0 | 0 | 0 | 0 | 0 | 0 | 0 | 0 | 0 | 0
7394 | 9.7 | 1411.34 | 660 | 131.35 | 2202.69 | 740.21 | 444.13 | 11547.34 | 3387.03 | 14490.24 | 190.84 | 0 | 0 | 2398.5 | 2214 | 2214 | 61.5 | 6857.25 | 283.12 | 12.15 | -57.88 | 10.24 | 20 | 28.98 | 0 | 0.5 | 0.1 | 0.5 | 0.5 | 0 | 0 | 0 | 0 | 0 | 0 | 0 | 0 | 0 | 0 | 0 | 0 | 0 | 0 | 0 | 0 | 0
7395 | 9.4 | 1411.34 | 660 | 131.35 | 2202.69 | 740.21 | 444.13 | 11547.34 | 3387.03 | 14490.24 | 190.84 | 0 | 0 | 2398.5 | 2214 | 2214 | 61.5 | 6857.25 | 282.85 | 11.87 | -58.17 | 9.94 | 20 | 30 | 0 | 0.5 | 0.1 | 0.5 | 0.5 | 0 | 0 | 0 | 0 | 0 | 0 | 0 | 0 | 0 | 0 | 0 | 0 | 0 | 0 | 0 | 0 | 0
7396 | 8.7 | 1411.34 | 660 | 131.35 | 2202.69 | 740.21 | 444.13 | 11547.34 | 3387.03 | 14490.24 | 190.84 | 0 | 0 | 2398.5 | 2214 | 2214 | 61.5 | 6857.25 | 282.2 | 11.23 | -58.87 | 9.25 | 20 | 32.37 | 0 | 0.5 | 0.1 | 0.5 | 0.5 | 0 | 0 | 0 | 0 | 0 | 0 | 0 | 0 | 0 | 0 | 0 | 0 | 0 | 0 | 0 | 0 | 0
7397 | 8.1 | 1411.34 | 660 | 131.35 | 2202.69 | 740.21 | 444.13 | 11547.34 | 3387.03 | 14490.24 | 190.84 | 0 | 0 | 2398.5 | 2214 | 2214 | 61.5 | 6857.25 | 281.65 | 10.68 | -59.46 | 8.66 | 20 | 34.4 | 0 | 0.5 | 0.1 | 0.5 | 0.5 | 0 | 0 | 0 | 0 | 0 | 0 | 0 | 0 | 0 | 0 | 0 | 0 | 0 | 0 | 0 | 0 | 0
7398 | 7.6 | 1411.34 | 660 | 131.35 | 2202.69 | 740.21 | 444.13 | 11547.34 | 3387.03 | 14490.24 | 190.84 | 0 | 0 | 2398.5 | 2214 | 2214 | 61.5 | 6857.25 | 281.2 | 10.22 | -59.95 | 8.16 | 20 | 36.1 | 0 | 0.5 | 0.1 | 0.5 | 0.5 | 0 | 0 | 0 | 0 | 0 | 0 | 0 | 0 | 0 | 0 | 0 | 0 | 0 | 0 | 0 | 0 | 0
7399 | 7.7 | 1411.34 | 660 | 131.35 | 2202.69 | 740.21 | 444.13 | 11547.34 | 3387.03 | 14490.24 | 190.84 | 0 | 0 | 2398.5 | 2214 | 2214 | 61.5 | 6857.25 | 281.29 | 10.31 | -59.85 | 8.26 | 20 | 35.76 | 0 | 0.5 | 0.1 | 0.5 | 0.5 | 0 | 0 | 0 | 0 | 0 | 0 | 0 | 0 | 0 | 0 | 0 | 0 | 0 | 0 | 0 | 0 | 0
7400 | 8.1 | 1411.34 | 660 | 131.35 | 2202.69 | 740.21 | 177.65 | 11280.86 | 3120.55 | 14223.76 | 190.84 | 0 | 0 | 959.4 | 4428 | 4428 | 24.6 | 9827.7 | 301.85 | 11.8 | -60.5 | 8.87 | 20 | 28.26 | 0 | 0.2 | 0.2 | 1 | 0.2 | 0 | 0 | 0 | 0 | 0 | 0 | 0 | 0 | 0 | 0 | 0 | 0 | 0 | 0 | 0 | 0 | 0
7401 | 7.8 | 1411.34 | 660 | 131.35 | 2202.69 | 740.21 | 177.65 | 11280.86 | 3120.55 | 14223.76 | 190.84 | 21451.57 | 1502.03 | 959.4 | 4428 | 4428 | 24.6 | 9827.7 | 308.24 | 18.19 | -59.2 | 10.17 | 20 | 6.24 | 0 | 0.2 | 0.2 | 1 | 0.2 | 0 | 6980.08 | 0 | 11060.44 | 0 | 2389.3 | 0 | 1021.74 | 0 | 518.59 | 0 | 617.07 | 0 | 116.72 | 0 | 57 | 192.64
7402 | 8 | 1411.34 | 660 | 131.35 | 2202.69 | 740.21 | 177.65 | 11280.86 | 3120.55 | 14223.76 | 190.84 | 43980.91 | 3225.74 | 959.4 | 4428 | 4428 | 24.6 | 9827.7 | 315.45 | 25.4 | -57.32 | 12.05 | 23.9 | 0 | 0 | 0.2 | 0.2 | 1 | 0.2 | 0 | 8356.79 | 0 | 24821.4 | 0 | 7566.89 | 0 | 3235.84 | 0 | 620.87 | 0 | 1384.81 | 0 | 369.66 | 0 | 180.53 | 669.87
7403 | 8.7 | 1411.34 | 660 | 131.35 | 2202.69 | 740.21 | 177.65 | 11280.86 | 3120.55 | 14223.76 | 190.84 | 25595.53 | 3742.27 | 959.4 | 4428 | 4428 | 24.6 | 9827.7 | 311.06 | 21.01 | -57.87 | 11.5 | 21.01 | 0 | 0 | 0.2 | 0.2 | 1 | 0.2 | 0 | 3834.16 | 0 | 11062.38 | 0 | 8512.84 | 0 | 2186.14 | 0 | 569.72 | 0 | 1234.36 | 0 | 831.74 | 0 | 243.93 | 862.51
7404 | 10.9 | 1411.34 | 660 | 131.35 | 2202.69 | 740.21 | 177.65 | 11280.86 | 3120.55 | 14223.76 | 190.84 | 102822.81 | 6962.92 | 959.4 | 4428 | 4428 | 24.6 | 9827.7 | 336.27 | 46.22 | -50.12 | 19.25 | 23.9 | 0 | 0 | 0.2 | 0.2 | 1 | 0.2 | 0 | 8305.29 | 0 | 41195.63 | 0 | 48586.41 | 0 | 4735.47 | 0 | 617.05 | 0 | 2298.35 | 0 | 2373.54 | 0 | 264.2 | 1409.79
7405 | 12.8 | 1411.34 | 660 | 131.35 | 2202.69 | 740.21 | 177.65 | 11280.86 | 3120.55 | 14223.76 | 190.84 | 60951.9 | 7962.11 | 959.4 | 4428 | 4428 | 24.6 | 9827.7 | 326.25 | 36.2 | -51.08 | 18.29 | 23.9 | 0 | 0 | 0.2 | 0.2 | 1 | 0.2 | 0 | 4168.76 | 0 | 18420.82 | 0 | 35985.4 | 0 | 2376.92 | 0 | 619.44 | 0 | 2055.43 | 0 | 3515.91 | 0 | 265.22 | 1506.11
7406 | 14.1 | 1411.34 | 660 | 131.35 | 2202.69 | 740.21 | 177.65 | 11280.86 | 3120.55 | 14223.76 | 190.84 | 68653.32 | 8598.7 | 959.4 | 4428 | 4428 | 24.6 | 9827.7 | 329.84 | 39.79 | -49.22 | 20.15 | 23.9 | 0 | 0 | 0.2 | 0.2 | 1 | 0.2 | 0 | 3803.83 | 0 | 15087.76 | 0 | 47592.88 | 0 | 2168.85 | 0 | 565.22 | 0 | 1683.52 | 0 | 4650 | 0 | 242.01 | 1457.95
7407 | 13.9 | 1411.34 | 660 | 131.35 | 2202.69 | 740.21 | 177.65 | 11280.86 | 3120.55 | 14223.76 | 190.84 | 63024.69 | 7618.7 | 959.4 | 4428 | 4428 | 24.6 | 9827.7 | 327.75 | 37.7 | -49.88 | 19.5 | 23.9 | 0 | 0 | 0.2 | 0.2 | 1 | 0.2 | 0 | 3308.94 | 0 | 8911.04 | 0 | 48918.04 | 0 | 1886.67 | 0 | 491.68 | 0 | 994.31 | 0 | 4779.48 | 0 | 210.52 | 1142.72
7408 | 13.4 | 1411.34 | 660 | 131.35 | 2202.69 | 740.21 | 177.65 | 11280.86 | 3120.55 | 14223.76 | 190.84 | 39513.2 | 4681.63 | 959.4 | 4428 | 4428 | 24.6 | 9827.7 | 319.62 | 29.57 | -52.21 | 17.17 | 23.9 | 0 | 0 | 0.2 | 0.2 | 1 | 0.2 | 0 | 2580.59 | 0 | 2798.54 | 0 | 32662.68 | 0 | 1471.39 | 0 | 383.45 | 0 | 312.27 | 0 | 3191.27 | 0 | 164.18 | 630.46
7409 | 12.4 | 1411.34 | 660 | 131.35 | 2202.69 | 740.21 | 177.65 | 11280.86 | 3120.55 | 14223.76 | 190.84 | 16543.02 | 1859.73 | 959.4 | 4428 | 4428 | 24.6 | 9827.7 | 311.24 | 21.19 | -54.98 | 14.39 | 21.19 | 0 | 0 | 0.2 | 0.2 | 1 | 0.2 | 0 | 950.94 | 0 | 542.2 | 0 | 13843.41 | 0 | 1206.46 | 0 | 141.3 | 0 | 60.5 | 0 | 1352.55 | 0 | 134.62 | 170.75
7410 | 10.4 | 1411.34 | 660 | 131.35 | 2202.69 | 740.21 | 444.13 | 11547.34 | 3387.03 | 14490.24 | 190.84 | 0 | 0 | 2398.5 | 11070 | 11070 | 61.5 | 24569.25 | 288.6 | 17.62 | -55.98 | 12.13 | 20 | 8.77 | 0 | 0.5 | 0.5 | 1 | 0.5 | 0 | 0 | 0 | 0 | 0 | 0 | 0 | 0 | 0 | 0 | 0 | 0 | 0 | 0 | 0 | 0 | 0
7411 | 10.1 | 1411.34 | 660 | 131.35 | 2202.69 | 740.21 | 444.13 | 11547.34 | 3387.03 | 14490.24 | 190.84 | 0 | 0 | 2398.5 | 11070 | 11070 | 61.5 | 24569.25 | 288.29 | 17.31 | -56.28 | 11.84 | 20 | 9.92 | 0 | 0.5 | 0.5 | 1 | 0.5 | 0 | 0 | 0 | 0 | 0 | 0 | 0 | 0 | 0 | 0 | 0 | 0 | 0 | 0 | 0 | 0 | 0
7412 | 11.4 | 1411.34 | 660 | 131.35 | 2202.69 | 740.21 | 444.13 | 11547.34 | 3387.03 | 14490.24 | 190.84 | 0 | 0 | 2398.5 | 11070 | 11070 | 61.5 | 24569.25 | 289.48 | 18.51 | -54.99 | 13.12 | 20 | 5.51 | 0 | 0.5 | 0.5 | 1 | 0.5 | 0 | 0 | 0 | 0 | 0 | 0 | 0 | 0 | 0 | 0 | 0 | 0 | 0 | 0 | 0 | 0 | 0
7413 | 10.6 | 1411.34 | 660 | 131.35 | 2202.69 | 740.21 | 444.13 | 11547.34 | 3387.03 | 14490.24 | 190.84 | 0 | 0 | 2398.5 | 11070 | 11070 | 61.5 | 24569.25 | 288.75 | 17.77 | -55.78 | 12.33 | 20 | 8.22 | 0 | 0.5 | 0.5 | 1 | 0.5 | 0 | 0 | 0 | 0 | 0 | 0 | 0 | 0 | 0 | 0 | 0 | 0 | 0 | 0 | 0 | 0 | 0
7414 | 10.3 | 1411.34 | 660 | 131.35 | 2202.69 | 740.21 | 444.13 | 11547.34 | 3387.03 | 14490.24 | 190.84 | 0 | 0 | 2398.5 | 11070 | 11070 | 61.5 | 24569.25 | 288.47 | 17.5 | -56.08 | 12.03 | 20 | 9.24 | 0 | 0.5 | 0.5 | 1 | 0.5 | 0 | 0 | 0 | 0 | 0 | 0 | 0 | 0 | 0 | 0 | 0 | 0 | 0 | 0 | 0 | 0 | 0
7415 | 9.4 | 1411.34 | 660 | 131.35 | 2202.69 | 740.21 | 444.13 | 11547.34 | 3387.03 | 14490.24 | 190.84 | 0 | 0 | 2398.5 | 11070 | 11070 | 61.5 | 24569.25 | 287.65 | 16.67 | -56.97 | 11.15 | 20 | 12.29 | 0 | 0.5 | 0.5 | 1 | 0.5 | 0 | 0 | 0 | 0 | 0 | 0 | 0 | 0 | 0 | 0 | 0 | 0 | 0 | 0 | 0 | 0 | 0
7416 | 8.5 | 1411.34 | 660 | 131.35 | 2202.69 | 740.21 | 444.13 | 11547.34 | 3387.03 | 14490.24 | 190.84 | 0 | 0 | 2398.5 | 11070 | 11070 | 61.5 | 24569.25 | 286.82 | 15.84 | -57.86 | 10.26 | 20 | 15.34 | 0 | 0.5 | 0.5 | 1 | 0.5 | 0 | 0 | 0 | 0 | 0 | 0 | 0 | 0 | 0 | 0 | 0 | 0 | 0 | 0 | 0 | 0 | 0
7417 | 7.9 | 1411.34 | 660 | 131.35 | 2202.69 | 740.21 | 444.13 | 11547.34 | 3387.03 | 14490.24 | 190.84 | 0 | 0 | 2398.5 | 2214 | 2214 | 61.5 | 6857.25 | 281.47 | 10.49 | -59.66 | 8.46 | 20 | 35.08 | 0 | 0.5 | 0.1 | 0.5 | 0.5 | 0 | 0 | 0 | 0 | 0 | 0 | 0 | 0 | 0 | 0 | 0 | 0 | 0 | 0 | 0 | 0 | 0
7418 | 7.4 | 1411.34 | 660 | 131.35 | 2202.69 | 740.21 | 444.13 | 11547.34 | 3387.03 | 14490.24 | 190.84 | 0 | 0 | 2398.5 | 2214 | 2214 | 61.5 | 6857.25 | 281.01 | 10.04 | -60.15 | 7.97 | 20 | 36.77 | 0 | 0.5 | 0.1 | 0.5 | 0.5 | 0 | 0 | 0 | 0 | 0 | 0 | 0 | 0 | 0 | 0 | 0 | 0 | 0 | 0 | 0 | 0 | 0
7419 | 7.1 | 1411.34 | 660 | 131.35 | 2202.69 | 740.21 | 444.13 | 11547.34 | 3387.03 | 14490.24 | 190.84 | 0 | 0 | 2398.5 | 2214 | 2214 | 61.5 | 6857.25 | 280.74 | 9.76 | -60.45 | 7.67 | 20 | 37.79 | 0 | 0.5 | 0.1 | 0.5 | 0.5 | 0 | 0 | 0 | 0 | 0 | 0 | 0 | 0 | 0 | 0 | 0 | 0 | 0 | 0 | 0 | 0 | 0
7420 | 6.3 | 1411.34 | 660 | 131.35 | 2202.69 | 740.21 | 444.13 | 11547.34 | 3387.03 | 14490.24 | 190.84 | 0 | 0 | 2398.5 | 2214 | 2214 | 61.5 | 6857.25 | 280 | 9.03 | -61.23 | 6.88 | 20 | 40.5 | 0 | 0.5 | 0.1 | 0.5 | 0.5 | 0 | 0 | 0 | 0 | 0 | 0 | 0 | 0 | 0 | 0 | 0 | 0 | 0 | 0 | 0 | 0 | 0
7421 | 5.9 | 1411.34 | 660 | 131.35 | 2202.69 | 740.21 | 444.13 | 11547.34 | 3387.03 | 14490.24 | 190.84 | 0 | 0 | 2398.5 | 2214 | 2214 | 61.5 | 6857.25 | 279.63 | 8.66 | -61.63 | 6.49 | 20 | 41.85 | 0 | 0.5 | 0.1 | 0.5 | 0.5 | 0 | 0 | 0 | 0 | 0 | 0 | 0 | 0 | 0 | 0 | 0 | 0 | 0 | 0 | 0 | 0 | 0
7422 | 5.5 | 1411.34 | 660 | 131.35 | 2202.69 | 740.21 | 444.13 | 11547.34 | 3387.03 | 14490.24 | 190.84 | 0 | 0 | 2398.5 | 2214 | 2214 | 61.5 | 6857.25 | 279.27 | 8.29 | -62.02 | 6.09 | 20 | 43.21 | 0 | 0.5 | 0.1 | 0.5 | 0.5 | 0 | 0 | 0 | 0 | 0 | 0 | 0 | 0 | 0 | 0 | 0 | 0 | 0 | 0 | 0 | 0 | 0
7423 | 5.2 | 1411.34 | 660 | 131.35 | 2202.69 | 740.21 | 444.13 | 11547.34 | 3387.03 | 14490.24 | 190.84 | 0 | 0 | 2398.5 | 2214 | 2214 | 61.5 | 6857.25 | 278.99 | 8.02 | -62.32 | 5.79 | 20 | 44.22 | 0 | 0.5 | 0.1 | 0.5 | 0.5 | 0 | 0 | 0 | 0 | 0 | 0 | 0 | 0 | 0 | 0 | 0 | 0 | 0 | 0 | 0 | 0 | 0
7424 | 4.5 | 1411.34 | 660 | 131.35 | 2202.69 | 740.21 | 177.65 | 11280.86 | 3120.55 | 14223.76 | 190.84 | 0 | 0 | 959.4 | 4428 | 4428 | 24.6 | 9827.7 | 298.59 | 8.54 | -64.05 | 5.32 | 20 | 39.5 | 0 | 0.2 | 0.2 | 1 | 0.2 | 0 | 0 | 0 | 0 | 0 | 0 | 0 | 0 | 0 | 0 | 0 | 0 | 0 | 0 | 0 | 0 | 0
7425 | 6.2 | 1411.34 | 660 | 131.35 | 2202.69 | 740.21 | 177.65 | 11280.86 | 3120.55 | 14223.76 | 190.84 | 18597.89 | 1372.23 | 959.4 | 4428 | 4428 | 24.6 | 9827.7 | 305.93 | 15.88 | -60.99 | 8.38 | 20 | 14.22 | 0 | 0.2 | 0.2 | 1 | 0.2 | 0 | 5914.47 | 0 | 8570.8 | 0 | 2880.73 | 0 | 1231.89 | 0 | 439.42 | 0 | 478.17 | 0 | 140.73 | 0 | 68.73 | 245.18
7426 | 8.1 | 1411.34 | 660 | 131.35 | 2202.69 | 740.21 | 177.65 | 11280.86 | 3120.55 | 14223.76 | 190.84 | 48685.23 | 3530.63 | 959.4 | 4428 | 4428 | 24.6 | 9827.7 | 317 | 26.95 | -56.88 | 12.5 | 23.9 | 0 | 0 | 0.2 | 0.2 | 1 | 0.2 | 0 | 8666.56 | 0 | 29559.38 | 0 | 7326.32 | 0 | 3132.97 | 0 | 643.89 | 0 | 1649.15 | 0 | 357.9 | 0 | 174.79 | 704.89
7427 | 9.7 | 1411.34 | 660 | 131.35 | 2202.69 | 740.21 | 177.65 | 11280.86 | 3120.55 | 14223.76 | 190.84 | 38733.29 | 5441.92 | 959.4 | 4428 | 4428 | 24.6 | 9827.7 | 316.27 | 26.22 | -55.86 | 13.52 | 23.9 | 0 | 0 | 0.2 | 0.2 | 1 | 0.2 | 0 | 3574.16 | 0 | 21005.44 | 0 | 12115.78 | 0 | 2037.9 | 0 | 531.09 | 0 | 2343.83 | 0 | 1183.76 | 0 | 227.39 | 1155.85
7428 | 11.6 | 1411.34 | 660 | 131.35 | 2202.69 | 740.21 | 177.65 | 11280.86 | 3120.55 | 14223.76 | 190.84 | 53231.51 | 7169.58 | 959.4 | 4428 | 4428 | 24.6 | 9827.7 | 322.69 | 32.64 | -52.86 | 16.52 | 23.9 | 0 | 0 | 0.2 | 0.2 | 1 | 0.2 | 0 | 3931.78 | 0 | 21718.3 | 0 | 25339.62 | 0 | 2241.81 | 0 | 584.23 | 0 | 2423.37 | 0 | 2475.78 | 0 | 250.15 | 1436.06
7429 | 13.5 | 1411.34 | 660 | 131.35 | 2202.69 | 740.21 | 177.65 | 11280.86 | 3120.55 | 14223.76 | 190.84 | 64541.66 | 8360.36 | 959.4 | 4428 | 4428 | 24.6 | 9827.7 | 328.04 | 37.99 | -50.11 | 19.26 | 23.9 | 0 | 0 | 0.2 | 0.2 | 1 | 0.2 | 0 | 3988.15 | 0 | 19770.36 | 0 | 38509.21 | 0 | 2273.94 | 0 | 592.6 | 0 | 2206.02 | 0 | 3762.49 | 0 | 253.73 | 1545.51
7430 | 13.6 | 1411.34 | 660 | 131.35 | 2202.69 | 740.21 | 177.65 | 11280.86 | 3120.55 | 14223.76 | 190.84 | 66441.11 | 8328.76 | 959.4 | 4428 | 4428 | 24.6 | 9827.7 | 328.67 | 38.62 | -49.89 | 19.49 | 23.9 | 0 | 0 | 0.2 | 0.2 | 1 | 0.2 | 0 | 3826.96 | 0 | 14583.48 | 0 | 45848.63 | 0 | 2182.04 | 0 | 568.65 | 0 | 1627.26 | 0 | 4479.58 | 0 | 243.48 | 1409.79
7431 | 13.8 | 1411.34 | 660 | 131.35 | 2202.69 | 740.21 | 177.65 | 11280.86 | 3120.55 | 14223.76 | 190.84 | 59913.38 | 7262.56 | 959.4 | 4428 | 4428 | 24.6 | 9827.7 | 326.65 | 36.6 | -50.22 | 19.16 | 23.9 | 0 | 0 | 0.2 | 0.2 | 1 | 0.2 | 0 | 3333.4 | 0 | 8519.19 | 0 | 46160.16 | 0 | 1900.63 | 0 | 495.31 | 0 | 950.59 | 0 | 4510.02 | 0 | 212.08 | 1094.56
7432 | 12.9 | 1411.34 | 660 | 131.35 | 2202.69 | 740.21 | 177.65 | 11280.86 | 3120.55 | 14223.76 | 190.84 | 40156.41 | 4732.3 | 959.4 | 4428 | 4428 | 24.6 | 9827.7 | 319.37 | 29.32 | -52.65 | 16.72 | 23.9 | 0 | 0 | 0.2 | 0.2 | 1 | 0.2 | 0 | 2515.29 | 0 | 2828.73 | 0 | 33378.24 | 0 | 1434.16 | 0 | 373.75 | 0 | 315.64 | 0 | 3261.18 | 0 | 160.03 | 621.71
7433 | 8 | 1411.34 | 660 | 131.35 | 2202.69 | 740.21 | 177.65 | 11280.86 | 3120.55 | 14223.76 | 190.84 | 6997.75 | 859.5 | 959.4 | 4428 | 4428 | 24.6 | 9827.7 | 304.2 | 14.15 | -60.05 | 9.32 | 20 | 20.18 | 0 | 0.2 | 0.2 | 1 | 0.2 | 0 | 752.85 | 0 | 429.25 | 0 | 5171.43 | 0 | 644.21 | 0 | 111.87 | 0 | 47.9 | 0 | 505.27 | 0 | 71.88 | 122.59
7434 | 5.4 | 1411.34 | 660 | 131.35 | 2202.69 | 740.21 | 444.13 | 11547.34 | 3387.03 | 14490.24 | 190.84 | 0 | 0 | 2398.5 | 11070 | 11070 | 61.5 | 24569.25 | 283.98 | 13 | -60.92 | 7.2 | 20 | 25.84 | 0 | 0.5 | 0.5 | 1 | 0.5 | 0 | 0 | 0 | 0 | 0 | 0 | 0 | 0 | 0 | 0 | 0 | 0 | 0 | 0 | 0 | 0 | 0
7435 | 3.6 | 1411.34 | 660 | 131.35 | 2202.69 | 740.21 | 444.13 | 11547.34 | 3387.03 | 14490.24 | 190.84 | 0 | 0 | 2398.5 | 11070 | 11070 | 61.5 | 24569.25 | 282.32 | 11.35 | -62.69 | 5.42 | 20 | 31.93 | 0 | 0.5 | 0.5 | 1 | 0.5 | 0 | 0 | 0 | 0 | 0 | 0 | 0 | 0 | 0 | 0 | 0 | 0 | 0 | 0 | 0 | 0 | 0
7436 | 3.7 | 1411.34 | 660 | 131.35 | 2202.69 | 740.21 | 444.13 | 11547.34 | 3387.03 | 14490.24 | 190.84 | 0 | 0 | 2398.5 | 11070 | 11070 | 61.5 | 24569.25 | 282.42 | 11.44 | -62.59 | 5.52 | 20 | 31.59 | 0 | 0.5 | 0.5 | 1 | 0.5 | 0 | 0 | 0 | 0 | 0 | 0 | 0 | 0 | 0 | 0 | 0 | 0 | 0 | 0 | 0 | 0 | 0
7437 | 4.1 | 1411.34 | 660 | 131.35 | 2202.69 | 740.21 | 444.13 | 11547.34 | 3387.03 | 14490.24 | 190.84 | 0 | 0 | 2398.5 | 11070 | 11070 | 61.5 | 24569.25 | 282.78 | 11.81 | -62.2 | 5.92 | 20 | 30.24 | 0 | 0.5 | 0.5 | 1 | 0.5 | 0 | 0 | 0 | 0 | 0 | 0 | 0 | 0 | 0 | 0 | 0 | 0 | 0 | 0 | 0 | 0 | 0
7438 | 4.8 | 1411.34 | 660 | 131.35 | 2202.69 | 740.21 | 444.13 | 11547.34 | 3387.03 | 14490.24 | 190.84 | 0 | 0 | 2398.5 | 11070 | 11070 | 61.5 | 24569.25 | 283.42 | 12.45 | -61.51 | 6.61 | 20 | 27.87 | 0 | 0.5 | 0.5 | 1 | 0.5 | 0 | 0 | 0 | 0 | 0 | 0 | 0 | 0 | 0 | 0 | 0 | 0 | 0 | 0 | 0 | 0 | 0
7439 | 4.4 | 1411.34 | 660 | 131.35 | 2202.69 | 740.21 | 444.13 | 11547.34 | 3387.03 | 14490.24 | 190.84 | 0 | 0 | 2398.5 | 11070 | 11070 | 61.5 | 24569.25 | 283.06 | 12.08 | -61.9 | 6.21 | 20 | 29.22 | 0 | 0.5 | 0.5 | 1 | 0.5 | 0 | 0 | 0 | 0 | 0 | 0 | 0 | 0 | 0 | 0 | 0 | 0 | 0 | 0 | 0 | 0 | 0
7440 | 3.5 | 1411.34 | 660 | 131.35 | 2202.69 | 740.21 | 444.13 | 11547.34 | 3387.03 | 14490.24 | 190.84 | 0 | 0 | 2398.5 | 11070 | 11070 | 61.5 | 24569.25 | 282.23 | 11.26 | -62.79 | 5.32 | 20 | 32.27 | 0 | 0.5 | 0.5 | 1 | 0.5 | 0 | 0 | 0 | 0 | 0 | 0 | 0 | 0 | 0 | 0 | 0 | 0 | 0 | 0 | 0 | 0 | 0
7441 | 5.4 | 1411.34 | 660 | 131.35 | 2202.69 | 740.21 | 444.13 | 11547.34 | 3387.03 | 14490.24 | 190.84 | 0 | 0 | 2398.5 | 2214 | 2214 | 61.5 | 6857.25 | 279.18 | 8.2 | -62.12 | 5.99 | 20 | 43.55 | 0 | 0.5 | 0.1 | 0.5 | 0.5 | 0 | 0 | 0 | 0 | 0 | 0 | 0 | 0 | 0 | 0 | 0 | 0 | 0 | 0 | 0 | 0 | 0
7442 | 4.5 | 1411.34 | 660 | 131.35 | 2202.69 | 740.21 | 444.13 | 11547.34 | 3387.03 | 14490.24 | 190.84 | 0 | 0 | 2398.5 | 2214 | 2214 | 61.5 | 6857.25 | 278.35 | 7.37 | -63.01 | 5.1 | 20 | 46.6 | 0 | 0.5 | 0.1 | 0.5 | 0.5 | 0 | 0 | 0 | 0 | 0 | 0 | 0 | 0 | 0 | 0 | 0 | 0 | 0 | 0 | 0 | 0 | 0
7443 | 3.3 | 1411.34 | 660 | 131.35 | 2202.69 | 740.21 | 444.13 | 11547.34 | 3387.03 | 14490.24 | 190.84 | 0 | 0 | 2398.5 | 2214 | 2214 | 61.5 | 6857.25 | 277.25 | 6.27 | -64.2 | 3.92 | 20 | 50.66 | 0 | 0.5 | 0.1 | 0.5 | 0.5 | 0 | 0 | 0 | 0 | 0 | 0 | 0 | 0 | 0 | 0 | 0 | 0 | 0 | 0 | 0 | 0 | 0
7444 | 4.1 | 1411.34 | 660 | 131.35 | 2202.69 | 740.21 | 444.13 | 11547.34 | 3387.03 | 14490.24 | 190.84 | 0 | 0 | 2398.5 | 2214 | 2214 | 61.5 | 6857.25 | 277.98 | 7.01 | -63.41 | 4.71 | 20 | 47.95 | 0 | 0.5 | 0.1 | 0.5 | 0.5 | 0 | 0 | 0 | 0 | 0 | 0 | 0 | 0 | 0 | 0 | 0 | 0 | 0 | 0 | 0 | 0 | 0
7445 | 3.9 | 1411.34 | 660 | 131.35 | 2202.69 | 740.21 | 444.13 | 11547.34 | 3387.03 | 14490.24 | 190.84 | 0 | 0 | 2398.5 | 2214 | 2214 | 61.5 | 6857.25 | 277.8 | 6.82 | -63.6 | 4.51 | 20 | 48.63 | 0 | 0.5 | 0.1 | 0.5 | 0.5 | 0 | 0 | 0 | 0 | 0 | 0 | 0 | 0 | 0 | 0 | 0 | 0 | 0 | 0 | 0 | 0 | 0
7446 | 3.3 | 1411.34 | 660 | 131.35 | 2202.69 | 740.21 | 444.13 | 11547.34 | 3387.03 | 14490.24 | 190.84 | 0 | 0 | 2398.5 | 2214 | 2214 | 61.5 | 6857.25 | 277.25 | 6.27 | -64.2 | 3.92 | 20 | 50.66 | 0 | 0.5 | 0.1 | 0.5 | 0.5 | 0 | 0 | 0 | 0 | 0 | 0 | 0 | 0 | 0 | 0 | 0 | 0 | 0 | 0 | 0 | 0 | 0
7447 | 2.8 | 1411.34 | 660 | 131.35 | 2202.69 | 740.21 | 444.13 | 11547.34 | 3387.03 | 14490.24 | 190.84 | 0 | 0 | 2398.5 | 2214 | 2214 | 61.5 | 6857.25 | 276.79 | 5.81 | -64.69 | 3.43 | 20 | 52.35 | 0 | 0.5 | 0.1 | 0.5 | 0.5 | 0 | 0 | 0 | 0 | 0 | 0 | 0 | 0 | 0 | 0 | 0 | 0 | 0 | 0 | 0 | 0 | 0
7448 | 2.5 | 1411.34 | 660 | 131.35 | 2202.69 | 740.21 | 177.65 | 11280.86 | 3120.55 | 14223.76 | 190.84 | 0 | 0 | 959.4 | 4428 | 4428 | 24.6 | 9827.7 | 296.78 | 6.73 | -66.03 | 3.35 | 20 | 45.74 | 0 | 0.2 | 0.2 | 1 | 0.2 | 0 | 0 | 0 | 0 | 0 | 0 | 0 | 0 | 0 | 0 | 0 | 0 | 0 | 0 | 0 | 0 | 0
7449 | 3.7 | 1411.34 | 660 | 131.35 | 2202.69 | 740.21 | 177.65 | 11280.86 | 3120.55 | 14223.76 | 190.84 | 17707.64 | 1305.24 | 959.4 | 4428 | 4428 | 24.6 | 9827.7 | 303.38 | 13.34 | -63.52 | 5.85 | 20 | 22.98 | 0 | 0.2 | 0.2 | 1 | 0.2 | 0 | 5614.88 | 0 | 8259.43 | 0 | 2685.09 | 0 | 1148.23 | 0 | 417.16 | 0 | 460.8 | 0 | 131.17 | 0 | 64.06 | 232.05
7450 | 5.8 | 1411.34 | 660 | 131.35 | 2202.69 | 740.21 | 177.65 | 11280.86 | 3120.55 | 14223.76 | 190.84 | 48012.27 | 3489.52 | 959.4 | 4428 | 4428 | 24.6 | 9827.7 | 314.71 | 24.66 | -59.2 | 10.18 | 23.9 | 0 | 0 | 0.2 | 0.2 | 1 | 0.2 | 0 | 8378.02 | 0 | 29541 | 0 | 7069.93 | 0 | 3023.33 | 0 | 622.45 | 0 | 1648.12 | 0 | 345.38 | 0 | 168.67 | 704.89
7451 | 7.8 | 1411.34 | 660 | 131.35 | 2202.69 | 740.21 | 177.65 | 11280.86 | 3120.55 | 14223.76 | 190.84 | 39512.19 | 5521.9 | 959.4 | 4428 | 4428 | 24.6 | 9827.7 | 314.8 | 24.75 | -57.67 | 11.7 | 23.9 | 0 | 0 | 0.2 | 0.2 | 1 | 0.2 | 0 | 3477.55 | 0 | 21694.15 | 0 | 12357.68 | 0 | 1982.81 | 0 | 516.73 | 0 | 2420.68 | 0 | 1207.39 | 0 | 221.25 | 1155.85
7452 | 9.5 | 1411.34 | 660 | 131.35 | 2202.69 | 740.21 | 177.65 | 11280.86 | 3120.55 | 14223.76 | 190.84 | 54225.85 | 7269.31 | 959.4 | 4428 | 4428 | 24.6 | 9827.7 | 321.11 | 31.06 | -54.85 | 14.52 | 23.9 | 0 | 0 | 0.2 | 0.2 | 1 | 0.2 | 0 | 3842.7 | 0 | 22281.74 | 0 | 25910.4 | 0 | 2191.01 | 0 | 570.99 | 0 | 2486.24 | 0 | 2531.54 | 0 | 244.48 | 1436.06
7453 | 10.3 | 1411.34 | 660 | 131.35 | 2202.69 | 740.21 | 177.65 | 11280.86 | 3120.55 | 14223.76 | 190.84 | 62661.63 | 8120.53 | 959.4 | 4428 | 4428 | 24.6 | 9827.7 | 324.53 | 34.48 | -53.42 | 15.95 | 23.9 | 0 | 0 | 0.2 | 0.2 | 1 | 0.2 | 0 | 4009.11 | 0 | 19106.46 | 0 | 37260.16 | 0 | 2285.9 | 0 | 595.72 | 0 | 2131.94 | 0 | 3640.46 | 0 | 255.07 | 1497.35
7454 | 10.9 | 1411.34 | 660 | 131.35 | 2202.69 | 740.21 | 177.65 | 11280.86 | 3120.55 | 14223.76 | 190.84 | 64073.42 | 8043.13 | 959.4 | 4428 | 4428 | 24.6 | 9827.7 | 325.46 | 35.41 | -52.73 | 16.64 | 23.9 | 0 | 0 | 0.2 | 0.2 | 1 | 0.2 | 0 | 3850.28 | 0 | 14042.34 | 0 | 43985.46 | 0 | 2195.34 | 0 | 572.12 | 0 | 1566.87 | 0 | 4297.55 | 0 | 244.96 | 1361.63
7455 | 9.5 | 1411.34 | 660 | 131.35 | 2202.69 | 740.21 | 177.65 | 11280.86 | 3120.55 | 14223.76 | 190.84 | 57109.7 | 6939.59 | 959.4 | 4428 | 4428 | 24.6 | 9827.7 | 321.85 | 31.8 | -54.68 | 14.7 | 23.9 | 0 | 0 | 0.2 | 0.2 | 1 | 0.2 | 0 | 3400.84 | 0 | 8170.18 | 0 | 43599.6 | 0 | 1939.08 | 0 | 505.34 | 0 | 911.65 | 0 | 4259.84 | 0 | 216.37 | 1046.4
7456 | 7.9 | 1411.34 | 660 | 131.35 | 2202.69 | 740.21 | 177.65 | 11280.86 | 3120.55 | 14223.76 | 190.84 | 35226.34 | 4198.77 | 959.4 | 4428 | 4428 | 24.6 | 9827.7 | 313.26 | 23.21 | -57.96 | 11.41 | 23.21 | 0 | 0 | 0.2 | 0.2 | 1 | 0.2 | 0 | 2499.9 | 0 | 2628.66 | 0 | 28672.41 | 0 | 1425.38 | 0 | 371.46 | 0 | 293.31 | 0 | 2801.4 | 0 | 159.05 | 573.55
7457 | 7.1 | 1411.34 | 660 | 131.35 | 2202.69 | 740.21 | 177.65 | 11280.86 | 3120.55 | 14223.76 | 190.84 | 29638.08 | 1655.28 | 959.4 | 4428 | 4428 | 24.6 | 9827.7 | 310.15 | 20.1 | -59.32 | 10.06 | 20.1 | 0 | 0 | 0.2 | 0.2 | 1 | 0.2 | 0 | 1647.97 | 0 | 939.63 | 0 | 24964.91 | 0 | 2085.57 | 0 | 122.44 | 0 | 52.42 | 0 | 1219.58 | 0 | 116.36 | 144.48
7458 | 6.6 | 1411.34 | 660 | 131.35 | 2202.69 | 740.21 | 444.13 | 11547.34 | 3387.03 | 14490.24 | 190.84 | 0 | 0 | 2398.5 | 11070 | 11070 | 61.5 | 24569.25 | 285.08 | 14.1 | -59.73 | 8.38 | 20 | 21.76 | 0 | 0.5 | 0.5 | 1 | 0.5 | 0 | 0 | 0 | 0 | 0 | 0 | 0 | 0 | 0 | 0 | 0 | 0 | 0 | 0 | 0 | 0 | 0
7459 | 5.9 | 1411.34 | 660 | 131.35 | 2202.69 | 740.21 | 444.13 | 11547.34 | 3387.03 | 14490.24 | 190.84 | 0 | 0 | 2398.5 | 11070 | 11070 | 61.5 | 24569.25 | 284.43 | 13.46 | -60.42 | 7.69 | 20 | 24.14 | 0 | 0.5 | 0.5 | 1 | 0.5 | 0 | 0 | 0 | 0 | 0 | 0 | 0 | 0 | 0 | 0 | 0 | 0 | 0 | 0 | 0 | 0 | 0
7460 | 5.5 | 1411.34 | 660 | 131.35 | 2202.69 | 740.21 | 444.13 | 11547.34 | 3387.03 | 14490.24 | 190.84 | 0 | 0 | 2398.5 | 11070 | 11070 | 61.5 | 24569.25 | 284.07 | 13.09 | -60.82 | 7.3 | 20 | 25.5 | 0 | 0.5 | 0.5 | 1 | 0.5 | 0 | 0 | 0 | 0 | 0 | 0 | 0 | 0 | 0 | 0 | 0 | 0 | 0 | 0 | 0 | 0 | 0
7461 | 5.5 | 1411.34 | 660 | 131.35 | 2202.69 | 740.21 | 444.13 | 11547.34 | 3387.03 | 14490.24 | 190.84 | 0 | 0 | 2398.5 | 11070 | 11070 | 61.5 | 24569.25 | 284.07 | 13.09 | -60.82 | 7.3 | 20 | 25.5 | 0 | 0.5 | 0.5 | 1 | 0.5 | 0 | 0 | 0 | 0 | 0 | 0 | 0 | 0 | 0 | 0 | 0 | 0 | 0 | 0 | 0 | 0 | 0
7462 | 6.1 | 1411.34 | 660 | 131.35 | 2202.69 | 740.21 | 444.13 | 11547.34 | 3387.03 | 14490.24 | 190.84 | 0 | 0 | 2398.5 | 11070 | 11070 | 61.5 | 24569.25 | 284.62 | 13.64 | -60.23 | 7.89 | 20 | 23.46 | 0 | 0.5 | 0.5 | 1 | 0.5 | 0 | 0 | 0 | 0 | 0 | 0 | 0 | 0 | 0 | 0 | 0 | 0 | 0 | 0 | 0 | 0 | 0
7463 | 6.6 | 1411.34 | 660 | 131.35 | 2202.69 | 740.21 | 444.13 | 11547.34 | 3387.03 | 14490.24 | 190.84 | 0 | 0 | 2398.5 | 11070 | 11070 | 61.5 | 24569.25 | 285.08 | 14.1 | -59.73 | 8.38 | 20 | 21.77 | 0 | 0.5 | 0.5 | 1 | 0.5 | 0 | 0 | 0 | 0 | 0 | 0 | 0 | 0 | 0 | 0 | 0 | 0 | 0 | 0 | 0 | 0 | 0
7464 | 6.8 | 1411.34 | 660 | 131.35 | 2202.69 | 740.21 | 444.13 | 11547.34 | 3387.03 | 14490.24 | 190.84 | 0 | 0 | 2398.5 | 11070 | 11070 | 61.5 | 24569.25 | 285.26 | 14.28 | -59.53 | 8.58 | 20 | 21.09 | 0 | 0.5 | 0.5 | 1 | 0.5 | 0 | 0 | 0 | 0 | 0 | 0 | 0 | 0 | 0 | 0 | 0 | 0 | 0 | 0 | 0 | 0 | 0
7465 | 6.6 | 1411.34 | 660 | 131.35 | 2202.69 | 740.21 | 444.13 | 11547.34 | 3387.03 | 14490.24 | 190.84 | 0 | 0 | 2398.5 | 2214 | 2214 | 61.5 | 6857.25 | 280.28 | 9.3 | -60.94 | 7.18 | 20 | 39.48 | 0 | 0.5 | 0.1 | 0.5 | 0.5 | 0 | 0 | 0 | 0 | 0 | 0 | 0 | 0 | 0 | 0 | 0 | 0 | 0 | 0 | 0 | 0 | 0
7466 | 6.1 | 1411.34 | 660 | 131.35 | 2202.69 | 740.21 | 444.13 | 11547.34 | 3387.03 | 14490.24 | 190.84 | 0 | 0 | 2398.5 | 2214 | 2214 | 61.5 | 6857.25 | 279.82 | 8.84 | -61.43 | 6.68 | 20 | 41.18 | 0 | 0.5 | 0.1 | 0.5 | 0.5 | 0 | 0 | 0 | 0 | 0 | 0 | 0 | 0 | 0 | 0 | 0 | 0 | 0 | 0 | 0 | 0 | 0
7467 | 5.6 | 1411.34 | 660 | 131.35 | 2202.69 | 740.21 | 444.13 | 11547.34 | 3387.03 | 14490.24 | 190.84 | 0 | 0 | 2398.5 | 2214 | 2214 | 61.5 | 6857.25 | 279.36 | 8.38 | -61.93 | 6.19 | 20 | 42.87 | 0 | 0.5 | 0.1 | 0.5 | 0.5 | 0 | 0 | 0 | 0 | 0 | 0 | 0 | 0 | 0 | 0 | 0 | 0 | 0 | 0 | 0 | 0 | 0
7468 | 6.3 | 1411.34 | 660 | 131.35 | 2202.69 | 740.21 | 444.13 | 11547.34 | 3387.03 | 14490.24 | 190.84 | 0 | 0 | 2398.5 | 2214 | 2214 | 61.5 | 6857.25 | 280 | 9.03 | -61.23 | 6.88 | 20 | 40.5 | 0 | 0.5 | 0.1 | 0.5 | 0.5 | 0 | 0 | 0 | 0 | 0 | 0 | 0 | 0 | 0 | 0 | 0 | 0 | 0 | 0 | 0 | 0 | 0
7469 | 6.4 | 1411.34 | 660 | 131.35 | 2202.69 | 740.21 | 444.13 | 11547.34 | 3387.03 | 14490.24 | 190.84 | 0 | 0 | 2398.5 | 2214 | 2214 | 61.5 | 6857.25 | 280.09 | 9.12 | -61.14 | 6.98 | 20 | 40.16 | 0 | 0.5 | 0.1 | 0.5 | 0.5 | 0 | 0 | 0 | 0 | 0 | 0 | 0 | 0 | 0 | 0 | 0 | 0 | 0 | 0 | 0 | 0 | 0
7470 | 6.5 | 1411.34 | 660 | 131.35 | 2202.69 | 740.21 | 444.13 | 11547.34 | 3387.03 | 14490.24 | 190.84 | 0 | 0 | 2398.5 | 2214 | 2214 | 61.5 | 6857.25 | 280.19 | 9.21 | -61.04 | 7.08 | 20 | 39.82 | 0 | 0.5 | 0.1 | 0.5 | 0.5 | 0 | 0 | 0 | 0 | 0 | 0 | 0 | 0 | 0 | 0 | 0 | 0 | 0 | 0 | 0 | 0 | 0
7471 | 6 | 1411.34 | 660 | 131.35 | 2202.69 | 740.21 | 444.13 | 11547.34 | 3387.03 | 14490.24 | 190.84 | 0 | 0 | 2398.5 | 2214 | 2214 | 61.5 | 6857.25 | 279.73 | 8.75 | -61.53 | 6.58 | 20 | 41.52 | 0 | 0.5 | 0.1 | 0.5 | 0.5 | 0 | 0 | 0 | 0 | 0 | 0 | 0 | 0 | 0 | 0 | 0 | 0 | 0 | 0 | 0 | 0 | 0
7472 | 5.9 | 1411.34 | 660 | 131.35 | 2202.69 | 740.21 | 177.65 | 11280.86 | 3120.55 | 14223.76 | 190.84 | 0 | 0 | 959.4 | 4428 | 4428 | 24.6 | 9827.7 | 299.86 | 9.81 | -62.67 | 6.7 | 20 | 35.13 | 0 | 0.2 | 0.2 | 1 | 0.2 | 0 | 0 | 0 | 0 | 0 | 0 | 0 | 0 | 0 | 0 | 0 | 0 | 0 | 0 | 0 | 0 | 0
7473 | 6.2 | 1411.34 | 660 | 131.35 | 2202.69 | 740.21 | 177.65 | 11280.86 | 3120.55 | 14223.76 | 190.84 | 23299.85 | 1616.75 | 959.4 | 4428 | 4428 | 24.6 | 9827.7 | 307.36 | 17.31 | -60.65 | 8.73 | 20 | 9.27 | 0 | 0.2 | 0.2 | 1 | 0.2 | 0 | 7522.05 | 0 | 12691.19 | 0 | 2162.05 | 0 | 924.56 | 0 | 558.85 | 0 | 708.06 | 0 | 105.62 | 0 | 51.58 | 192.64
7474 | 7.1 | 1411.34 | 660 | 131.35 | 2202.69 | 740.21 | 177.65 | 11280.86 | 3120.55 | 14223.76 | 190.84 | 41713.61 | 3041.53 | 959.4 | 4428 | 4428 | 24.6 | 9827.7 | 313.93 | 23.88 | -58.38 | 10.99 | 23.88 | 0 | 0 | 0.2 | 0.2 | 1 | 0.2 | 0 | 7666.06 | 0 | 23909.17 | 0 | 7101.54 | 0 | 3036.84 | 0 | 569.55 | 0 | 1333.92 | 0 | 346.92 | 0 | 169.43 | 621.71
7475 | 8.1 | 1411.34 | 660 | 131.35 | 2202.69 | 740.21 | 177.65 | 11280.86 | 3120.55 | 14223.76 | 190.84 | 68055.68 | 4814.13 | 959.4 | 4428 | 4428 | 24.6 | 9827.7 | 323.14 | 33.09 | -55.45 | 13.93 | 23.9 | 0 | 0 | 0.2 | 0.2 | 1 | 0.2 | 0 | 7326.37 | 0 | 34704.71 | 0 | 21847.28 | 0 | 4177.32 | 0 | 544.32 | 0 | 1936.21 | 0 | 1067.28 | 0 | 233.06 | 1033.26
7476 | 8.9 | 1411.34 | 660 | 131.35 | 2202.69 | 740.21 | 177.65 | 11280.86 | 3120.55 | 14223.76 | 190.84 | 51484.65 | 6914.35 | 959.4 | 4428 | 4428 | 24.6 | 9827.7 | 319.67 | 29.62 | -55.66 | 13.71 | 23.9 | 0 | 0 | 0.2 | 0.2 | 1 | 0.2 | 0 | 3989.34 | 0 | 20744.61 | 0 | 24476.07 | 0 | 2274.62 | 0 | 592.78 | 0 | 2314.73 | 0 | 2391.4 | 0 | 253.81 | 1361.63
7477 | 9.5 | 1411.34 | 660 | 131.35 | 2202.69 | 740.21 | 177.65 | 11280.86 | 3120.55 | 14223.76 | 190.84 | 61229.42 | 7934.41 | 959.4 | 4428 | 4428 | 24.6 | 9827.7 | 323.33 | 33.29 | -54.32 | 15.05 | 23.9 | 0 | 0 | 0.2 | 0.2 | 1 | 0.2 | 0 | 4010.63 | 0 | 18610.95 | 0 | 36321.07 | 0 | 2286.76 | 0 | 595.94 | 0 | 2076.65 | 0 | 3548.71 | 0 | 255.16 | 1457.95
7478 | 9.9 | 1411.34 | 660 | 131.35 | 2202.69 | 740.21 | 177.65 | 11280.86 | 3120.55 | 14223.76 | 190.84 | 67487.8 | 8405.81 | 959.4 | 4428 | 4428 | 24.6 | 9827.7 | 325.65 | 35.6 | -53.46 | 15.91 | 23.9 | 0 | 0 | 0.2 | 0.2 | 1 | 0.2 | 0 | 3696.5 | 0 | 14896.62 | 0 | 46787.03 | 0 | 2107.65 | 0 | 549.27 | 0 | 1662.2 | 0 | 4571.27 | 0 | 235.18 | 1387.9
7479 | 9.7 | 1411.34 | 660 | 131.35 | 2202.69 | 740.21 | 177.65 | 11280.86 | 3120.55 | 14223.76 | 190.84 | 57352.47 | 6947.42 | 959.4 | 4428 | 4428 | 24.6 | 9827.7 | 322.1 | 32.06 | -54.46 | 14.91 | 23.9 | 0 | 0 | 0.2 | 0.2 | 1 | 0.2 | 0 | 3340.59 | 0 | 8227.33 | 0 | 43879.83 | 0 | 1904.72 | 0 | 496.38 | 0 | 918.02 | 0 | 4287.22 | 0 | 212.53 | 1033.26
7480 | 8.3 | 1411.34 | 660 | 131.35 | 2202.69 | 740.21 | 177.65 | 11280.86 | 3120.55 | 14223.76 | 190.84 | 17812.87 | 2307.41 | 959.4 | 4428 | 4428 | 24.6 | 9827.7 | 308.02 | 17.97 | -58.91 | 10.47 | 20 | 6.99 | 0 | 0.2 | 0.2 | 1 | 0.2 | 0 | 2233.71 | 0 | 1738.96 | 0 | 12566.59 | 0 | 1273.61 | 0 | 331.91 | 0 | 194.04 | 0 | 1227.8 | 0 | 142.11 | 411.55
7481 | 7.5 | 1411.34 | 660 | 131.35 | 2202.69 | 740.21 | 177.65 | 11280.86 | 3120.55 | 14223.76 | 190.84 | 1611.9 | 127.23 | 959.4 | 4428 | 4428 | 24.6 | 9827.7 | 301.81 | 11.76 | -60.97 | 8.4 | 20 | 28.39 | 0 | 0.2 | 0.2 | 1 | 0.2 | 0 | 401.35 | 0 | 228.84 | 0 | 742.67 | 0 | 239.03 | 0 | 29.82 | 0 | 12.77 | 0 | 36.28 | 0 | 13.34 | 35.03
7482 | 6.7 | 1411.34 | 660 | 131.35 | 2202.69 | 740.21 | 444.13 | 11547.34 | 3387.03 | 14490.24 | 190.84 | 0 | 0 | 2398.5 | 11070 | 11070 | 61.5 | 24569.25 | 285.17 | 14.19 | -59.63 | 8.48 | 20 | 21.43 | 0 | 0.5 | 0.5 | 1 | 0.5 | 0 | 0 | 0 | 0 | 0 | 0 | 0 | 0 | 0 | 0 | 0 | 0 | 0 | 0 | 0 | 0 | 0
7483 | 6.5 | 1411.34 | 660 | 131.35 | 2202.69 | 740.21 | 444.13 | 11547.34 | 3387.03 | 14490.24 | 190.84 | 0 | 0 | 2398.5 | 11070 | 11070 | 61.5 | 24569.25 | 284.99 | 14.01 | -59.83 | 8.28 | 20 | 22.11 | 0 | 0.5 | 0.5 | 1 | 0.5 | 0 | 0 | 0 | 0 | 0 | 0 | 0 | 0 | 0 | 0 | 0 | 0 | 0 | 0 | 0 | 0 | 0
7484 | 5.5 | 1411.34 | 660 | 131.35 | 2202.69 | 740.21 | 444.13 | 11547.34 | 3387.03 | 14490.24 | 190.84 | 0 | 0 | 2398.5 | 11070 | 11070 | 61.5 | 24569.25 | 284.07 | 13.09 | -60.82 | 7.3 | 20 | 25.5 | 0 | 0.5 | 0.5 | 1 | 0.5 | 0 | 0 | 0 | 0 | 0 | 0 | 0 | 0 | 0 | 0 | 0 | 0 | 0 | 0 | 0 | 0 | 0
7485 | 5.4 | 1411.34 | 660 | 131.35 | 2202.69 | 740.21 | 444.13 | 11547.34 | 3387.03 | 14490.24 | 190.84 | 0 | 0 | 2398.5 | 11070 | 11070 | 61.5 | 24569.25 | 283.98 | 13 | -60.92 | 7.2 | 20 | 25.84 | 0 | 0.5 | 0.5 | 1 | 0.5 | 0 | 0 | 0 | 0 | 0 | 0 | 0 | 0 | 0 | 0 | 0 | 0 | 0 | 0 | 0 | 0 | 0
7486 | 4.9 | 1411.34 | 660 | 131.35 | 2202.69 | 740.21 | 444.13 | 11547.34 | 3387.03 | 14490.24 | 190.84 | 0 | 0 | 2398.5 | 11070 | 11070 | 61.5 | 24569.25 | 283.52 | 12.54 | -61.41 | 6.7 | 20 | 27.53 | 0 | 0.5 | 0.5 | 1 | 0.5 | 0 | 0 | 0 | 0 | 0 | 0 | 0 | 0 | 0 | 0 | 0 | 0 | 0 | 0 | 0 | 0 | 0
7487 | 4.2 | 1411.34 | 660 | 131.35 | 2202.69 | 740.21 | 444.13 | 11547.34 | 3387.03 | 14490.24 | 190.84 | 0 | 0 | 2398.5 | 11070 | 11070 | 61.5 | 24569.25 | 282.87 | 11.9 | -62.1 | 6.01 | 20 | 29.9 | 0 | 0.5 | 0.5 | 1 | 0.5 | 0 | 0 | 0 | 0 | 0 | 0 | 0 | 0 | 0 | 0 | 0 | 0 | 0 | 0 | 0 | 0 | 0
7488 | 3.9 | 1411.34 | 660 | 131.35 | 2202.69 | 740.21 | 444.13 | 11547.34 | 3387.03 | 14490.24 | 190.84 | 0 | 0 | 2398.5 | 11070 | 11070 | 61.5 | 24569.25 | 282.6 | 11.62 | -62.4 | 5.72 | 20 | 30.92 | 0 | 0.5 | 0.5 | 1 | 0.5 | 0 | 0 | 0 | 0 | 0 | 0 | 0 | 0 | 0 | 0 | 0 | 0 | 0 | 0 | 0 | 0 | 0
7489 | 3.6 | 1411.34 | 660 | 131.35 | 2202.69 | 740.21 | 444.13 | 11547.34 | 3387.03 | 14490.24 | 190.84 | 0 | 0 | 2398.5 | 2214 | 2214 | 61.5 | 6857.25 | 277.52 | 6.55 | -63.9 | 4.22 | 20 | 49.64 | 0 | 0.5 | 0.1 | 0.5 | 0.5 | 0 | 0 | 0 | 0 | 0 | 0 | 0 | 0 | 0 | 0 | 0 | 0 | 0 | 0 | 0 | 0 | 0
7490 | 3.7 | 1411.34 | 660 | 131.35 | 2202.69 | 740.21 | 444.13 | 11547.34 | 3387.03 | 14490.24 | 190.84 | 0 | 0 | 2398.5 | 2214 | 2214 | 61.5 | 6857.25 | 277.62 | 6.64 | -63.8 | 4.31 | 20 | 49.31 | 0 | 0.5 | 0.1 | 0.5 | 0.5 | 0 | 0 | 0 | 0 | 0 | 0 | 0 | 0 | 0 | 0 | 0 | 0 | 0 | 0 | 0 | 0 | 0
7491 | 3.5 | 1411.34 | 660 | 131.35 | 2202.69 | 740.21 | 444.13 | 11547.34 | 3387.03 | 14490.24 | 190.84 | 0 | 0 | 2398.5 | 2214 | 2214 | 61.5 | 6857.25 | 277.43 | 6.46 | -64 | 4.12 | 20 | 49.98 | 0 | 0.5 | 0.1 | 0.5 | 0.5 | 0 | 0 | 0 | 0 | 0 | 0 | 0 | 0 | 0 | 0 | 0 | 0 | 0 | 0 | 0 | 0 | 0
7492 | 2.8 | 1411.34 | 660 | 131.35 | 2202.69 | 740.21 | 444.13 | 11547.34 | 3387.03 | 14490.24 | 190.84 | 0 | 0 | 2398.5 | 2214 | 2214 | 61.5 | 6857.25 | 276.79 | 5.81 | -64.69 | 3.43 | 20 | 52.35 | 0 | 0.5 | 0.1 | 0.5 | 0.5 | 0 | 0 | 0 | 0 | 0 | 0 | 0 | 0 | 0 | 0 | 0 | 0 | 0 | 0 | 0 | 0 | 0
7493 | 2.6 | 1411.34 | 660 | 131.35 | 2202.69 | 740.21 | 444.13 | 11547.34 | 3387.03 | 14490.24 | 190.84 | 0 | 0 | 2398.5 | 2214 | 2214 | 61.5 | 6857.25 | 276.61 | 5.63 | -64.89 | 3.23 | 20 | 53.03 | 0 | 0.5 | 0.1 | 0.5 | 0.5 | 0 | 0 | 0 | 0 | 0 | 0 | 0 | 0 | 0 | 0 | 0 | 0 | 0 | 0 | 0 | 0 | 0
7494 | 2 | 1411.34 | 660 | 131.35 | 2202.69 | 740.21 | 444.13 | 11547.34 | 3387.03 | 14490.24 | 190.84 | 0 | 0 | 2398.5 | 2214 | 2214 | 61.5 | 6857.25 | 276.06 | 5.08 | -65.48 | 2.64 | 20 | 55.06 | 0 | 0.5 | 0.1 | 0.5 | 0.5 | 0 | 0 | 0 | 0 | 0 | 0 | 0 | 0 | 0 | 0 | 0 | 0 | 0 | 0 | 0 | 0 | 0
7495 | 2.9 | 1411.34 | 660 | 131.35 | 2202.69 | 740.21 | 444.13 | 11547.34 | 3387.03 | 14490.24 | 190.84 | 0 | 0 | 2398.5 | 2214 | 2214 | 61.5 | 6857.25 | 276.88 | 5.91 | -64.59 | 3.52 | 20 | 52.02 | 0 | 0.5 | 0.1 | 0.5 | 0.5 | 0 | 0 | 0 | 0 | 0 | 0 | 0 | 0 | 0 | 0 | 0 | 0 | 0 | 0 | 0 | 0 | 0
7496 | 1.7 | 1411.34 | 660 | 131.35 | 2202.69 | 740.21 | 177.65 | 11280.86 | 3120.55 | 14223.76 | 190.84 | 0 | 0 | 959.4 | 4428 | 4428 | 24.6 | 9827.7 | 296.06 | 6.01 | -66.82 | 2.56 | 20 | 48.23 | 0 | 0.2 | 0.2 | 1 | 0.2 | 0 | 0 | 0 | 0 | 0 | 0 | 0 | 0 | 0 | 0 | 0 | 0 | 0 | 0 | 0 | 0 | 0
7497 | 4.2 | 1411.34 | 660 | 131.35 | 2202.69 | 740.21 | 177.65 | 11280.86 | 3120.55 | 14223.76 | 190.84 | 15788.67 | 1162.66 | 959.4 | 4428 | 4428 | 24.6 | 9827.7 | 303.24 | 13.19 | -63.17 | 6.2 | 20 | 23.48 | 0 | 0.2 | 0.2 | 1 | 0.2 | 0 | 4974.86 | 0 | 7513.74 | 0 | 2311.57 | 0 | 988.5 | 0 | 369.61 | 0 | 419.2 | 0 | 112.92 | 0 | 55.15 | 205.78
7498 | 6.4 | 1411.34 | 660 | 131.35 | 2202.69 | 740.21 | 177.65 | 11280.86 | 3120.55 | 14223.76 | 190.84 | 39839.3 | 2905.66 | 959.4 | 4428 | 4428 | 24.6 | 9827.7 | 312.71 | 22.66 | -59.21 | 10.16 | 22.66 | 0 | 0 | 0.2 | 0.2 | 1 | 0.2 | 0 | 7336.37 | 0 | 22585.16 | 0 | 6947.01 | 0 | 2970.76 | 0 | 545.06 | 0 | 1260.05 | 0 | 339.37 | 0 | 165.74 | 595.44
7499 | 8.7 | 1411.34 | 660 | 131.35 | 2202.69 | 740.21 | 177.65 | 11280.86 | 3120.55 | 14223.76 | 190.84 | 74560.2 | 5205.78 | 959.4 | 4428 | 4428 | 24.6 | 9827.7 | 325.64 | 35.59 | -54.38 | 15 | 23.9 | 0 | 0 | 0.2 | 0.2 | 1 | 0.2 | 0 | 6957.16 | 0 | 39976.79 | 0 | 23659.45 | 0 | 3966.8 | 0 | 516.89 | 0 | 2230.35 | 0 | 1155.81 | 0 | 221.31 | 1081.42
7500 | 9.7 | 1411.34 | 660 | 131.35 | 2202.69 | 740.21 | 177.65 | 11280.86 | 3120.55 | 14223.76 | 190.84 | 51878.35 | 6948.48 | 959.4 | 4428 | 4428 | 24.6 | 9827.7 | 320.52 | 30.47 | -54.84 | 14.53 | 23.9 | 0 | 0 | 0.2 | 0.2 | 1 | 0.2 | 0 | 3833.2 | 0 | 21093.56 | 0 | 24765.99 | 0 | 2185.6 | 0 | 569.58 | 0 | 2353.66 | 0 | 2419.73 | 0 | 243.87 | 1361.63
7501 | 10.9 | 1411.34 | 660 | 131.35 | 2202.69 | 740.21 | 177.65 | 11280.86 | 3120.55 | 14223.76 | 190.84 | 62371.66 | 8047.1 | 959.4 | 4428 | 4428 | 24.6 | 9827.7 | 324.97 | 34.92 | -52.85 | 16.52 | 23.9 | 0 | 0 | 0.2 | 0.2 | 1 | 0.2 | 0 | 3922.8 | 0 | 19061.67 | 0 | 37150.51 | 0 | 2236.68 | 0 | 582.89 | 0 | 2126.94 | 0 | 3629.74 | 0 | 249.57 | 1457.95
7502 | 10.3 | 1411.34 | 660 | 131.35 | 2202.69 | 740.21 | 177.65 | 11280.86 | 3120.55 | 14223.76 | 190.84 | 37606.52 | 5018.83 | 959.4 | 4428 | 4428 | 24.6 | 9827.7 | 316.36 | 26.31 | -55.37 | 14 | 23.9 | 0 | 0 | 0.2 | 0.2 | 1 | 0.2 | 0 | 4278.63 | 0 | 7770.7 | 0 | 23117.61 | 0 | 2439.57 | 0 | 635.77 | 0 | 867.07 | 0 | 2258.68 | 0 | 272.21 | 985.1
7503 | 10.7 | 1411.34 | 660 | 131.35 | 2202.69 | 740.21 | 177.65 | 11280.86 | 3120.55 | 14223.76 | 190.84 | 21002.13 | 2908.61 | 959.4 | 4428 | 4428 | 24.6 | 9827.7 | 311.3 | 21.25 | -56.28 | 13.1 | 21.25 | 0 | 0 | 0.2 | 0.2 | 1 | 0.2 | 0 | 3239.73 | 0 | 3200.82 | 0 | 12714.36 | 0 | 1847.21 | 0 | 481.39 | 0 | 357.15 | 0 | 1242.24 | 0 | 206.12 | 621.71
7504 | 9.7 | 1411.34 | 660 | 131.35 | 2202.69 | 740.21 | 177.65 | 11280.86 | 3120.55 | 14223.76 | 190.84 | 6848.1 | 554.13 | 959.4 | 4428 | 4428 | 24.6 | 9827.7 | 305.5 | 15.45 | -58.41 | 10.97 | 20 | 15.7 | 0 | 0.2 | 0.2 | 1 | 0.2 | 0 | 1853.93 | 0 | 1076.35 | 0 | 2860.75 | 0 | 1057.07 | 0 | 137.74 | 0 | 60.05 | 0 | 139.75 | 0 | 58.97 | 157.62
7505 | 9.7 | 1411.34 | 660 | 131.35 | 2202.69 | 740.21 | 177.65 | 11280.86 | 3120.55 | 14223.76 | 190.84 | 1187.19 | 94.33 | 959.4 | 4428 | 4428 | 24.6 | 9827.7 | 303.67 | 13.62 | -58.83 | 10.54 | 20 | 21.99 | 0 | 0.2 | 0.2 | 1 | 0.2 | 0 | 300.21 | 0 | 171.17 | 0 | 538.04 | 0 | 177.76 | 0 | 22.3 | 0 | 9.55 | 0 | 26.28 | 0 | 9.92 | 26.27
7506 | 10 | 1411.34 | 660 | 131.35 | 2202.69 | 740.21 | 444.13 | 11547.34 | 3387.03 | 14490.24 | 190.84 | 0 | 0 | 2398.5 | 11070 | 11070 | 61.5 | 24569.25 | 288.2 | 17.22 | -56.38 | 11.74 | 20 | 10.26 | 0 | 0.5 | 0.5 | 1 | 0.5 | 0 | 0 | 0 | 0 | 0 | 0 | 0 | 0 | 0 | 0 | 0 | 0 | 0 | 0 | 0 | 0 | 0
7507 | 9.7 | 1411.34 | 660 | 131.35 | 2202.69 | 740.21 | 444.13 | 11547.34 | 3387.03 | 14490.24 | 190.84 | 0 | 0 | 2398.5 | 11070 | 11070 | 61.5 | 24569.25 | 287.92 | 16.95 | -56.67 | 11.44 | 20 | 11.27 | 0 | 0.5 | 0.5 | 1 | 0.5 | 0 | 0 | 0 | 0 | 0 | 0 | 0 | 0 | 0 | 0 | 0 | 0 | 0 | 0 | 0 | 0 | 0
7508 | 9.5 | 1411.34 | 660 | 131.35 | 2202.69 | 740.21 | 444.13 | 11547.34 | 3387.03 | 14490.24 | 190.84 | 0 | 0 | 2398.5 | 11070 | 11070 | 61.5 | 24569.25 | 287.74 | 16.76 | -56.87 | 11.25 | 20 | 11.95 | 0 | 0.5 | 0.5 | 1 | 0.5 | 0 | 0 | 0 | 0 | 0 | 0 | 0 | 0 | 0 | 0 | 0 | 0 | 0 | 0 | 0 | 0 | 0
7509 | 10.7 | 1411.34 | 660 | 131.35 | 2202.69 | 740.21 | 444.13 | 11547.34 | 3387.03 | 14490.24 | 190.84 | 0 | 0 | 2398.5 | 11070 | 11070 | 61.5 | 24569.25 | 288.84 | 17.86 | -55.69 | 12.43 | 20 | 7.88 | 0 | 0.5 | 0.5 | 1 | 0.5 | 0 | 0 | 0 | 0 | 0 | 0 | 0 | 0 | 0 | 0 | 0 | 0 | 0 | 0 | 0 | 0 | 0
7510 | 8.2 | 1411.34 | 660 | 131.35 | 2202.69 | 740.21 | 444.13 | 11547.34 | 3387.03 | 14490.24 | 190.84 | 0 | 0 | 2398.5 | 11070 | 11070 | 61.5 | 24569.25 | 286.55 | 15.57 | -58.15 | 9.96 | 20 | 16.35 | 0 | 0.5 | 0.5 | 1 | 0.5 | 0 | 0 | 0 | 0 | 0 | 0 | 0 | 0 | 0 | 0 | 0 | 0 | 0 | 0 | 0 | 0 | 0
7511 | 8.5 | 1411.34 | 660 | 131.35 | 2202.69 | 740.21 | 444.13 | 11547.34 | 3387.03 | 14490.24 | 190.84 | 0 | 0 | 2398.5 | 11070 | 11070 | 61.5 | 24569.25 | 286.82 | 15.84 | -57.86 | 10.26 | 20 | 15.34 | 0 | 0.5 | 0.5 | 1 | 0.5 | 0 | 0 | 0 | 0 | 0 | 0 | 0 | 0 | 0 | 0 | 0 | 0 | 0 | 0 | 0 | 0 | 0
7512 | 9 | 1411.34 | 660 | 131.35 | 2202.69 | 740.21 | 444.13 | 11547.34 | 3387.03 | 14490.24 | 190.84 | 0 | 0 | 2398.5 | 11070 | 11070 | 61.5 | 24569.25 | 287.28 | 16.3 | -57.36 | 10.75 | 20 | 13.64 | 0 | 0.5 | 0.5 | 1 | 0.5 | 0 | 0 | 0 | 0 | 0 | 0 | 0 | 0 | 0 | 0 | 0 | 0 | 0 | 0 | 0 | 0 | 0
7513 | 9.5 | 1411.34 | 660 | 131.35 | 2202.69 | 740.21 | 444.13 | 11547.34 | 3387.03 | 14490.24 | 190.84 | 0 | 0 | 2398.5 | 2214 | 2214 | 61.5 | 6857.25 | 282.94 | 11.96 | -58.08 | 10.04 | 20 | 29.66 | 0 | 0.5 | 0.1 | 0.5 | 0.5 | 0 | 0 | 0 | 0 | 0 | 0 | 0 | 0 | 0 | 0 | 0 | 0 | 0 | 0 | 0 | 0 | 0
7514 | 9 | 1411.34 | 660 | 131.35 | 2202.69 | 740.21 | 444.13 | 11547.34 | 3387.03 | 14490.24 | 190.84 | 0 | 0 | 2398.5 | 2214 | 2214 | 61.5 | 6857.25 | 282.48 | 11.5 | -58.57 | 9.55 | 20 | 31.35 | 0 | 0.5 | 0.1 | 0.5 | 0.5 | 0 | 0 | 0 | 0 | 0 | 0 | 0 | 0 | 0 | 0 | 0 | 0 | 0 | 0 | 0 | 0 | 0
7515 | 9.3 | 1411.34 | 660 | 131.35 | 2202.69 | 740.21 | 444.13 | 11547.34 | 3387.03 | 14490.24 | 190.84 | 0 | 0 | 2398.5 | 2214 | 2214 | 61.5 | 6857.25 | 282.76 | 11.78 | -58.27 | 9.84 | 20 | 30.34 | 0 | 0.5 | 0.1 | 0.5 | 0.5 | 0 | 0 | 0 | 0 | 0 | 0 | 0 | 0 | 0 | 0 | 0 | 0 | 0 | 0 | 0 | 0 | 0
7516 | 8.8 | 1411.34 | 660 | 131.35 | 2202.69 | 740.21 | 444.13 | 11547.34 | 3387.03 | 14490.24 | 190.84 | 0 | 0 | 2398.5 | 2214 | 2214 | 61.5 | 6857.25 | 282.3 | 11.32 | -58.77 | 9.35 | 20 | 32.03 | 0 | 0.5 | 0.1 | 0.5 | 0.5 | 0 | 0 | 0 | 0 | 0 | 0 | 0 | 0 | 0 | 0 | 0 | 0 | 0 | 0 | 0 | 0 | 0
7517 | 7.5 | 1411.34 | 660 | 131.35 | 2202.69 | 740.21 | 444.13 | 11547.34 | 3387.03 | 14490.24 | 190.84 | 0 | 0 | 2398.5 | 2214 | 2214 | 61.5 | 6857.25 | 281.1 | 10.13 | -60.05 | 8.06 | 20 | 36.43 | 0 | 0.5 | 0.1 | 0.5 | 0.5 | 0 | 0 | 0 | 0 | 0 | 0 | 0 | 0 | 0 | 0 | 0 | 0 | 0 | 0 | 0 | 0 | 0
7518 | 7.5 | 1411.34 | 660 | 131.35 | 2202.69 | 740.21 | 444.13 | 11547.34 | 3387.03 | 14490.24 | 190.84 | 0 | 0 | 2398.5 | 2214 | 2214 | 61.5 | 6857.25 | 281.1 | 10.13 | -60.05 | 8.06 | 20 | 36.43 | 0 | 0.5 | 0.1 | 0.5 | 0.5 | 0 | 0 | 0 | 0 | 0 | 0 | 0 | 0 | 0 | 0 | 0 | 0 | 0 | 0 | 0 | 0 | 0
7519 | 6.6 | 1411.34 | 660 | 131.35 | 2202.69 | 740.21 | 444.13 | 11547.34 | 3387.03 | 14490.24 | 190.84 | 0 | 0 | 2398.5 | 2214 | 2214 | 61.5 | 6857.25 | 280.28 | 9.3 | -60.94 | 7.18 | 20 | 39.48 | 0 | 0.5 | 0.1 | 0.5 | 0.5 | 0 | 0 | 0 | 0 | 0 | 0 | 0 | 0 | 0 | 0 | 0 | 0 | 0 | 0 | 0 | 0 | 0
7520 | 6.7 | 1411.34 | 660 | 131.35 | 2202.69 | 740.21 | 444.13 | 11547.34 | 3387.03 | 14490.24 | 190.84 | 0 | 0 | 2398.5 | 11070 | 11070 | 61.5 | 24569.25 | 285.17 | 14.19 | -59.63 | 8.48 | 20 | 21.43 | 0 | 0.5 | 0.5 | 1 | 0.5 | 0 | 0 | 0 | 0 | 0 | 0 | 0 | 0 | 0 | 0 | 0 | 0 | 0 | 0 | 0 | 0 | 0
7521 | 6.4 | 1411.34 | 660 | 131.35 | 2202.69 | 740.21 | 444.13 | 11547.34 | 3387.03 | 14490.24 | 190.84 | 11032.17 | 768.56 | 2398.5 | 11070 | 11070 | 61.5 | 24569.25 | 288.09 | 17.11 | -59.13 | 8.99 | 20 | 10.65 | 0 | 0.5 | 0.5 | 1 | 0.5 | 0 | 3509.55 | 0 | 5835.27 | 0 | 1181.92 | 0 | 505.43 | 0 | 260.74 | 0 | 325.56 | 0 | 57.74 | 0 | 28.2 | 96.32
7522 | 8.9 | 1411.34 | 660 | 131.35 | 2202.69 | 740.21 | 444.13 | 11547.34 | 3387.03 | 14490.24 | 190.84 | 21371.15 | 1596.54 | 2398.5 | 11070 | 11070 | 61.5 | 24569.25 | 293.41 | 22.44 | -55.9 | 12.22 | 22.44 | 0 | 0 | 0.5 | 0.5 | 1 | 0.5 | 0 | 4591.39 | 0 | 9501.16 | 0 | 5098.38 | 0 | 2180.23 | 0 | 341.12 | 0 | 530.08 | 0 | 249.07 | 0 | 121.64 | 354.64
7523 | 12 | 1411.34 | 660 | 131.35 | 2202.69 | 740.21 | 444.13 | 11547.34 | 3387.03 | 14490.24 | 190.84 | 46250.37 | 3354.68 | 2398.5 | 11070 | 11070 | 61.5 | 24569.25 | 303.55 | 32.57 | -51.02 | 17.09 | 23.9 | 0 | 0 | 0.5 | 0.5 | 1 | 0.5 | 0 | 7013.4 | 0 | 19600.19 | 0 | 15637.92 | 0 | 3998.87 | 0 | 521.06 | 0 | 1093.52 | 0 | 763.94 | 0 | 223.1 | 753.05
7524 | 13 | 1411.34 | 660 | 131.35 | 2202.69 | 740.21 | 444.13 | 11547.34 | 3387.03 | 14490.24 | 190.84 | 42833.19 | 5837.13 | 2398.5 | 11070 | 11070 | 61.5 | 24569.25 | 304.26 | 33.28 | -50.1 | 18.01 | 23.9 | 0 | 0 | 0.5 | 0.5 | 1 | 0.5 | 0 | 4251.73 | 0 | 16170.3 | 0 | 19986.93 | 0 | 2424.23 | 0 | 631.77 | 0 | 1804.32 | 0 | 1952.8 | 0 | 270.5 | 1177.74
7525 | 14.6 | 1411.34 | 660 | 131.35 | 2202.69 | 740.21 | 444.13 | 11547.34 | 3387.03 | 14490.24 | 190.84 | 47228.83 | 6268.87 | 2398.5 | 11070 | 11070 | 61.5 | 24569.25 | 307.03 | 36.06 | -48.19 | 19.92 | 23.9 | 0 | 0 | 0.5 | 0.5 | 1 | 0.5 | 0 | 4476.61 | 0 | 13488.48 | 0 | 26711.29 | 0 | 2552.45 | 0 | 665.18 | 0 | 1505.07 | 0 | 2609.79 | 0 | 284.81 | 1204.01
7526 | 14.3 | 1411.34 | 660 | 131.35 | 2202.69 | 740.21 | 444.13 | 11547.34 | 3387.03 | 14490.24 | 190.84 | 27256.98 | 3803.1 | 2398.5 | 11070 | 11070 | 61.5 | 24569.25 | 300.68 | 29.7 | -50.02 | 18.1 | 23.9 | 0 | 0 | 0.5 | 0.5 | 1 | 0.5 | 0 | 4038.16 | 0 | 5408.63 | 0 | 15507.74 | 0 | 2302.46 | 0 | 600.03 | 0 | 603.51 | 0 | 1515.16 | 0 | 256.91 | 827.48
7527 | 13.4 | 1411.34 | 660 | 131.35 | 2202.69 | 740.21 | 444.13 | 11547.34 | 3387.03 | 14490.24 | 190.84 | 21366.17 | 2943.56 | 2398.5 | 11070 | 11070 | 61.5 | 24569.25 | 298.02 | 27.05 | -51.36 | 16.75 | 23.9 | 0 | 0 | 0.5 | 0.5 | 1 | 0.5 | 0 | 3216.18 | 0 | 3256.05 | 0 | 13060.15 | 0 | 1833.79 | 0 | 477.9 | 0 | 363.32 | 0 | 1276.03 | 0 | 204.62 | 621.71
7528 | 12 | 1411.34 | 660 | 131.35 | 2202.69 | 740.21 | 444.13 | 11547.34 | 3387.03 | 14490.24 | 190.84 | 6890.41 | 1064.74 | 2398.5 | 11070 | 11070 | 61.5 | 24569.25 | 292.31 | 21.33 | -53.86 | 14.25 | 21.33 | 0 | 0 | 0.5 | 0.5 | 1 | 0.5 | 0 | 1657.18 | 0 | 999.54 | 0 | 3288.79 | 0 | 944.89 | 0 | 246.24 | 0 | 111.53 | 0 | 321.33 | 0 | 105.43 | 280.21
7529 | 11.2 | 1411.34 | 660 | 131.35 | 2202.69 | 740.21 | 444.13 | 11547.34 | 3387.03 | 14490.24 | 190.84 | 2859.83 | 208.92 | 2398.5 | 11070 | 11070 | 61.5 | 24569.25 | 290.17 | 19.19 | -54.98 | 13.13 | 20 | 2.97 | 0 | 0.5 | 0.5 | 1 | 0.5 | 0 | 624.8 | 0 | 356.25 | 0 | 1491.84 | 0 | 386.94 | 0 | 46.42 | 0 | 19.88 | 0 | 72.88 | 0 | 21.59 | 48.16
7530 | 10.2 | 1411.34 | 660 | 131.35 | 2202.69 | 740.21 | 444.13 | 11547.34 | 3387.03 | 14490.24 | 190.84 | 0 | 0 | 2398.5 | 11070 | 11070 | 61.5 | 24569.25 | 288.38 | 17.4 | -56.18 | 11.94 | 20 | 9.58 | 0 | 0.5 | 0.5 | 1 | 0.5 | 0 | 0 | 0 | 0 | 0 | 0 | 0 | 0 | 0 | 0 | 0 | 0 | 0 | 0 | 0 | 0 | 0
7531 | 9.2 | 1411.34 | 660 | 131.35 | 2202.69 | 740.21 | 444.13 | 11547.34 | 3387.03 | 14490.24 | 190.84 | 0 | 0 | 2398.5 | 11070 | 11070 | 61.5 | 24569.25 | 287.46 | 16.49 | -57.17 | 10.95 | 20 | 12.96 | 0 | 0.5 | 0.5 | 1 | 0.5 | 0 | 0 | 0 | 0 | 0 | 0 | 0 | 0 | 0 | 0 | 0 | 0 | 0 | 0 | 0 | 0 | 0
7532 | 8.2 | 1411.34 | 660 | 131.35 | 2202.69 | 740.21 | 444.13 | 11547.34 | 3387.03 | 14490.24 | 190.84 | 0 | 0 | 2398.5 | 11070 | 11070 | 61.5 | 24569.25 | 286.55 | 15.57 | -58.15 | 9.96 | 20 | 16.35 | 0 | 0.5 | 0.5 | 1 | 0.5 | 0 | 0 | 0 | 0 | 0 | 0 | 0 | 0 | 0 | 0 | 0 | 0 | 0 | 0 | 0 | 0 | 0
7533 | 6.4 | 1411.34 | 660 | 131.35 | 2202.69 | 740.21 | 444.13 | 11547.34 | 3387.03 | 14490.24 | 190.84 | 0 | 0 | 2398.5 | 11070 | 11070 | 61.5 | 24569.25 | 284.89 | 13.92 | -59.93 | 8.19 | 20 | 22.45 | 0 | 0.5 | 0.5 | 1 | 0.5 | 0 | 0 | 0 | 0 | 0 | 0 | 0 | 0 | 0 | 0 | 0 | 0 | 0 | 0 | 0 | 0 | 0
7534 | 4.7 | 1411.34 | 660 | 131.35 | 2202.69 | 740.21 | 444.13 | 11547.34 | 3387.03 | 14490.24 | 190.84 | 0 | 0 | 2398.5 | 11070 | 11070 | 61.5 | 24569.25 | 283.33 | 12.36 | -61.61 | 6.51 | 20 | 28.21 | 0 | 0.5 | 0.5 | 1 | 0.5 | 0 | 0 | 0 | 0 | 0 | 0 | 0 | 0 | 0 | 0 | 0 | 0 | 0 | 0 | 0 | 0 | 0
7535 | 3.9 | 1411.34 | 660 | 131.35 | 2202.69 | 740.21 | 444.13 | 11547.34 | 3387.03 | 14490.24 | 190.84 | 0 | 0 | 2398.5 | 11070 | 11070 | 61.5 | 24569.25 | 282.6 | 11.62 | -62.4 | 5.72 | 20 | 30.92 | 0 | 0.5 | 0.5 | 1 | 0.5 | 0 | 0 | 0 | 0 | 0 | 0 | 0 | 0 | 0 | 0 | 0 | 0 | 0 | 0 | 0 | 0 | 0
7536 | 4 | 1411.34 | 660 | 131.35 | 2202.69 | 740.21 | 444.13 | 11547.34 | 3387.03 | 14490.24 | 190.84 | 0 | 0 | 2398.5 | 11070 | 11070 | 61.5 | 24569.25 | 282.69 | 11.71 | -62.3 | 5.82 | 20 | 30.58 | 0 | 0.5 | 0.5 | 1 | 0.5 | 0 | 0 | 0 | 0 | 0 | 0 | 0 | 0 | 0 | 0 | 0 | 0 | 0 | 0 | 0 | 0 | 0
7537 | 3.8 | 1411.34 | 660 | 131.35 | 2202.69 | 740.21 | 444.13 | 11547.34 | 3387.03 | 14490.24 | 190.84 | 0 | 0 | 2398.5 | 2214 | 2214 | 61.5 | 6857.25 | 277.71 | 6.73 | -63.7 | 4.41 | 20 | 48.97 | 0 | 0.5 | 0.1 | 0.5 | 0.5 | 0 | 0 | 0 | 0 | 0 | 0 | 0 | 0 | 0 | 0 | 0 | 0 | 0 | 0 | 0 | 0 | 0
7538 | 3.6 | 1411.34 | 660 | 131.35 | 2202.69 | 740.21 | 444.13 | 11547.34 | 3387.03 | 14490.24 | 190.84 | 0 | 0 | 2398.5 | 2214 | 2214 | 61.5 | 6857.25 | 277.52 | 6.55 | -63.9 | 4.22 | 20 | 49.64 | 0 | 0.5 | 0.1 | 0.5 | 0.5 | 0 | 0 | 0 | 0 | 0 | 0 | 0 | 0 | 0 | 0 | 0 | 0 | 0 | 0 | 0 | 0 | 0
7539 | 3.5 | 1411.34 | 660 | 131.35 | 2202.69 | 740.21 | 444.13 | 11547.34 | 3387.03 | 14490.24 | 190.84 | 0 | 0 | 2398.5 | 2214 | 2214 | 61.5 | 6857.25 | 277.43 | 6.46 | -64 | 4.12 | 20 | 49.98 | 0 | 0.5 | 0.1 | 0.5 | 0.5 | 0 | 0 | 0 | 0 | 0 | 0 | 0 | 0 | 0 | 0 | 0 | 0 | 0 | 0 | 0 | 0 | 0
7540 | 3.3 | 1411.34 | 660 | 131.35 | 2202.69 | 740.21 | 444.13 | 11547.34 | 3387.03 | 14490.24 | 190.84 | 0 | 0 | 2398.5 | 2214 | 2214 | 61.5 | 6857.25 | 277.25 | 6.27 | -64.2 | 3.92 | 20 | 50.66 | 0 | 0.5 | 0.1 | 0.5 | 0.5 | 0 | 0 | 0 | 0 | 0 | 0 | 0 | 0 | 0 | 0 | 0 | 0 | 0 | 0 | 0 | 0 | 0
7541 | 3.2 | 1411.34 | 660 | 131.35 | 2202.69 | 740.21 | 444.13 | 11547.34 | 3387.03 | 14490.24 | 190.84 | 0 | 0 | 2398.5 | 2214 | 2214 | 61.5 | 6857.25 | 277.16 | 6.18 | -64.29 | 3.82 | 20 | 51 | 0 | 0.5 | 0.1 | 0.5 | 0.5 | 0 | 0 | 0 | 0 | 0 | 0 | 0 | 0 | 0 | 0 | 0 | 0 | 0 | 0 | 0 | 0 | 0
7542 | 3.3 | 1411.34 | 660 | 131.35 | 2202.69 | 740.21 | 444.13 | 11547.34 | 3387.03 | 14490.24 | 190.84 | 0 | 0 | 2398.5 | 2214 | 2214 | 61.5 | 6857.25 | 277.25 | 6.27 | -64.2 | 3.92 | 20 | 50.66 | 0 | 0.5 | 0.1 | 0.5 | 0.5 | 0 | 0 | 0 | 0 | 0 | 0 | 0 | 0 | 0 | 0 | 0 | 0 | 0 | 0 | 0 | 0 | 0
7543 | 2.8 | 1411.34 | 660 | 131.35 | 2202.69 | 740.21 | 444.13 | 11547.34 | 3387.03 | 14490.24 | 190.84 | 0 | 0 | 2398.5 | 2214 | 2214 | 61.5 | 6857.25 | 276.79 | 5.81 | -64.69 | 3.43 | 20 | 52.35 | 0 | 0.5 | 0.1 | 0.5 | 0.5 | 0 | 0 | 0 | 0 | 0 | 0 | 0 | 0 | 0 | 0 | 0 | 0 | 0 | 0 | 0 | 0 | 0
7544 | 2.6 | 1411.34 | 660 | 131.35 | 2202.69 | 740.21 | 444.13 | 11547.34 | 3387.03 | 14490.24 | 190.84 | 0 | 0 | 2398.5 | 11070 | 11070 | 61.5 | 24569.25 | 281.41 | 10.43 | -63.68 | 4.43 | 20 | 35.32 | 0 | 0.5 | 0.5 | 1 | 0.5 | 0 | 0 | 0 | 0 | 0 | 0 | 0 | 0 | 0 | 0 | 0 | 0 | 0 | 0 | 0 | 0 | 0
7545 | 2.8 | 1411.34 | 660 | 131.35 | 2202.69 | 740.21 | 444.13 | 11547.34 | 3387.03 | 14490.24 | 190.84 | 539.19 | 44.69 | 2398.5 | 11070 | 11070 | 61.5 | 24569.25 | 281.75 | 10.77 | -63.44 | 4.67 | 20 | 34.06 | 0 | 0.5 | 0.5 | 1 | 0.5 | 0 | 155.62 | 0 | 93.51 | 0 | 203.18 | 0 | 86.88 | 0 | 11.56 | 0 | 5.22 | 0 | 9.93 | 0 | 4.85 | 13.13
7546 | 3.4 | 1411.34 | 660 | 131.35 | 2202.69 | 740.21 | 444.13 | 11547.34 | 3387.03 | 14490.24 | 190.84 | 4000.28 | 330.1 | 2398.5 | 11070 | 11070 | 61.5 | 24569.25 | 283.31 | 12.34 | -62.6 | 5.52 | 20 | 28.28 | 0 | 0.5 | 0.5 | 1 | 0.5 | 0 | 1140.25 | 0 | 699.72 | 0 | 1513.22 | 0 | 647.1 | 0 | 84.72 | 0 | 39.04 | 0 | 73.92 | 0 | 36.1 | 96.32
7547 | 4.1 | 1411.34 | 660 | 131.35 | 2202.69 | 740.21 | 444.13 | 11547.34 | 3387.03 | 14490.24 | 190.84 | 7695.39 | 633.15 | 2398.5 | 11070 | 11070 | 61.5 | 24569.25 | 285.04 | 14.06 | -61.63 | 6.48 | 20 | 21.91 | 0 | 0.5 | 0.5 | 1 | 0.5 | 0 | 2180.52 | 0 | 1329.29 | 0 | 2942.3 | 0 | 1243.28 | 0 | 162 | 0 | 74.16 | 0 | 143.74 | 0 | 69.36 | 183.89
7548 | 4.4 | 1411.34 | 660 | 131.35 | 2202.69 | 740.21 | 444.13 | 11547.34 | 3387.03 | 14490.24 | 190.84 | 12496.23 | 1022.03 | 2398.5 | 11070 | 11070 | 61.5 | 24569.25 | 286.72 | 15.74 | -60.98 | 7.13 | 20 | 15.7 | 0 | 0.5 | 0.5 | 1 | 0.5 | 0 | 3515.38 | 0 | 2143.8 | 0 | 4832.66 | 0 | 2004.39 | 0 | 261.18 | 0 | 119.6 | 0 | 236.08 | 0 | 111.83 | 293.34
7549 | 4.7 | 1411.34 | 660 | 131.35 | 2202.69 | 740.21 | 444.13 | 11547.34 | 3387.03 | 14490.24 | 190.84 | 14071.96 | 1148.14 | 2398.5 | 11070 | 11070 | 61.5 | 24569.25 | 287.46 | 16.48 | -60.57 | 7.54 | 20 | 12.99 | 0 | 0.5 | 0.5 | 1 | 0.5 | 0 | 3939.19 | 0 | 2380.16 | 0 | 5506.57 | 0 | 2246.03 | 0 | 292.66 | 0 | 132.79 | 0 | 269.01 | 0 | 125.31 | 328.37
7550 | 4.9 | 1411.34 | 660 | 131.35 | 2202.69 | 740.21 | 444.13 | 11547.34 | 3387.03 | 14490.24 | 190.84 | 15403.24 | 1250.4 | 2398.5 | 11070 | 11070 | 61.5 | 24569.25 | 288.03 | 17.05 | -60.28 | 7.84 | 20 | 10.88 | 0 | 0.5 | 0.5 | 1 | 0.5 | 0 | 4267.35 | 0 | 2569.51 | 0 | 6133.24 | 0 | 2433.14 | 0 | 317.05 | 0 | 143.36 | 0 | 299.62 | 0 | 135.75 | 354.64
7551 | 5.3 | 1411.34 | 660 | 131.35 | 2202.69 | 740.21 | 444.13 | 11547.34 | 3387.03 | 14490.24 | 190.84 | 14516.84 | 1170.08 | 2398.5 | 11070 | 11070 | 61.5 | 24569.25 | 288.13 | 17.16 | -59.95 | 8.17 | 20 | 10.49 | 0 | 0.5 | 0.5 | 1 | 0.5 | 0 | 3950.22 | 0 | 2363.77 | 0 | 5950.53 | 0 | 2252.32 | 0 | 293.48 | 0 | 131.88 | 0 | 290.69 | 0 | 125.66 | 328.37
7552 | 5.1 | 1411.34 | 660 | 131.35 | 2202.69 | 740.21 | 444.13 | 11547.34 | 3387.03 | 14490.24 | 190.84 | 7530.38 | 606.01 | 2398.5 | 11070 | 11070 | 61.5 | 24569.25 | 285.9 | 14.93 | -60.66 | 7.46 | 20 | 18.72 | 0 | 0.5 | 0.5 | 1 | 0.5 | 0 | 2014.76 | 0 | 1174.91 | 0 | 3191.94 | 0 | 1148.77 | 0 | 149.69 | 0 | 65.55 | 0 | 155.93 | 0 | 64.09 | 170.75
7553 | 4.2 | 1411.34 | 660 | 131.35 | 2202.69 | 740.21 | 444.13 | 11547.34 | 3387.03 | 14490.24 | 190.84 | 1962.52 | 146.3 | 2398.5 | 11070 | 11070 | 61.5 | 24569.25 | 283.45 | 12.47 | -61.96 | 6.16 | 20 | 27.79 | 0 | 0.5 | 0.5 | 1 | 0.5 | 0 | 458.43 | 0 | 261.39 | 0 | 965.26 | 0 | 277.44 | 0 | 34.06 | 0 | 14.58 | 0 | 47.15 | 0 | 15.48 | 35.03
7554 | 3.3 | 1411.34 | 660 | 131.35 | 2202.69 | 740.21 | 444.13 | 11547.34 | 3387.03 | 14490.24 | 190.84 | 0 | 0 | 2398.5 | 11070 | 11070 | 61.5 | 24569.25 | 282.05 | 11.07 | -62.99 | 5.13 | 20 | 32.95 | 0 | 0.5 | 0.5 | 1 | 0.5 | 0 | 0 | 0 | 0 | 0 | 0 | 0 | 0 | 0 | 0 | 0 | 0 | 0 | 0 | 0 | 0 | 0
7555 | 2.9 | 1411.34 | 660 | 131.35 | 2202.69 | 740.21 | 444.13 | 11547.34 | 3387.03 | 14490.24 | 190.84 | 0 | 0 | 2398.5 | 11070 | 11070 | 61.5 | 24569.25 | 281.68 | 10.7 | -63.38 | 4.73 | 20 | 34.3 | 0 | 0.5 | 0.5 | 1 | 0.5 | 0 | 0 | 0 | 0 | 0 | 0 | 0 | 0 | 0 | 0 | 0 | 0 | 0 | 0 | 0 | 0 | 0
7556 | 1.8 | 1411.34 | 660 | 131.35 | 2202.69 | 740.21 | 444.13 | 11547.34 | 3387.03 | 14490.24 | 190.84 | 0 | 0 | 2398.5 | 11070 | 11070 | 61.5 | 24569.25 | 280.67 | 9.7 | -64.47 | 3.65 | 20 | 38.03 | 0 | 0.5 | 0.5 | 1 | 0.5 | 0 | 0 | 0 | 0 | 0 | 0 | 0 | 0 | 0 | 0 | 0 | 0 | 0 | 0 | 0 | 0 | 0
7557 | 1.9 | 1411.34 | 660 | 131.35 | 2202.69 | 740.21 | 444.13 | 11547.34 | 3387.03 | 14490.24 | 190.84 | 0 | 0 | 2398.5 | 11070 | 11070 | 61.5 | 24569.25 | 280.76 | 9.79 | -64.37 | 3.74 | 20 | 37.69 | 0 | 0.5 | 0.5 | 1 | 0.5 | 0 | 0 | 0 | 0 | 0 | 0 | 0 | 0 | 0 | 0 | 0 | 0 | 0 | 0 | 0 | 0 | 0
7558 | 2.6 | 1411.34 | 660 | 131.35 | 2202.69 | 740.21 | 444.13 | 11547.34 | 3387.03 | 14490.24 | 190.84 | 0 | 0 | 2398.5 | 11070 | 11070 | 61.5 | 24569.25 | 281.41 | 10.43 | -63.68 | 4.43 | 20 | 35.32 | 0 | 0.5 | 0.5 | 1 | 0.5 | 0 | 0 | 0 | 0 | 0 | 0 | 0 | 0 | 0 | 0 | 0 | 0 | 0 | 0 | 0 | 0 | 0
7559 | 2.5 | 1411.34 | 660 | 131.35 | 2202.69 | 740.21 | 444.13 | 11547.34 | 3387.03 | 14490.24 | 190.84 | 0 | 0 | 2398.5 | 11070 | 11070 | 61.5 | 24569.25 | 281.31 | 10.34 | -63.78 | 4.34 | 20 | 35.66 | 0 | 0.5 | 0.5 | 1 | 0.5 | 0 | 0 | 0 | 0 | 0 | 0 | 0 | 0 | 0 | 0 | 0 | 0 | 0 | 0 | 0 | 0 | 0
7560 | 2.3 | 1411.34 | 660 | 131.35 | 2202.69 | 740.21 | 444.13 | 11547.34 | 3387.03 | 14490.24 | 190.84 | 0 | 0 | 2398.5 | 11070 | 11070 | 61.5 | 24569.25 | 281.13 | 10.15 | -63.98 | 4.14 | 20 | 36.34 | 0 | 0.5 | 0.5 | 1 | 0.5 | 0 | 0 | 0 | 0 | 0 | 0 | 0 | 0 | 0 | 0 | 0 | 0 | 0 | 0 | 0 | 0 | 0
7561 | 1.9 | 1411.34 | 660 | 131.35 | 2202.69 | 740.21 | 444.13 | 11547.34 | 3387.03 | 14490.24 | 190.84 | 0 | 0 | 2398.5 | 2214 | 2214 | 61.5 | 6857.25 | 275.96 | 4.99 | -65.58 | 2.54 | 20 | 55.4 | 0 | 0.5 | 0.1 | 0.5 | 0.5 | 0 | 0 | 0 | 0 | 0 | 0 | 0 | 0 | 0 | 0 | 0 | 0 | 0 | 0 | 0 | 0 | 0
7562 | 1.8 | 1411.34 | 660 | 131.35 | 2202.69 | 740.21 | 444.13 | 11547.34 | 3387.03 | 14490.24 | 190.84 | 0 | 0 | 2398.5 | 2214 | 2214 | 61.5 | 6857.25 | 275.87 | 4.9 | -65.68 | 2.44 | 20 | 55.74 | 0 | 0.5 | 0.1 | 0.5 | 0.5 | 0 | 0 | 0 | 0 | 0 | 0 | 0 | 0 | 0 | 0 | 0 | 0 | 0 | 0 | 0 | 0 | 0
7563 | 1.6 | 1411.34 | 660 | 131.35 | 2202.69 | 740.21 | 444.13 | 11547.34 | 3387.03 | 14490.24 | 190.84 | 0 | 0 | 2398.5 | 2214 | 2214 | 61.5 | 6857.25 | 275.69 | 4.71 | -65.87 | 2.24 | 20 | 56.42 | 0 | 0.5 | 0.1 | 0.5 | 0.5 | 0 | 0 | 0 | 0 | 0 | 0 | 0 | 0 | 0 | 0 | 0 | 0 | 0 | 0 | 0 | 0 | 0
7564 | 0.4 | 1411.34 | 660 | 131.35 | 2202.69 | 740.21 | 444.13 | 11547.34 | 3387.03 | 14490.24 | 190.84 | 0 | 0 | 2398.5 | 2214 | 2214 | 61.5 | 6857.25 | 274.59 | 3.61 | -67.06 | 1.06 | 20 | 60.48 | 0 | 0.5 | 0.1 | 0.5 | 0.5 | 0 | 0 | 0 | 0 | 0 | 0 | 0 | 0 | 0 | 0 | 0 | 0 | 0 | 0 | 0 | 0 | 0
7565 | 0.5 | 1411.34 | 660 | 131.35 | 2202.69 | 740.21 | 444.13 | 11547.34 | 3387.03 | 14490.24 | 190.84 | 0 | 0 | 2398.5 | 2214 | 2214 | 61.5 | 6857.25 | 274.68 | 3.7 | -66.96 | 1.16 | 20 | 60.14 | 0 | 0.5 | 0.1 | 0.5 | 0.5 | 0 | 0 | 0 | 0 | 0 | 0 | 0 | 0 | 0 | 0 | 0 | 0 | 0 | 0 | 0 | 0 | 0
7566 | 1 | 1411.34 | 660 | 131.35 | 2202.69 | 740.21 | 444.13 | 11547.34 | 3387.03 | 14490.24 | 190.84 | 0 | 0 | 2398.5 | 2214 | 2214 | 61.5 | 6857.25 | 275.14 | 4.16 | -66.47 | 1.65 | 20 | 58.45 | 0 | 0.5 | 0.1 | 0.5 | 0.5 | 0 | 0 | 0 | 0 | 0 | 0 | 0 | 0 | 0 | 0 | 0 | 0 | 0 | 0 | 0 | 0 | 0
7567 | 1.1 | 1411.34 | 660 | 131.35 | 2202.69 | 740.21 | 444.13 | 11547.34 | 3387.03 | 14490.24 | 190.84 | 0 | 0 | 2398.5 | 2214 | 2214 | 61.5 | 6857.25 | 275.23 | 4.25 | -66.37 | 1.75 | 20 | 58.11 | 0 | 0.5 | 0.1 | 0.5 | 0.5 | 0 | 0 | 0 | 0 | 0 | 0 | 0 | 0 | 0 | 0 | 0 | 0 | 0 | 0 | 0 | 0 | 0
7568 | 0.9 | 1411.34 | 660 | 131.35 | 2202.69 | 740.21 | 177.65 | 11280.86 | 3120.55 | 14223.76 | 190.84 | 0 | 0 | 959.4 | 4428 | 4428 | 24.6 | 9827.7 | 295.34 | 5.29 | -67.61 | 1.77 | 20 | 50.73 | 0 | 0.2 | 0.2 | 1 | 0.2 | 0 | 0 | 0 | 0 | 0 | 0 | 0 | 0 | 0 | 0 | 0 | 0 | 0 | 0 | 0 | 0 | 0
7569 | 1.8 | 1411.34 | 660 | 131.35 | 2202.69 | 740.21 | 177.65 | 11280.86 | 3120.55 | 14223.76 | 190.84 | 10730.57 | 794.02 | 959.4 | 4428 | 4428 | 24.6 | 9827.7 | 299.49 | 9.44 | -65.92 | 3.46 | 20 | 36.4 | 0 | 0.2 | 0.2 | 1 | 0.2 | 0 | 3341.04 | 0 | 5134.7 | 0 | 1579.42 | 0 | 675.41 | 0 | 248.22 | 0 | 286.47 | 0 | 77.16 | 0 | 37.68 | 144.48
7570 | 2.9 | 1411.34 | 660 | 131.35 | 2202.69 | 740.21 | 177.65 | 11280.86 | 3120.55 | 14223.76 | 190.84 | 19235.29 | 1431.58 | 959.4 | 4428 | 4428 | 24.6 | 9827.7 | 303.14 | 13.09 | -64.2 | 5.18 | 20 | 23.82 | 0 | 0.2 | 0.2 | 1 | 0.2 | 0 | 3954.27 | 0 | 9113.05 | 0 | 4320.43 | 0 | 1847.55 | 0 | 293.78 | 0 | 508.43 | 0 | 211.06 | 0 | 103.08 | 315.23
7571 | 4.2 | 1411.34 | 660 | 131.35 | 2202.69 | 740.21 | 177.65 | 11280.86 | 3120.55 | 14223.76 | 190.84 | 26769.45 | 2039.03 | 959.4 | 4428 | 4428 | 24.6 | 9827.7 | 306.68 | 16.63 | -62.35 | 7.02 | 20 | 11.62 | 0 | 0.2 | 0.2 | 1 | 0.2 | 0 | 5367.34 | 0 | 8825.23 | 0 | 9516.54 | 0 | 3060.33 | 0 | 398.77 | 0 | 492.37 | 0 | 464.9 | 0 | 170.74 | 512.25
7572 | 5.3 | 1411.34 | 660 | 131.35 | 2202.69 | 740.21 | 177.65 | 11280.86 | 3120.55 | 14223.76 | 190.84 | 42872.41 | 3142.83 | 959.4 | 4428 | 4428 | 24.6 | 9827.7 | 312.66 | 22.62 | -60.07 | 9.3 | 22.62 | 0 | 0 | 0.2 | 0.2 | 1 | 0.2 | 0 | 7558.87 | 0 | 12434.28 | 0 | 18569.39 | 0 | 4309.88 | 0 | 561.59 | 0 | 693.72 | 0 | 907.15 | 0 | 240.45 | 739.92
7573 | 6.4 | 1411.34 | 660 | 131.35 | 2202.69 | 740.21 | 177.65 | 11280.86 | 3120.55 | 14223.76 | 190.84 | 93170.76 | 6163.35 | 959.4 | 4428 | 4428 | 24.6 | 9827.7 | 329.23 | 39.18 | -55.29 | 14.09 | 23.9 | 0 | 0 | 0.2 | 0.2 | 1 | 0.2 | 0 | 8768.11 | 0 | 26661.94 | 0 | 52741.36 | 0 | 4999.36 | 0 | 651.43 | 0 | 1487.5 | 0 | 2576.51 | 0 | 278.92 | 1168.99
7574 | 6.7 | 1411.34 | 660 | 131.35 | 2202.69 | 740.21 | 177.65 | 11280.86 | 3120.55 | 14223.76 | 190.84 | 17964.04 | 2608.81 | 959.4 | 4428 | 4428 | 24.6 | 9827.7 | 306.71 | 16.66 | -60.46 | 8.92 | 20 | 11.53 | 0 | 0.2 | 0.2 | 1 | 0.2 | 0 | 3366.33 | 0 | 3396.84 | 0 | 9281.46 | 0 | 1919.4 | 0 | 500.21 | 0 | 379.03 | 0 | 906.83 | 0 | 214.17 | 608.57
7575 | 7.3 | 1411.34 | 660 | 131.35 | 2202.69 | 740.21 | 177.65 | 11280.86 | 3120.55 | 14223.76 | 190.84 | 33349.32 | 2354.74 | 959.4 | 4428 | 4428 | 24.6 | 9827.7 | 311.48 | 21.43 | -58.81 | 10.56 | 21.43 | 0 | 0 | 0.2 | 0.2 | 1 | 0.2 | 0 | 5739.3 | 0 | 5161.87 | 0 | 19175.74 | 0 | 3272.41 | 0 | 426.4 | 0 | 287.99 | 0 | 936.77 | 0 | 182.57 | 521.01
7576 | 7.3 | 1411.34 | 660 | 131.35 | 2202.69 | 740.21 | 177.65 | 11280.86 | 3120.55 | 14223.76 | 190.84 | 5267.14 | 427.8 | 959.4 | 4428 | 4428 | 24.6 | 9827.7 | 302.84 | 12.79 | -60.9 | 8.48 | 20 | 24.87 | 0 | 0.2 | 0.2 | 1 | 0.2 | 0 | 1433.11 | 0 | 831.61 | 0 | 2185.28 | 0 | 817.13 | 0 | 106.47 | 0 | 46.4 | 0 | 106.76 | 0 | 45.59 | 122.59
7577 | 7.4 | 1411.34 | 660 | 131.35 | 2202.69 | 740.21 | 177.65 | 11280.86 | 3120.55 | 14223.76 | 190.84 | 583.01 | 46.62 | 959.4 | 4428 | 4428 | 24.6 | 9827.7 | 301.4 | 11.35 | -61.15 | 8.23 | 20 | 29.82 | 0 | 0.2 | 0.2 | 1 | 0.2 | 0 | 149.43 | 0 | 85.2 | 0 | 260.48 | 0 | 87.9 | 0 | 11.1 | 0 | 4.75 | 0 | 12.72 | 0 | 4.9 | 13.13
7578 | 7.3 | 1411.34 | 660 | 131.35 | 2202.69 | 740.21 | 444.13 | 11547.34 | 3387.03 | 14490.24 | 190.84 | 0 | 0 | 2398.5 | 11070 | 11070 | 61.5 | 24569.25 | 285.72 | 14.74 | -59.04 | 9.07 | 20 | 19.4 | 0 | 0.5 | 0.5 | 1 | 0.5 | 0 | 0 | 0 | 0 | 0 | 0 | 0 | 0 | 0 | 0 | 0 | 0 | 0 | 0 | 0 | 0 | 0
7579 | 7.3 | 1411.34 | 660 | 131.35 | 2202.69 | 740.21 | 444.13 | 11547.34 | 3387.03 | 14490.24 | 190.84 | 0 | 0 | 2398.5 | 11070 | 11070 | 61.5 | 24569.25 | 285.72 | 14.74 | -59.04 | 9.07 | 20 | 19.4 | 0 | 0.5 | 0.5 | 1 | 0.5 | 0 | 0 | 0 | 0 | 0 | 0 | 0 | 0 | 0 | 0 | 0 | 0 | 0 | 0 | 0 | 0 | 0
7580 | 8 | 1411.34 | 660 | 131.35 | 2202.69 | 740.21 | 444.13 | 11547.34 | 3387.03 | 14490.24 | 190.84 | 0 | 0 | 2398.5 | 11070 | 11070 | 61.5 | 24569.25 | 286.36 | 15.39 | -58.35 | 9.76 | 20 | 17.03 | 0 | 0.5 | 0.5 | 1 | 0.5 | 0 | 0 | 0 | 0 | 0 | 0 | 0 | 0 | 0 | 0 | 0 | 0 | 0 | 0 | 0 | 0 | 0
7581 | 7.9 | 1411.34 | 660 | 131.35 | 2202.69 | 740.21 | 444.13 | 11547.34 | 3387.03 | 14490.24 | 190.84 | 0 | 0 | 2398.5 | 11070 | 11070 | 61.5 | 24569.25 | 286.27 | 15.29 | -58.45 | 9.67 | 20 | 17.37 | 0 | 0.5 | 0.5 | 1 | 0.5 | 0 | 0 | 0 | 0 | 0 | 0 | 0 | 0 | 0 | 0 | 0 | 0 | 0 | 0 | 0 | 0 | 0
7582 | 7.8 | 1411.34 | 660 | 131.35 | 2202.69 | 740.21 | 444.13 | 11547.34 | 3387.03 | 14490.24 | 190.84 | 0 | 0 | 2398.5 | 11070 | 11070 | 61.5 | 24569.25 | 286.18 | 15.2 | -58.55 | 9.57 | 20 | 17.71 | 0 | 0.5 | 0.5 | 1 | 0.5 | 0 | 0 | 0 | 0 | 0 | 0 | 0 | 0 | 0 | 0 | 0 | 0 | 0 | 0 | 0 | 0 | 0
7583 | 7.4 | 1411.34 | 660 | 131.35 | 2202.69 | 740.21 | 444.13 | 11547.34 | 3387.03 | 14490.24 | 190.84 | 0 | 0 | 2398.5 | 11070 | 11070 | 61.5 | 24569.25 | 285.81 | 14.83 | -58.94 | 9.17 | 20 | 19.06 | 0 | 0.5 | 0.5 | 1 | 0.5 | 0 | 0 | 0 | 0 | 0 | 0 | 0 | 0 | 0 | 0 | 0 | 0 | 0 | 0 | 0 | 0 | 0
7584 | 6.8 | 1411.34 | 660 | 131.35 | 2202.69 | 740.21 | 444.13 | 11547.34 | 3387.03 | 14490.24 | 190.84 | 0 | 0 | 2398.5 | 11070 | 11070 | 61.5 | 24569.25 | 285.26 | 14.28 | -59.53 | 8.58 | 20 | 21.09 | 0 | 0.5 | 0.5 | 1 | 0.5 | 0 | 0 | 0 | 0 | 0 | 0 | 0 | 0 | 0 | 0 | 0 | 0 | 0 | 0 | 0 | 0 | 0
7585 | 7.3 | 1411.34 | 660 | 131.35 | 2202.69 | 740.21 | 444.13 | 11547.34 | 3387.03 | 14490.24 | 190.84 | 0 | 0 | 2398.5 | 2214 | 2214 | 61.5 | 6857.25 | 280.92 | 9.94 | -60.25 | 7.87 | 20 | 37.11 | 0 | 0.5 | 0.1 | 0.5 | 0.5 | 0 | 0 | 0 | 0 | 0 | 0 | 0 | 0 | 0 | 0 | 0 | 0 | 0 | 0 | 0 | 0 | 0
7586 | 8 | 1411.34 | 660 | 131.35 | 2202.69 | 740.21 | 444.13 | 11547.34 | 3387.03 | 14490.24 | 190.84 | 0 | 0 | 2398.5 | 2214 | 2214 | 61.5 | 6857.25 | 281.56 | 10.59 | -59.56 | 8.56 | 20 | 34.74 | 0 | 0.5 | 0.1 | 0.5 | 0.5 | 0 | 0 | 0 | 0 | 0 | 0 | 0 | 0 | 0 | 0 | 0 | 0 | 0 | 0 | 0 | 0 | 0
7587 | 9.7 | 1411.34 | 660 | 131.35 | 2202.69 | 740.21 | 444.13 | 11547.34 | 3387.03 | 14490.24 | 190.84 | 0 | 0 | 2398.5 | 2214 | 2214 | 61.5 | 6857.25 | 283.12 | 12.15 | -57.88 | 10.24 | 20 | 28.98 | 0 | 0.5 | 0.1 | 0.5 | 0.5 | 0 | 0 | 0 | 0 | 0 | 0 | 0 | 0 | 0 | 0 | 0 | 0 | 0 | 0 | 0 | 0 | 0
7588 | 10.1 | 1411.34 | 660 | 131.35 | 2202.69 | 740.21 | 444.13 | 11547.34 | 3387.03 | 14490.24 | 190.84 | 0 | 0 | 2398.5 | 2214 | 2214 | 61.5 | 6857.25 | 283.49 | 12.51 | -57.48 | 10.63 | 20 | 27.63 | 0 | 0.5 | 0.1 | 0.5 | 0.5 | 0 | 0 | 0 | 0 | 0 | 0 | 0 | 0 | 0 | 0 | 0 | 0 | 0 | 0 | 0 | 0 | 0
7589 | 9.9 | 1411.34 | 660 | 131.35 | 2202.69 | 740.21 | 444.13 | 11547.34 | 3387.03 | 14490.24 | 190.84 | 0 | 0 | 2398.5 | 2214 | 2214 | 61.5 | 6857.25 | 283.31 | 12.33 | -57.68 | 10.43 | 20 | 28.31 | 0 | 0.5 | 0.1 | 0.5 | 0.5 | 0 | 0 | 0 | 0 | 0 | 0 | 0 | 0 | 0 | 0 | 0 | 0 | 0 | 0 | 0 | 0 | 0
7590 | 8.8 | 1411.34 | 660 | 131.35 | 2202.69 | 740.21 | 444.13 | 11547.34 | 3387.03 | 14490.24 | 190.84 | 0 | 0 | 2398.5 | 2214 | 2214 | 61.5 | 6857.25 | 282.3 | 11.32 | -58.77 | 9.35 | 20 | 32.03 | 0 | 0.5 | 0.1 | 0.5 | 0.5 | 0 | 0 | 0 | 0 | 0 | 0 | 0 | 0 | 0 | 0 | 0 | 0 | 0 | 0 | 0 | 0 | 0
7591 | 7.5 | 1411.34 | 660 | 131.35 | 2202.69 | 740.21 | 444.13 | 11547.34 | 3387.03 | 14490.24 | 190.84 | 0 | 0 | 2398.5 | 2214 | 2214 | 61.5 | 6857.25 | 281.1 | 10.13 | -60.05 | 8.06 | 20 | 36.43 | 0 | 0.5 | 0.1 | 0.5 | 0.5 | 0 | 0 | 0 | 0 | 0 | 0 | 0 | 0 | 0 | 0 | 0 | 0 | 0 | 0 | 0 | 0 | 0
7592 | 5.1 | 1411.34 | 660 | 131.35 | 2202.69 | 740.21 | 177.65 | 11280.86 | 3120.55 | 14223.76 | 190.84 | 0 | 0 | 959.4 | 4428 | 4428 | 24.6 | 9827.7 | 299.14 | 9.09 | -63.46 | 5.91 | 20 | 37.62 | 0 | 0.2 | 0.2 | 1 | 0.2 | 0 | 0 | 0 | 0 | 0 | 0 | 0 | 0 | 0 | 0 | 0 | 0 | 0 | 0 | 0 | 0 | 0
7593 | 6.8 | 1411.34 | 660 | 131.35 | 2202.69 | 740.21 | 177.65 | 11280.86 | 3120.55 | 14223.76 | 190.84 | 15120.85 | 1076.73 | 959.4 | 4428 | 4428 | 24.6 | 9827.7 | 305.37 | 15.32 | -60.66 | 8.71 | 20 | 16.12 | 0 | 0.2 | 0.2 | 1 | 0.2 | 0 | 4736.03 | 0 | 7888.08 | 0 | 1748.87 | 0 | 747.87 | 0 | 351.87 | 0 | 440.08 | 0 | 85.44 | 0 | 41.72 | 157.62
7594 | 9 | 1411.34 | 660 | 131.35 | 2202.69 | 740.21 | 177.65 | 11280.86 | 3120.55 | 14223.76 | 190.84 | 41196.78 | 2955.67 | 959.4 | 4428 | 4428 | 24.6 | 9827.7 | 315.47 | 25.42 | -56.55 | 12.82 | 23.9 | 0 | 0 | 0.2 | 0.2 | 1 | 0.2 | 0 | 6902.55 | 0 | 25238.02 | 0 | 6343.51 | 0 | 2712.69 | 0 | 512.83 | 0 | 1408.06 | 0 | 309.89 | 0 | 151.34 | 573.55
7595 | 10.9 | 1411.34 | 660 | 131.35 | 2202.69 | 740.21 | 177.65 | 11280.86 | 3120.55 | 14223.76 | 190.84 | 31314.46 | 4391.91 | 959.4 | 4428 | 4428 | 24.6 | 9827.7 | 314.9 | 24.85 | -55.26 | 14.11 | 23.9 | 0 | 0 | 0.2 | 0.2 | 1 | 0.2 | 0 | 3498.54 | 0 | 15562.69 | 0 | 10258.46 | 0 | 1994.78 | 0 | 519.85 | 0 | 1736.52 | 0 | 1002.29 | 0 | 222.58 | 910.67
7596 | 11.8 | 1411.34 | 660 | 131.35 | 2202.69 | 740.21 | 177.65 | 11280.86 | 3120.55 | 14223.76 | 190.84 | 47413.73 | 6339.79 | 959.4 | 4428 | 4428 | 24.6 | 9827.7 | 320.95 | 30.9 | -53.12 | 16.25 | 23.9 | 0 | 0 | 0.2 | 0.2 | 1 | 0.2 | 0 | 3906.83 | 0 | 18764.19 | 0 | 22515.13 | 0 | 2227.58 | 0 | 580.52 | 0 | 2093.75 | 0 | 2199.81 | 0 | 248.56 | 1217.15
7597 | 12.8 | 1411.34 | 660 | 131.35 | 2202.69 | 740.21 | 177.65 | 11280.86 | 3120.55 | 14223.76 | 190.84 | 50596.3 | 6613.67 | 959.4 | 4428 | 4428 | 24.6 | 9827.7 | 322.85 | 32.8 | -51.89 | 17.48 | 23.9 | 0 | 0 | 0.2 | 0.2 | 1 | 0.2 | 0 | 4203.79 | 0 | 14835.23 | 0 | 29160.38 | 0 | 2396.9 | 0 | 624.65 | 0 | 1655.35 | 0 | 2849.08 | 0 | 267.45 | 1217.15
7598 | 12.7 | 1411.34 | 660 | 131.35 | 2202.69 | 740.21 | 177.65 | 11280.86 | 3120.55 | 14223.76 | 190.84 | 32563.71 | 4373.33 | 959.4 | 4428 | 4428 | 24.6 | 9827.7 | 316.88 | 26.83 | -53.4 | 15.97 | 23.9 | 0 | 0 | 0.2 | 0.2 | 1 | 0.2 | 0 | 4021.74 | 0 | 6682.29 | 0 | 19566.59 | 0 | 2293.1 | 0 | 597.59 | 0 | 745.62 | 0 | 1911.73 | 0 | 255.87 | 862.51
7599 | 12.5 | 1411.34 | 660 | 131.35 | 2202.69 | 740.21 | 177.65 | 11280.86 | 3120.55 | 14223.76 | 190.84 | 10632.58 | 1631.43 | 959.4 | 4428 | 4428 | 24.6 | 9827.7 | 309.55 | 19.5 | -55.31 | 14.07 | 20 | 1.74 | 0 | 0.2 | 0.2 | 1 | 0.2 | 0 | 2454.7 | 0 | 1697.7 | 0 | 5080.57 | 0 | 1399.61 | 0 | 364.75 | 0 | 189.43 | 0 | 496.39 | 0 | 156.17 | 424.69
7600 | 12 | 1411.34 | 660 | 131.35 | 2202.69 | 740.21 | 177.65 | 11280.86 | 3120.55 | 14223.76 | 190.84 | 18409.06 | 1291.76 | 959.4 | 4428 | 4428 | 24.6 | 9827.7 | 311.1 | 21.05 | -55.29 | 14.09 | 21.05 | 0 | 0 | 0.2 | 0.2 | 1 | 0.2 | 0 | 3290.57 | 0 | 2232.88 | 0 | 11009.4 | 0 | 1876.2 | 0 | 244.48 | 0 | 124.58 | 0 | 537.83 | 0 | 104.68 | 280.21
7601 | 10.4 | 1411.34 | 660 | 131.35 | 2202.69 | 740.21 | 177.65 | 11280.86 | 3120.55 | 14223.76 | 190.84 | 2157.45 | 155.83 | 959.4 | 4428 | 4428 | 24.6 | 9827.7 | 304.65 | 14.6 | -58.07 | 11.3 | 20 | 18.63 | 0 | 0.2 | 0.2 | 1 | 0.2 | 0 | 457.09 | 0 | 260.62 | 0 | 1155.71 | 0 | 284.02 | 0 | 33.96 | 0 | 14.54 | 0 | 56.46 | 0 | 15.85 | 35.03
7602 | 10.3 | 1411.34 | 660 | 131.35 | 2202.69 | 740.21 | 444.13 | 11547.34 | 3387.03 | 14490.24 | 190.84 | 0 | 0 | 2398.5 | 11070 | 11070 | 61.5 | 24569.25 | 288.47 | 17.5 | -56.08 | 12.03 | 20 | 9.24 | 0 | 0.5 | 0.5 | 1 | 0.5 | 0 | 0 | 0 | 0 | 0 | 0 | 0 | 0 | 0 | 0 | 0 | 0 | 0 | 0 | 0 | 0 | 0
7603 | 9.2 | 1411.34 | 660 | 131.35 | 2202.69 | 740.21 | 444.13 | 11547.34 | 3387.03 | 14490.24 | 190.84 | 0 | 0 | 2398.5 | 11070 | 11070 | 61.5 | 24569.25 | 287.46 | 16.49 | -57.17 | 10.95 | 20 | 12.96 | 0 | 0.5 | 0.5 | 1 | 0.5 | 0 | 0 | 0 | 0 | 0 | 0 | 0 | 0 | 0 | 0 | 0 | 0 | 0 | 0 | 0 | 0 | 0
7604 | 9.1 | 1411.34 | 660 | 131.35 | 2202.69 | 740.21 | 444.13 | 11547.34 | 3387.03 | 14490.24 | 190.84 | 0 | 0 | 2398.5 | 11070 | 11070 | 61.5 | 24569.25 | 287.37 | 16.4 | -57.26 | 10.85 | 20 | 13.3 | 0 | 0.5 | 0.5 | 1 | 0.5 | 0 | 0 | 0 | 0 | 0 | 0 | 0 | 0 | 0 | 0 | 0 | 0 | 0 | 0 | 0 | 0 | 0
7605 | 8.8 | 1411.34 | 660 | 131.35 | 2202.69 | 740.21 | 444.13 | 11547.34 | 3387.03 | 14490.24 | 190.84 | 0 | 0 | 2398.5 | 11070 | 11070 | 61.5 | 24569.25 | 287.1 | 16.12 | -57.56 | 10.55 | 20 | 14.32 | 0 | 0.5 | 0.5 | 1 | 0.5 | 0 | 0 | 0 | 0 | 0 | 0 | 0 | 0 | 0 | 0 | 0 | 0 | 0 | 0 | 0 | 0 | 0
7606 | 8.2 | 1411.34 | 660 | 131.35 | 2202.69 | 740.21 | 444.13 | 11547.34 | 3387.03 | 14490.24 | 190.84 | 0 | 0 | 2398.5 | 11070 | 11070 | 61.5 | 24569.25 | 286.55 | 15.57 | -58.15 | 9.96 | 20 | 16.35 | 0 | 0.5 | 0.5 | 1 | 0.5 | 0 | 0 | 0 | 0 | 0 | 0 | 0 | 0 | 0 | 0 | 0 | 0 | 0 | 0 | 0 | 0 | 0
7607 | 7.7 | 1411.34 | 660 | 131.35 | 2202.69 | 740.21 | 444.13 | 11547.34 | 3387.03 | 14490.24 | 190.84 | 0 | 0 | 2398.5 | 11070 | 11070 | 61.5 | 24569.25 | 286.09 | 15.11 | -58.65 | 9.47 | 20 | 18.05 | 0 | 0.5 | 0.5 | 1 | 0.5 | 0 | 0 | 0 | 0 | 0 | 0 | 0 | 0 | 0 | 0 | 0 | 0 | 0 | 0 | 0 | 0 | 0
7608 | 7.1 | 1411.34 | 660 | 131.35 | 2202.69 | 740.21 | 444.13 | 11547.34 | 3387.03 | 14490.24 | 190.84 | 0 | 0 | 2398.5 | 11070 | 11070 | 61.5 | 24569.25 | 285.54 | 14.56 | -59.24 | 8.88 | 20 | 20.08 | 0 | 0.5 | 0.5 | 1 | 0.5 | 0 | 0 | 0 | 0 | 0 | 0 | 0 | 0 | 0 | 0 | 0 | 0 | 0 | 0 | 0 | 0 | 0
7609 | 7.4 | 1411.34 | 660 | 131.35 | 2202.69 | 740.21 | 444.13 | 11547.34 | 3387.03 | 14490.24 | 190.84 | 0 | 0 | 2398.5 | 2214 | 2214 | 61.5 | 6857.25 | 281.01 | 10.04 | -60.15 | 7.97 | 20 | 36.77 | 0 | 0.5 | 0.1 | 0.5 | 0.5 | 0 | 0 | 0 | 0 | 0 | 0 | 0 | 0 | 0 | 0 | 0 | 0 | 0 | 0 | 0 | 0 | 0
7610 | 6.9 | 1411.34 | 660 | 131.35 | 2202.69 | 740.21 | 444.13 | 11547.34 | 3387.03 | 14490.24 | 190.84 | 0 | 0 | 2398.5 | 2214 | 2214 | 61.5 | 6857.25 | 280.55 | 9.58 | -60.64 | 7.47 | 20 | 38.47 | 0 | 0.5 | 0.1 | 0.5 | 0.5 | 0 | 0 | 0 | 0 | 0 | 0 | 0 | 0 | 0 | 0 | 0 | 0 | 0 | 0 | 0 | 0 | 0
7611 | 6.2 | 1411.34 | 660 | 131.35 | 2202.69 | 740.21 | 444.13 | 11547.34 | 3387.03 | 14490.24 | 190.84 | 0 | 0 | 2398.5 | 2214 | 2214 | 61.5 | 6857.25 | 279.91 | 8.93 | -61.33 | 6.78 | 20 | 40.84 | 0 | 0.5 | 0.1 | 0.5 | 0.5 | 0 | 0 | 0 | 0 | 0 | 0 | 0 | 0 | 0 | 0 | 0 | 0 | 0 | 0 | 0 | 0 | 0
7612 | 6 | 1411.34 | 660 | 131.35 | 2202.69 | 740.21 | 444.13 | 11547.34 | 3387.03 | 14490.24 | 190.84 | 0 | 0 | 2398.5 | 2214 | 2214 | 61.5 | 6857.25 | 279.73 | 8.75 | -61.53 | 6.58 | 20 | 41.52 | 0 | 0.5 | 0.1 | 0.5 | 0.5 | 0 | 0 | 0 | 0 | 0 | 0 | 0 | 0 | 0 | 0 | 0 | 0 | 0 | 0 | 0 | 0 | 0
7613 | 5.8 | 1411.34 | 660 | 131.35 | 2202.69 | 740.21 | 444.13 | 11547.34 | 3387.03 | 14490.24 | 190.84 | 0 | 0 | 2398.5 | 2214 | 2214 | 61.5 | 6857.25 | 279.54 | 8.57 | -61.73 | 6.39 | 20 | 42.19 | 0 | 0.5 | 0.1 | 0.5 | 0.5 | 0 | 0 | 0 | 0 | 0 | 0 | 0 | 0 | 0 | 0 | 0 | 0 | 0 | 0 | 0 | 0 | 0
7614 | 5.6 | 1411.34 | 660 | 131.35 | 2202.69 | 740.21 | 444.13 | 11547.34 | 3387.03 | 14490.24 | 190.84 | 0 | 0 | 2398.5 | 2214 | 2214 | 61.5 | 6857.25 | 279.36 | 8.38 | -61.93 | 6.19 | 20 | 42.87 | 0 | 0.5 | 0.1 | 0.5 | 0.5 | 0 | 0 | 0 | 0 | 0 | 0 | 0 | 0 | 0 | 0 | 0 | 0 | 0 | 0 | 0 | 0 | 0
7615 | 6.3 | 1411.34 | 660 | 131.35 | 2202.69 | 740.21 | 444.13 | 11547.34 | 3387.03 | 14490.24 | 190.84 | 0 | 0 | 2398.5 | 2214 | 2214 | 61.5 | 6857.25 | 280 | 9.03 | -61.23 | 6.88 | 20 | 40.5 | 0 | 0.5 | 0.1 | 0.5 | 0.5 | 0 | 0 | 0 | 0 | 0 | 0 | 0 | 0 | 0 | 0 | 0 | 0 | 0 | 0 | 0 | 0 | 0
7616 | 6.3 | 1411.34 | 660 | 131.35 | 2202.69 | 740.21 | 177.65 | 11280.86 | 3120.55 | 14223.76 | 190.84 | 0 | 0 | 959.4 | 4428 | 4428 | 24.6 | 9827.7 | 300.22 | 10.17 | -62.28 | 7.1 | 20 | 33.88 | 0 | 0.2 | 0.2 | 1 | 0.2 | 0 | 0 | 0 | 0 | 0 | 0 | 0 | 0 | 0 | 0 | 0 | 0 | 0 | 0 | 0 | 0 | 0
7617 | 6 | 1411.34 | 660 | 131.35 | 2202.69 | 740.21 | 177.65 | 11280.86 | 3120.55 | 14223.76 | 190.84 | 1671.22 | 133.6 | 959.4 | 4428 | 4428 | 24.6 | 9827.7 | 300.48 | 10.43 | -62.45 | 6.93 | 20 | 33.01 | 0 | 0.2 | 0.2 | 1 | 0.2 | 0 | 490.31 | 0 | 411.25 | 0 | 539.11 | 0 | 230.54 | 0 | 36.43 | 0 | 22.94 | 0 | 26.34 | 0 | 12.86 | 35.03
7618 | 6.9 | 1411.34 | 660 | 131.35 | 2202.69 | 740.21 | 177.65 | 11280.86 | 3120.55 | 14223.76 | 190.84 | 14531.31 | 1097.87 | 959.4 | 4428 | 4428 | 24.6 | 9827.7 | 305.3 | 15.25 | -60.6 | 8.77 | 20 | 16.38 | 0 | 0.2 | 0.2 | 1 | 0.2 | 0 | 3167.99 | 0 | 6136.49 | 0 | 3661.19 | 0 | 1565.64 | 0 | 235.37 | 0 | 342.36 | 0 | 178.86 | 0 | 87.35 | 253.94
7619 | 7.2 | 1411.34 | 660 | 131.35 | 2202.69 | 740.21 | 177.65 | 11280.86 | 3120.55 | 14223.76 | 190.84 | 26527.73 | 2010.18 | 959.4 | 4428 | 4428 | 24.6 | 9827.7 | 309.32 | 19.27 | -59.41 | 9.96 | 20 | 2.53 | 0 | 0.2 | 0.2 | 1 | 0.2 | 0 | 5209.96 | 0 | 8928.37 | 0 | 9418.81 | 0 | 2970.59 | 0 | 387.08 | 0 | 498.12 | 0 | 460.13 | 0 | 165.73 | 499.12
7620 | 7.5 | 1411.34 | 660 | 131.35 | 2202.69 | 740.21 | 177.65 | 11280.86 | 3120.55 | 14223.76 | 190.84 | 20224.43 | 1604.66 | 959.4 | 4428 | 4428 | 24.6 | 9827.7 | 307.64 | 17.59 | -59.58 | 9.8 | 20 | 8.3 | 0 | 0.2 | 0.2 | 1 | 0.2 | 0 | 5110.01 | 0 | 4121.71 | 0 | 8079.11 | 0 | 2913.6 | 0 | 379.65 | 0 | 229.95 | 0 | 394.68 | 0 | 162.55 | 437.82
7621 | 8 | 1411.34 | 660 | 131.35 | 2202.69 | 740.21 | 177.65 | 11280.86 | 3120.55 | 14223.76 | 190.84 | 12913.64 | 1054.39 | 959.4 | 4428 | 4428 | 24.6 | 9827.7 | 305.81 | 15.76 | -59.63 | 9.74 | 20 | 14.61 | 0 | 0.2 | 0.2 | 1 | 0.2 | 0 | 3614.97 | 0 | 2184.38 | 0 | 5053.12 | 0 | 2061.17 | 0 | 268.58 | 0 | 121.87 | 0 | 246.85 | 0 | 114.99 | 302.1
7622 | 8.3 | 1411.34 | 660 | 131.35 | 2202.69 | 740.21 | 177.65 | 11280.86 | 3120.55 | 14223.76 | 190.84 | 3932.62 | 325.83 | 959.4 | 4428 | 4428 | 24.6 | 9827.7 | 303.27 | 13.22 | -60.01 | 9.37 | 20 | 23.38 | 0 | 0.2 | 0.2 | 1 | 0.2 | 0 | 1118.71 | 0 | 648.88 | 0 | 1527.18 | 0 | 637.86 | 0 | 83.12 | 0 | 36.2 | 0 | 74.61 | 0 | 35.59 | 96.32
7623 | 8.6 | 1411.34 | 660 | 131.35 | 2202.69 | 740.21 | 177.65 | 11280.86 | 3120.55 | 14223.76 | 190.84 | 8197.6 | 669.21 | 959.4 | 4428 | 4428 | 24.6 | 9827.7 | 304.88 | 14.83 | -59.39 | 9.98 | 20 | 17.83 | 0 | 0.2 | 0.2 | 1 | 0.2 | 0 | 2272.56 | 0 | 1338.93 | 0 | 3290.35 | 0 | 1295.76 | 0 | 168.84 | 0 | 74.7 | 0 | 160.74 | 0 | 72.29 | 192.64
7624 | 8.5 | 1411.34 | 660 | 131.35 | 2202.69 | 740.21 | 177.65 | 11280.86 | 3120.55 | 14223.76 | 190.84 | 6342.85 | 511.12 | 959.4 | 4428 | 4428 | 24.6 | 9827.7 | 304.2 | 14.15 | -59.63 | 9.74 | 20 | 20.16 | 0 | 0.2 | 0.2 | 1 | 0.2 | 0 | 1697.41 | 0 | 991.08 | 0 | 2686.53 | 0 | 967.82 | 0 | 126.11 | 0 | 55.29 | 0 | 131.24 | 0 | 54 | 144.48
7625 | 8.4 | 1411.34 | 660 | 131.35 | 2202.69 | 740.21 | 177.65 | 11280.86 | 3120.55 | 14223.76 | 190.84 | 5841.1 | 355.61 | 959.4 | 4428 | 4428 | 24.6 | 9827.7 | 303.92 | 13.87 | -59.77 | 9.6 | 20 | 21.13 | 0 | 0.2 | 0.2 | 1 | 0.2 | 0 | 632.4 | 0 | 360.58 | 0 | 4342.06 | 0 | 506.06 | 0 | 46.98 | 0 | 20.12 | 0 | 212.12 | 0 | 28.23 | 48.16
7626 | 8.2 | 1411.34 | 660 | 131.35 | 2202.69 | 740.21 | 444.13 | 11547.34 | 3387.03 | 14490.24 | 190.84 | 0 | 0 | 2398.5 | 11070 | 11070 | 61.5 | 24569.25 | 286.55 | 15.57 | -58.15 | 9.96 | 20 | 16.35 | 0 | 0.5 | 0.5 | 1 | 0.5 | 0 | 0 | 0 | 0 | 0 | 0 | 0 | 0 | 0 | 0 | 0 | 0 | 0 | 0 | 0 | 0 | 0
7627 | 8 | 1411.34 | 660 | 131.35 | 2202.69 | 740.21 | 444.13 | 11547.34 | 3387.03 | 14490.24 | 190.84 | 0 | 0 | 2398.5 | 11070 | 11070 | 61.5 | 24569.25 | 286.36 | 15.39 | -58.35 | 9.76 | 20 | 17.03 | 0 | 0.5 | 0.5 | 1 | 0.5 | 0 | 0 | 0 | 0 | 0 | 0 | 0 | 0 | 0 | 0 | 0 | 0 | 0 | 0 | 0 | 0 | 0
7628 | 7.8 | 1411.34 | 660 | 131.35 | 2202.69 | 740.21 | 444.13 | 11547.34 | 3387.03 | 14490.24 | 190.84 | 0 | 0 | 2398.5 | 11070 | 11070 | 61.5 | 24569.25 | 286.18 | 15.2 | -58.55 | 9.57 | 20 | 17.71 | 0 | 0.5 | 0.5 | 1 | 0.5 | 0 | 0 | 0 | 0 | 0 | 0 | 0 | 0 | 0 | 0 | 0 | 0 | 0 | 0 | 0 | 0 | 0
7629 | 7.9 | 1411.34 | 660 | 131.35 | 2202.69 | 740.21 | 444.13 | 11547.34 | 3387.03 | 14490.24 | 190.84 | 0 | 0 | 2398.5 | 11070 | 11070 | 61.5 | 24569.25 | 286.27 | 15.29 | -58.45 | 9.67 | 20 | 17.37 | 0 | 0.5 | 0.5 | 1 | 0.5 | 0 | 0 | 0 | 0 | 0 | 0 | 0 | 0 | 0 | 0 | 0 | 0 | 0 | 0 | 0 | 0 | 0
7630 | 7.6 | 1411.34 | 660 | 131.35 | 2202.69 | 740.21 | 444.13 | 11547.34 | 3387.03 | 14490.24 | 190.84 | 0 | 0 | 2398.5 | 11070 | 11070 | 61.5 | 24569.25 | 285.99 | 15.02 | -58.75 | 9.37 | 20 | 18.38 | 0 | 0.5 | 0.5 | 1 | 0.5 | 0 | 0 | 0 | 0 | 0 | 0 | 0 | 0 | 0 | 0 | 0 | 0 | 0 | 0 | 0 | 0 | 0
7631 | 7.6 | 1411.34 | 660 | 131.35 | 2202.69 | 740.21 | 444.13 | 11547.34 | 3387.03 | 14490.24 | 190.84 | 0 | 0 | 2398.5 | 11070 | 11070 | 61.5 | 24569.25 | 285.99 | 15.02 | -58.75 | 9.37 | 20 | 18.38 | 0 | 0.5 | 0.5 | 1 | 0.5 | 0 | 0 | 0 | 0 | 0 | 0 | 0 | 0 | 0 | 0 | 0 | 0 | 0 | 0 | 0 | 0 | 0
7632 | 7.8 | 1411.34 | 660 | 131.35 | 2202.69 | 740.21 | 444.13 | 11547.34 | 3387.03 | 14490.24 | 190.84 | 0 | 0 | 2398.5 | 11070 | 11070 | 61.5 | 24569.25 | 286.18 | 15.2 | -58.55 | 9.57 | 20 | 17.71 | 0 | 0.5 | 0.5 | 1 | 0.5 | 0 | 0 | 0 | 0 | 0 | 0 | 0 | 0 | 0 | 0 | 0 | 0 | 0 | 0 | 0 | 0 | 0
7633 | 8.2 | 1411.34 | 660 | 131.35 | 2202.69 | 740.21 | 444.13 | 11547.34 | 3387.03 | 14490.24 | 190.84 | 0 | 0 | 2398.5 | 2214 | 2214 | 61.5 | 6857.25 | 281.75 | 10.77 | -59.36 | 8.76 | 20 | 34.06 | 0 | 0.5 | 0.1 | 0.5 | 0.5 | 0 | 0 | 0 | 0 | 0 | 0 | 0 | 0 | 0 | 0 | 0 | 0 | 0 | 0 | 0 | 0 | 0
7634 | 8.1 | 1411.34 | 660 | 131.35 | 2202.69 | 740.21 | 444.13 | 11547.34 | 3387.03 | 14490.24 | 190.84 | 0 | 0 | 2398.5 | 2214 | 2214 | 61.5 | 6857.25 | 281.65 | 10.68 | -59.46 | 8.66 | 20 | 34.4 | 0 | 0.5 | 0.1 | 0.5 | 0.5 | 0 | 0 | 0 | 0 | 0 | 0 | 0 | 0 | 0 | 0 | 0 | 0 | 0 | 0 | 0 | 0 | 0
7635 | 8 | 1411.34 | 660 | 131.35 | 2202.69 | 740.21 | 444.13 | 11547.34 | 3387.03 | 14490.24 | 190.84 | 0 | 0 | 2398.5 | 2214 | 2214 | 61.5 | 6857.25 | 281.56 | 10.59 | -59.56 | 8.56 | 20 | 34.74 | 0 | 0.5 | 0.1 | 0.5 | 0.5 | 0 | 0 | 0 | 0 | 0 | 0 | 0 | 0 | 0 | 0 | 0 | 0 | 0 | 0 | 0 | 0 | 0
7636 | 8.6 | 1411.34 | 660 | 131.35 | 2202.69 | 740.21 | 444.13 | 11547.34 | 3387.03 | 14490.24 | 190.84 | 0 | 0 | 2398.5 | 2214 | 2214 | 61.5 | 6857.25 | 282.11 | 11.14 | -58.96 | 9.15 | 20 | 32.71 | 0 | 0.5 | 0.1 | 0.5 | 0.5 | 0 | 0 | 0 | 0 | 0 | 0 | 0 | 0 | 0 | 0 | 0 | 0 | 0 | 0 | 0 | 0 | 0
7637 | 8.9 | 1411.34 | 660 | 131.35 | 2202.69 | 740.21 | 444.13 | 11547.34 | 3387.03 | 14490.24 | 190.84 | 0 | 0 | 2398.5 | 2214 | 2214 | 61.5 | 6857.25 | 282.39 | 11.41 | -58.67 | 9.45 | 20 | 31.69 | 0 | 0.5 | 0.1 | 0.5 | 0.5 | 0 | 0 | 0 | 0 | 0 | 0 | 0 | 0 | 0 | 0 | 0 | 0 | 0 | 0 | 0 | 0 | 0
7638 | 8.3 | 1411.34 | 660 | 131.35 | 2202.69 | 740.21 | 444.13 | 11547.34 | 3387.03 | 14490.24 | 190.84 | 0 | 0 | 2398.5 | 2214 | 2214 | 61.5 | 6857.25 | 281.84 | 10.86 | -59.26 | 8.85 | 20 | 33.73 | 0 | 0.5 | 0.1 | 0.5 | 0.5 | 0 | 0 | 0 | 0 | 0 | 0 | 0 | 0 | 0 | 0 | 0 | 0 | 0 | 0 | 0 | 0 | 0
7639 | 8.2 | 1411.34 | 660 | 131.35 | 2202.69 | 740.21 | 444.13 | 11547.34 | 3387.03 | 14490.24 | 190.84 | 0 | 0 | 2398.5 | 2214 | 2214 | 61.5 | 6857.25 | 281.75 | 10.77 | -59.36 | 8.76 | 20 | 34.06 | 0 | 0.5 | 0.1 | 0.5 | 0.5 | 0 | 0 | 0 | 0 | 0 | 0 | 0 | 0 | 0 | 0 | 0 | 0 | 0 | 0 | 0 | 0 | 0
7640 | 8.1 | 1411.34 | 660 | 131.35 | 2202.69 | 740.21 | 177.65 | 11280.86 | 3120.55 | 14223.76 | 190.84 | 0 | 0 | 959.4 | 4428 | 4428 | 24.6 | 9827.7 | 301.85 | 11.8 | -60.5 | 8.87 | 20 | 28.26 | 0 | 0.2 | 0.2 | 1 | 0.2 | 0 | 0 | 0 | 0 | 0 | 0 | 0 | 0 | 0 | 0 | 0 | 0 | 0 | 0 | 0 | 0 | 0
7641 | 8.9 | 1411.34 | 660 | 131.35 | 2202.69 | 740.21 | 177.65 | 11280.86 | 3120.55 | 14223.76 | 190.84 | 1244.17 | 99.61 | 959.4 | 4428 | 4428 | 24.6 | 9827.7 | 302.97 | 12.92 | -59.62 | 9.76 | 20 | 24.42 | 0 | 0.2 | 0.2 | 1 | 0.2 | 0 | 364.36 | 0 | 301.37 | 0 | 405.17 | 0 | 173.26 | 0 | 27.07 | 0 | 16.81 | 0 | 19.79 | 0 | 9.67 | 26.27
7642 | 9 | 1411.34 | 660 | 131.35 | 2202.69 | 740.21 | 177.65 | 11280.86 | 3120.55 | 14223.76 | 190.84 | 9674.49 | 755.87 | 959.4 | 4428 | 4428 | 24.6 | 9827.7 | 305.69 | 15.64 | -58.89 | 10.48 | 20 | 15.02 | 0 | 0.2 | 0.2 | 1 | 0.2 | 0 | 2372.73 | 0 | 3099.29 | 0 | 2943.66 | 0 | 1258.8 | 0 | 176.28 | 0 | 172.91 | 0 | 143.8 | 0 | 70.23 | 192.64
7643 | 9.6 | 1411.34 | 660 | 131.35 | 2202.69 | 740.21 | 177.65 | 11280.86 | 3120.55 | 14223.76 | 190.84 | 18173.44 | 1422.98 | 959.4 | 4428 | 4428 | 24.6 | 9827.7 | 308.89 | 18.84 | -57.66 | 11.71 | 20 | 3.98 | 0 | 0.2 | 0.2 | 1 | 0.2 | 0 | 4261.45 | 0 | 4807.7 | 0 | 6674.51 | 0 | 2429.78 | 0 | 316.61 | 0 | 268.23 | 0 | 326.06 | 0 | 135.56 | 376.53
7644 | 10.5 | 1411.34 | 660 | 131.35 | 2202.69 | 740.21 | 177.65 | 11280.86 | 3120.55 | 14223.76 | 190.84 | 30166.34 | 2293.59 | 959.4 | 4428 | 4428 | 24.6 | 9827.7 | 313.44 | 23.39 | -55.88 | 13.49 | 23.39 | 0 | 0 | 0.2 | 0.2 | 1 | 0.2 | 0 | 6272.26 | 0 | 7665.95 | 0 | 12651.83 | 0 | 3576.29 | 0 | 466 | 0 | 427.69 | 0 | 618.07 | 0 | 199.53 | 582.3
7645 | 10.5 | 1411.34 | 660 | 131.35 | 2202.69 | 740.21 | 177.65 | 11280.86 | 3120.55 | 14223.76 | 190.84 | 24577.11 | 1919.44 | 959.4 | 4428 | 4428 | 24.6 | 9827.7 | 311.84 | 21.79 | -56.29 | 13.08 | 21.79 | 0 | 0 | 0.2 | 0.2 | 1 | 0.2 | 0 | 5897.69 | 0 | 4777.8 | 0 | 10538.91 | 0 | 3362.72 | 0 | 438.17 | 0 | 266.56 | 0 | 514.85 | 0 | 187.61 | 512.25
7646 | 10.6 | 1411.34 | 660 | 131.35 | 2202.69 | 740.21 | 177.65 | 11280.86 | 3120.55 | 14223.76 | 190.84 | 17241.03 | 1390.32 | 959.4 | 4428 | 4428 | 24.6 | 9827.7 | 309.59 | 19.54 | -56.74 | 12.63 | 20 | 1.58 | 0 | 0.2 | 0.2 | 1 | 0.2 | 0 | 4704.44 | 0 | 2895.48 | 0 | 6958.75 | 0 | 2682.35 | 0 | 349.52 | 0 | 161.54 | 0 | 339.95 | 0 | 149.65 | 389.66
7647 | 10.7 | 1411.34 | 660 | 131.35 | 2202.69 | 740.21 | 177.65 | 11280.86 | 3120.55 | 14223.76 | 190.84 | 12942.99 | 1043.65 | 959.4 | 4428 | 4428 | 24.6 | 9827.7 | 308.26 | 18.21 | -56.97 | 12.41 | 20 | 6.16 | 0 | 0.2 | 0.2 | 1 | 0.2 | 0 | 3516.41 | 0 | 2109.06 | 0 | 5312.54 | 0 | 2004.97 | 0 | 261.25 | 0 | 117.67 | 0 | 259.53 | 0 | 111.86 | 293.34
7648 | 11.1 | 1411.34 | 660 | 131.35 | 2202.69 | 740.21 | 177.65 | 11280.86 | 3120.55 | 14223.76 | 190.84 | 82948.55 | 4723.84 | 959.4 | 4428 | 4428 | 24.6 | 9827.7 | 330 | 39.95 | -51.46 | 17.92 | 23.9 | 0 | 0 | 0.2 | 0.2 | 1 | 0.2 | 0 | 4016.98 | 0 | 5951.25 | 0 | 70689.93 | 0 | 2290.38 | 0 | 298.44 | 0 | 332.03 | 0 | 3453.34 | 0 | 127.78 | 512.25
7649 | 9.6 | 1411.34 | 660 | 131.35 | 2202.69 | 740.21 | 177.65 | 11280.86 | 3120.55 | 14223.76 | 190.84 | 5412.11 | 600.39 | 959.4 | 4428 | 4428 | 24.6 | 9827.7 | 305.11 | 15.06 | -58.6 | 10.77 | 20 | 17.04 | 0 | 0.2 | 0.2 | 1 | 0.2 | 0 | 316.71 | 0 | 180.58 | 0 | 4567.07 | 0 | 347.75 | 0 | 47.06 | 0 | 20.15 | 0 | 446.22 | 0 | 38.8 | 48.16
7650 | 7.7 | 1411.34 | 660 | 131.35 | 2202.69 | 740.21 | 444.13 | 11547.34 | 3387.03 | 14490.24 | 190.84 | 0 | 0 | 2398.5 | 11070 | 11070 | 61.5 | 24569.25 | 286.09 | 15.11 | -58.65 | 9.47 | 20 | 18.05 | 0 | 0.5 | 0.5 | 1 | 0.5 | 0 | 0 | 0 | 0 | 0 | 0 | 0 | 0 | 0 | 0 | 0 | 0 | 0 | 0 | 0 | 0 | 0
7651 | 7.3 | 1411.34 | 660 | 131.35 | 2202.69 | 740.21 | 444.13 | 11547.34 | 3387.03 | 14490.24 | 190.84 | 0 | 0 | 2398.5 | 11070 | 11070 | 61.5 | 24569.25 | 285.72 | 14.74 | -59.04 | 9.07 | 20 | 19.4 | 0 | 0.5 | 0.5 | 1 | 0.5 | 0 | 0 | 0 | 0 | 0 | 0 | 0 | 0 | 0 | 0 | 0 | 0 | 0 | 0 | 0 | 0 | 0
7652 | 5.2 | 1411.34 | 660 | 131.35 | 2202.69 | 740.21 | 444.13 | 11547.34 | 3387.03 | 14490.24 | 190.84 | 0 | 0 | 2398.5 | 11070 | 11070 | 61.5 | 24569.25 | 283.79 | 12.82 | -61.11 | 7 | 20 | 26.51 | 0 | 0.5 | 0.5 | 1 | 0.5 | 0 | 0 | 0 | 0 | 0 | 0 | 0 | 0 | 0 | 0 | 0 | 0 | 0 | 0 | 0 | 0 | 0
7653 | 6.1 | 1411.34 | 660 | 131.35 | 2202.69 | 740.21 | 444.13 | 11547.34 | 3387.03 | 14490.24 | 190.84 | 0 | 0 | 2398.5 | 11070 | 11070 | 61.5 | 24569.25 | 284.62 | 13.64 | -60.23 | 7.89 | 20 | 23.46 | 0 | 0.5 | 0.5 | 1 | 0.5 | 0 | 0 | 0 | 0 | 0 | 0 | 0 | 0 | 0 | 0 | 0 | 0 | 0 | 0 | 0 | 0 | 0
7654 | 7.3 | 1411.34 | 660 | 131.35 | 2202.69 | 740.21 | 444.13 | 11547.34 | 3387.03 | 14490.24 | 190.84 | 0 | 0 | 2398.5 | 11070 | 11070 | 61.5 | 24569.25 | 285.72 | 14.74 | -59.04 | 9.07 | 20 | 19.4 | 0 | 0.5 | 0.5 | 1 | 0.5 | 0 | 0 | 0 | 0 | 0 | 0 | 0 | 0 | 0 | 0 | 0 | 0 | 0 | 0 | 0 | 0 | 0
7655 | 5.7 | 1411.34 | 660 | 131.35 | 2202.69 | 740.21 | 444.13 | 11547.34 | 3387.03 | 14490.24 | 190.84 | 0 | 0 | 2398.5 | 11070 | 11070 | 61.5 | 24569.25 | 284.25 | 13.27 | -60.62 | 7.49 | 20 | 24.82 | 0 | 0.5 | 0.5 | 1 | 0.5 | 0 | 0 | 0 | 0 | 0 | 0 | 0 | 0 | 0 | 0 | 0 | 0 | 0 | 0 | 0 | 0 | 0
7656 | 5.3 | 1411.34 | 660 | 131.35 | 2202.69 | 740.21 | 444.13 | 11547.34 | 3387.03 | 14490.24 | 190.84 | 0 | 0 | 2398.5 | 11070 | 11070 | 61.5 | 24569.25 | 283.88 | 12.91 | -61.02 | 7.1 | 20 | 26.17 | 0 | 0.5 | 0.5 | 1 | 0.5 | 0 | 0 | 0 | 0 | 0 | 0 | 0 | 0 | 0 | 0 | 0 | 0 | 0 | 0 | 0 | 0 | 0
7657 | 4.7 | 1411.34 | 660 | 131.35 | 2202.69 | 740.21 | 444.13 | 11547.34 | 3387.03 | 14490.24 | 190.84 | 0 | 0 | 2398.5 | 2214 | 2214 | 61.5 | 6857.25 | 278.53 | 7.56 | -62.81 | 5.3 | 20 | 45.92 | 0 | 0.5 | 0.1 | 0.5 | 0.5 | 0 | 0 | 0 | 0 | 0 | 0 | 0 | 0 | 0 | 0 | 0 | 0 | 0 | 0 | 0 | 0 | 0
7658 | 4 | 1411.34 | 660 | 131.35 | 2202.69 | 740.21 | 444.13 | 11547.34 | 3387.03 | 14490.24 | 190.84 | 0 | 0 | 2398.5 | 2214 | 2214 | 61.5 | 6857.25 | 277.89 | 6.91 | -63.5 | 4.61 | 20 | 48.29 | 0 | 0.5 | 0.1 | 0.5 | 0.5 | 0 | 0 | 0 | 0 | 0 | 0 | 0 | 0 | 0 | 0 | 0 | 0 | 0 | 0 | 0 | 0 | 0
7659 | 3.7 | 1411.34 | 660 | 131.35 | 2202.69 | 740.21 | 444.13 | 11547.34 | 3387.03 | 14490.24 | 190.84 | 0 | 0 | 2398.5 | 2214 | 2214 | 61.5 | 6857.25 | 277.62 | 6.64 | -63.8 | 4.31 | 20 | 49.31 | 0 | 0.5 | 0.1 | 0.5 | 0.5 | 0 | 0 | 0 | 0 | 0 | 0 | 0 | 0 | 0 | 0 | 0 | 0 | 0 | 0 | 0 | 0 | 0
7660 | 4.1 | 1411.34 | 660 | 131.35 | 2202.69 | 740.21 | 444.13 | 11547.34 | 3387.03 | 14490.24 | 190.84 | 0 | 0 | 2398.5 | 2214 | 2214 | 61.5 | 6857.25 | 277.98 | 7.01 | -63.41 | 4.71 | 20 | 47.95 | 0 | 0.5 | 0.1 | 0.5 | 0.5 | 0 | 0 | 0 | 0 | 0 | 0 | 0 | 0 | 0 | 0 | 0 | 0 | 0 | 0 | 0 | 0 | 0
7661 | 4.6 | 1411.34 | 660 | 131.35 | 2202.69 | 740.21 | 444.13 | 11547.34 | 3387.03 | 14490.24 | 190.84 | 0 | 0 | 2398.5 | 2214 | 2214 | 61.5 | 6857.25 | 278.44 | 7.47 | -62.91 | 5.2 | 20 | 46.26 | 0 | 0.5 | 0.1 | 0.5 | 0.5 | 0 | 0 | 0 | 0 | 0 | 0 | 0 | 0 | 0 | 0 | 0 | 0 | 0 | 0 | 0 | 0 | 0
7662 | 5 | 1411.34 | 660 | 131.35 | 2202.69 | 740.21 | 444.13 | 11547.34 | 3387.03 | 14490.24 | 190.84 | 0 | 0 | 2398.5 | 2214 | 2214 | 61.5 | 6857.25 | 278.81 | 7.83 | -62.52 | 5.6 | 20 | 44.9 | 0 | 0.5 | 0.1 | 0.5 | 0.5 | 0 | 0 | 0 | 0 | 0 | 0 | 0 | 0 | 0 | 0 | 0 | 0 | 0 | 0 | 0 | 0 | 0
7663 | 4.9 | 1411.34 | 660 | 131.35 | 2202.69 | 740.21 | 444.13 | 11547.34 | 3387.03 | 14490.24 | 190.84 | 0 | 0 | 2398.5 | 2214 | 2214 | 61.5 | 6857.25 | 278.72 | 7.74 | -62.62 | 5.5 | 20 | 45.24 | 0 | 0.5 | 0.1 | 0.5 | 0.5 | 0 | 0 | 0 | 0 | 0 | 0 | 0 | 0 | 0 | 0 | 0 | 0 | 0 | 0 | 0 | 0 | 0
7664 | 4.9 | 1411.34 | 660 | 131.35 | 2202.69 | 740.21 | 177.65 | 11280.86 | 3120.55 | 14223.76 | 190.84 | 0 | 0 | 959.4 | 4428 | 4428 | 24.6 | 9827.7 | 298.96 | 8.91 | -63.66 | 5.72 | 20 | 38.25 | 0 | 0.2 | 0.2 | 1 | 0.2 | 0 | 0 | 0 | 0 | 0 | 0 | 0 | 0 | 0 | 0 | 0 | 0 | 0 | 0 | 0 | 0 | 0
7665 | 5.3 | 1411.34 | 660 | 131.35 | 2202.69 | 740.21 | 177.65 | 11280.86 | 3120.55 | 14223.76 | 190.84 | 610.1 | 49.06 | 959.4 | 4428 | 4428 | 24.6 | 9827.7 | 299.51 | 9.46 | -63.22 | 6.16 | 20 | 36.34 | 0 | 0.2 | 0.2 | 1 | 0.2 | 0 | 178.15 | 0 | 141.7 | 0 | 203.31 | 0 | 86.94 | 0 | 13.24 | 0 | 7.91 | 0 | 9.93 | 0 | 4.85 | 13.13
7666 | 5.8 | 1411.34 | 660 | 131.35 | 2202.69 | 740.21 | 177.65 | 11280.86 | 3120.55 | 14223.76 | 190.84 | 3458 | 285.26 | 959.4 | 4428 | 4428 | 24.6 | 9827.7 | 300.86 | 10.81 | -62.51 | 6.86 | 20 | 31.7 | 0 | 0.2 | 0.2 | 1 | 0.2 | 0 | 984.35 | 0 | 608.1 | 0 | 1306.75 | 0 | 558.81 | 0 | 73.13 | 0 | 33.93 | 0 | 63.84 | 0 | 31.18 | 83.19
7667 | 6.5 | 1411.34 | 660 | 131.35 | 2202.69 | 740.21 | 177.65 | 11280.86 | 3120.55 | 14223.76 | 190.84 | 5623.98 | 464.1 | 959.4 | 4428 | 4428 | 24.6 | 9827.7 | 302.17 | 12.12 | -61.66 | 7.72 | 20 | 27.17 | 0 | 0.2 | 0.2 | 1 | 0.2 | 0 | 1596.57 | 0 | 965.26 | 0 | 2151.82 | 0 | 910.33 | 0 | 118.62 | 0 | 53.85 | 0 | 105.12 | 0 | 50.79 | 135.72
7668 | 6.7 | 1411.34 | 660 | 131.35 | 2202.69 | 740.21 | 177.65 | 11280.86 | 3120.55 | 14223.76 | 190.84 | 5587.5 | 461.9 | 959.4 | 4428 | 4428 | 24.6 | 9827.7 | 302.34 | 12.29 | -61.46 | 7.91 | 20 | 26.58 | 0 | 0.2 | 0.2 | 1 | 0.2 | 0 | 1588.32 | 0 | 939.86 | 0 | 2153.69 | 0 | 905.62 | 0 | 118 | 0 | 52.44 | 0 | 105.21 | 0 | 50.53 | 135.72
7669 | 7.1 | 1411.34 | 660 | 131.35 | 2202.69 | 740.21 | 177.65 | 11280.86 | 3120.55 | 14223.76 | 190.84 | 8615.56 | 708.14 | 959.4 | 4428 | 4428 | 24.6 | 9827.7 | 303.65 | 13.6 | -60.84 | 8.53 | 20 | 22.06 | 0 | 0.2 | 0.2 | 1 | 0.2 | 0 | 2430.07 | 0 | 1445.89 | 0 | 3354.03 | 0 | 1385.57 | 0 | 180.54 | 0 | 80.67 | 0 | 163.85 | 0 | 77.3 | 205.78
7670 | 7.1 | 1411.34 | 660 | 131.35 | 2202.69 | 740.21 | 177.65 | 11280.86 | 3120.55 | 14223.76 | 190.84 | 9248.66 | 757.51 | 959.4 | 4428 | 4428 | 24.6 | 9827.7 | 303.85 | 13.8 | -60.79 | 8.58 | 20 | 21.38 | 0 | 0.2 | 0.2 | 1 | 0.2 | 0 | 2589.25 | 0 | 1536.75 | 0 | 3646.34 | 0 | 1476.33 | 0 | 192.37 | 0 | 85.74 | 0 | 178.13 | 0 | 82.37 | 218.91
7671 | 7.1 | 1411.34 | 660 | 131.35 | 2202.69 | 740.21 | 177.65 | 11280.86 | 3120.55 | 14223.76 | 190.84 | 5673.57 | 465.98 | 959.4 | 4428 | 4428 | 24.6 | 9827.7 | 302.73 | 12.68 | -61.06 | 8.31 | 20 | 25.24 | 0 | 0.2 | 0.2 | 1 | 0.2 | 0 | 1586.87 | 0 | 927.97 | 0 | 2253.93 | 0 | 904.8 | 0 | 117.9 | 0 | 51.77 | 0 | 110.11 | 0 | 50.48 | 135.72
7672 | 6.9 | 1411.34 | 660 | 131.35 | 2202.69 | 740.21 | 177.65 | 11280.86 | 3120.55 | 14223.76 | 190.84 | 1980.8 | 163.44 | 959.4 | 4428 | 4428 | 24.6 | 9827.7 | 301.39 | 11.34 | -61.54 | 7.84 | 20 | 29.86 | 0 | 0.2 | 0.2 | 1 | 0.2 | 0 | 554.32 | 0 | 319.05 | 0 | 791.38 | 0 | 316.06 | 0 | 41.18 | 0 | 17.8 | 0 | 38.66 | 0 | 17.63 | 48.16
7673 | 6.7 | 1411.34 | 660 | 131.35 | 2202.69 | 740.21 | 177.65 | 11280.86 | 3120.55 | 14223.76 | 190.84 | 0 | 0 | 959.4 | 4428 | 4428 | 24.6 | 9827.7 | 300.59 | 10.54 | -61.88 | 7.49 | 20 | 32.63 | 0 | 0.2 | 0.2 | 1 | 0.2 | 0 | 0 | 0 | 0 | 0 | 0 | 0 | 0 | 0 | 0 | 0 | 0 | 0 | 0 | 0 | 0 | 0
7674 | 6.5 | 1411.34 | 660 | 131.35 | 2202.69 | 740.21 | 444.13 | 11547.34 | 3387.03 | 14490.24 | 190.84 | 0 | 0 | 2398.5 | 11070 | 11070 | 61.5 | 24569.25 | 284.99 | 14.01 | -59.83 | 8.28 | 20 | 22.11 | 0 | 0.5 | 0.5 | 1 | 0.5 | 0 | 0 | 0 | 0 | 0 | 0 | 0 | 0 | 0 | 0 | 0 | 0 | 0 | 0 | 0 | 0 | 0
7675 | 6.3 | 1411.34 | 660 | 131.35 | 2202.69 | 740.21 | 444.13 | 11547.34 | 3387.03 | 14490.24 | 190.84 | 0 | 0 | 2398.5 | 11070 | 11070 | 61.5 | 24569.25 | 284.8 | 13.83 | -60.03 | 8.09 | 20 | 22.79 | 0 | 0.5 | 0.5 | 1 | 0.5 | 0 | 0 | 0 | 0 | 0 | 0 | 0 | 0 | 0 | 0 | 0 | 0 | 0 | 0 | 0 | 0 | 0
7676 | 6.7 | 1411.34 | 660 | 131.35 | 2202.69 | 740.21 | 444.13 | 11547.34 | 3387.03 | 14490.24 | 190.84 | 0 | 0 | 2398.5 | 11070 | 11070 | 61.5 | 24569.25 | 285.17 | 14.19 | -59.63 | 8.48 | 20 | 21.43 | 0 | 0.5 | 0.5 | 1 | 0.5 | 0 | 0 | 0 | 0 | 0 | 0 | 0 | 0 | 0 | 0 | 0 | 0 | 0 | 0 | 0 | 0 | 0
7677 | 4.9 | 1411.34 | 660 | 131.35 | 2202.69 | 740.21 | 444.13 | 11547.34 | 3387.03 | 14490.24 | 190.84 | 0 | 0 | 2398.5 | 11070 | 11070 | 61.5 | 24569.25 | 283.52 | 12.54 | -61.41 | 6.7 | 20 | 27.53 | 0 | 0.5 | 0.5 | 1 | 0.5 | 0 | 0 | 0 | 0 | 0 | 0 | 0 | 0 | 0 | 0 | 0 | 0 | 0 | 0 | 0 | 0 | 0
7678 | 6.1 | 1411.34 | 660 | 131.35 | 2202.69 | 740.21 | 444.13 | 11547.34 | 3387.03 | 14490.24 | 190.84 | 0 | 0 | 2398.5 | 11070 | 11070 | 61.5 | 24569.25 | 284.62 | 13.64 | -60.23 | 7.89 | 20 | 23.46 | 0 | 0.5 | 0.5 | 1 | 0.5 | 0 | 0 | 0 | 0 | 0 | 0 | 0 | 0 | 0 | 0 | 0 | 0 | 0 | 0 | 0 | 0 | 0
7679 | 6.6 | 1411.34 | 660 | 131.35 | 2202.69 | 740.21 | 444.13 | 11547.34 | 3387.03 | 14490.24 | 190.84 | 0 | 0 | 2398.5 | 11070 | 11070 | 61.5 | 24569.25 | 285.08 | 14.1 | -59.73 | 8.38 | 20 | 21.77 | 0 | 0.5 | 0.5 | 1 | 0.5 | 0 | 0 | 0 | 0 | 0 | 0 | 0 | 0 | 0 | 0 | 0 | 0 | 0 | 0 | 0 | 0 | 0
7680 | 6.9 | 1411.34 | 660 | 131.35 | 2202.69 | 740.21 | 444.13 | 11547.34 | 3387.03 | 14490.24 | 190.84 | 0 | 0 | 2398.5 | 11070 | 11070 | 61.5 | 24569.25 | 285.35 | 14.38 | -59.44 | 8.68 | 20 | 20.76 | 0 | 0.5 | 0.5 | 1 | 0.5 | 0 | 0 | 0 | 0 | 0 | 0 | 0 | 0 | 0 | 0 | 0 | 0 | 0 | 0 | 0 | 0 | 0
7681 | 6.8 | 1411.34 | 660 | 131.35 | 2202.69 | 740.21 | 444.13 | 11547.34 | 3387.03 | 14490.24 | 190.84 | 0 | 0 | 2398.5 | 2214 | 2214 | 61.5 | 6857.25 | 280.46 | 9.48 | -60.74 | 7.37 | 20 | 38.81 | 0 | 0.5 | 0.1 | 0.5 | 0.5 | 0 | 0 | 0 | 0 | 0 | 0 | 0 | 0 | 0 | 0 | 0 | 0 | 0 | 0 | 0 | 0 | 0
7682 | 7.1 | 1411.34 | 660 | 131.35 | 2202.69 | 740.21 | 444.13 | 11547.34 | 3387.03 | 14490.24 | 190.84 | 0 | 0 | 2398.5 | 2214 | 2214 | 61.5 | 6857.25 | 280.74 | 9.76 | -60.45 | 7.67 | 20 | 37.79 | 0 | 0.5 | 0.1 | 0.5 | 0.5 | 0 | 0 | 0 | 0 | 0 | 0 | 0 | 0 | 0 | 0 | 0 | 0 | 0 | 0 | 0 | 0 | 0
7683 | 7.2 | 1411.34 | 660 | 131.35 | 2202.69 | 740.21 | 444.13 | 11547.34 | 3387.03 | 14490.24 | 190.84 | 0 | 0 | 2398.5 | 2214 | 2214 | 61.5 | 6857.25 | 280.83 | 9.85 | -60.35 | 7.77 | 20 | 37.45 | 0 | 0.5 | 0.1 | 0.5 | 0.5 | 0 | 0 | 0 | 0 | 0 | 0 | 0 | 0 | 0 | 0 | 0 | 0 | 0 | 0 | 0 | 0 | 0
7684 | 8 | 1411.34 | 660 | 131.35 | 2202.69 | 740.21 | 444.13 | 11547.34 | 3387.03 | 14490.24 | 190.84 | 0 | 0 | 2398.5 | 2214 | 2214 | 61.5 | 6857.25 | 281.56 | 10.59 | -59.56 | 8.56 | 20 | 34.74 | 0 | 0.5 | 0.1 | 0.5 | 0.5 | 0 | 0 | 0 | 0 | 0 | 0 | 0 | 0 | 0 | 0 | 0 | 0 | 0 | 0 | 0 | 0 | 0
7685 | 6.7 | 1411.34 | 660 | 131.35 | 2202.69 | 740.21 | 444.13 | 11547.34 | 3387.03 | 14490.24 | 190.84 | 0 | 0 | 2398.5 | 2214 | 2214 | 61.5 | 6857.25 | 280.37 | 9.39 | -60.84 | 7.27 | 20 | 39.14 | 0 | 0.5 | 0.1 | 0.5 | 0.5 | 0 | 0 | 0 | 0 | 0 | 0 | 0 | 0 | 0 | 0 | 0 | 0 | 0 | 0 | 0 | 0 | 0
7686 | 6 | 1411.34 | 660 | 131.35 | 2202.69 | 740.21 | 444.13 | 11547.34 | 3387.03 | 14490.24 | 190.84 | 0 | 0 | 2398.5 | 2214 | 2214 | 61.5 | 6857.25 | 279.73 | 8.75 | -61.53 | 6.58 | 20 | 41.52 | 0 | 0.5 | 0.1 | 0.5 | 0.5 | 0 | 0 | 0 | 0 | 0 | 0 | 0 | 0 | 0 | 0 | 0 | 0 | 0 | 0 | 0 | 0 | 0
7687 | 6.4 | 1411.34 | 660 | 131.35 | 2202.69 | 740.21 | 444.13 | 11547.34 | 3387.03 | 14490.24 | 190.84 | 0 | 0 | 2398.5 | 2214 | 2214 | 61.5 | 6857.25 | 280.09 | 9.12 | -61.14 | 6.98 | 20 | 40.16 | 0 | 0.5 | 0.1 | 0.5 | 0.5 | 0 | 0 | 0 | 0 | 0 | 0 | 0 | 0 | 0 | 0 | 0 | 0 | 0 | 0 | 0 | 0 | 0
7688 | 7.2 | 1411.34 | 660 | 131.35 | 2202.69 | 740.21 | 444.13 | 11547.34 | 3387.03 | 14490.24 | 190.84 | 0 | 0 | 2398.5 | 11070 | 11070 | 61.5 | 24569.25 | 285.63 | 14.65 | -59.14 | 8.97 | 20 | 19.74 | 0 | 0.5 | 0.5 | 1 | 0.5 | 0 | 0 | 0 | 0 | 0 | 0 | 0 | 0 | 0 | 0 | 0 | 0 | 0 | 0 | 0 | 0 | 0
7689 | 7.5 | 1411.34 | 660 | 131.35 | 2202.69 | 740.21 | 444.13 | 11547.34 | 3387.03 | 14490.24 | 190.84 | 1263.16 | 100.78 | 2398.5 | 11070 | 11070 | 61.5 | 24569.25 | 286.27 | 15.3 | -58.75 | 9.36 | 20 | 17.36 | 0 | 0.5 | 0.5 | 1 | 0.5 | 0 | 369.84 | 0 | 315.36 | 0 | 404.84 | 0 | 173.12 | 0 | 27.48 | 0 | 17.59 | 0 | 19.78 | 0 | 9.66 | 26.27
7690 | 8.2 | 1411.34 | 660 | 131.35 | 2202.69 | 740.21 | 444.13 | 11547.34 | 3387.03 | 14490.24 | 190.84 | 22476.48 | 1629.25 | 2398.5 | 11070 | 11070 | 61.5 | 24569.25 | 293.08 | 22.1 | -56.51 | 11.6 | 22.1 | 0 | 0 | 0.5 | 0.5 | 1 | 0.5 | 0 | 4236.45 | 0 | 11759.26 | 0 | 4539.53 | 0 | 1941.25 | 0 | 314.75 | 0 | 656.06 | 0 | 221.76 | 0 | 108.3 | 328.37
7691 | 8.7 | 1411.34 | 660 | 131.35 | 2202.69 | 740.21 | 444.13 | 11547.34 | 3387.03 | 14490.24 | 190.84 | 45592.31 | 3245.64 | 2398.5 | 11070 | 11070 | 61.5 | 24569.25 | 300.3 | 29.33 | -54.33 | 13.78 | 23.9 | 0 | 0 | 0.5 | 0.5 | 1 | 0.5 | 0 | 6345.19 | 0 | 20183.42 | 0 | 15445.83 | 0 | 3617.87 | 0 | 471.42 | 0 | 1126.05 | 0 | 754.56 | 0 | 201.84 | 691.76
7692 | 8.6 | 1411.34 | 660 | 131.35 | 2202.69 | 740.21 | 444.13 | 11547.34 | 3387.03 | 14490.24 | 190.84 | 14571.65 | 2213.62 | 2398.5 | 11070 | 11070 | 61.5 | 24569.25 | 291.58 | 20.6 | -56.61 | 11.5 | 20.6 | 0 | 0 | 0.5 | 0.5 | 1 | 0.5 | 0 | 3029.11 | 0 | 3702.49 | 0 | 6112.92 | 0 | 1727.13 | 0 | 450.1 | 0 | 413.13 | 0 | 597.26 | 0 | 192.72 | 560.41
7693 | 8.5 | 1411.34 | 660 | 131.35 | 2202.69 | 740.21 | 444.13 | 11547.34 | 3387.03 | 14490.24 | 190.84 | 19249.63 | 1537.64 | 2398.5 | 11070 | 11070 | 61.5 | 24569.25 | 292.47 | 21.5 | -56.44 | 11.67 | 21.5 | 0 | 0 | 0.5 | 0.5 | 1 | 0.5 | 0 | 5050.66 | 0 | 3470.53 | 0 | 7848.67 | 0 | 2879.76 | 0 | 375.24 | 0 | 193.62 | 0 | 383.42 | 0 | 160.67 | 424.69
7694 | 8.8 | 1411.34 | 660 | 131.35 | 2202.69 | 740.21 | 444.13 | 11547.34 | 3387.03 | 14490.24 | 190.84 | 25946.69 | 1983.22 | 2398.5 | 11070 | 11070 | 61.5 | 24569.25 | 294.71 | 23.73 | -55.66 | 12.46 | 23.73 | 0 | 0 | 0.5 | 0.5 | 1 | 0.5 | 0 | 5813.52 | 0 | 4683.76 | 0 | 12134.7 | 0 | 3314.72 | 0 | 431.92 | 0 | 261.31 | 0 | 592.8 | 0 | 184.93 | 512.25
7695 | 9.1 | 1411.34 | 660 | 131.35 | 2202.69 | 740.21 | 444.13 | 11547.34 | 3387.03 | 14490.24 | 190.84 | 19382.96 | 1491.46 | 2398.5 | 11070 | 11070 | 61.5 | 24569.25 | 293.14 | 22.17 | -55.84 | 12.27 | 22.17 | 0 | 0 | 0.5 | 0.5 | 1 | 0.5 | 0 | 4534.68 | 0 | 3109.9 | 0 | 9152.82 | 0 | 2585.56 | 0 | 336.91 | 0 | 173.5 | 0 | 447.13 | 0 | 144.25 | 389.66
7696 | 8.9 | 1411.34 | 660 | 131.35 | 2202.69 | 740.21 | 444.13 | 11547.34 | 3387.03 | 14490.24 | 190.84 | 6426.23 | 515.28 | 2398.5 | 11070 | 11070 | 61.5 | 24569.25 | 289.13 | 18.16 | -56.99 | 11.13 | 20 | 6.8 | 0 | 0.5 | 0.5 | 1 | 0.5 | 0 | 1698.76 | 0 | 997.49 | 0 | 2761.39 | 0 | 968.59 | 0 | 126.21 | 0 | 55.65 | 0 | 134.9 | 0 | 54.04 | 144.48
7697 | 8.2 | 1411.34 | 660 | 131.35 | 2202.69 | 740.21 | 444.13 | 11547.34 | 3387.03 | 14490.24 | 190.84 | 865.52 | 61.21 | 2398.5 | 11070 | 11070 | 61.5 | 24569.25 | 286.8 | 15.82 | -58.09 | 10.03 | 20 | 15.43 | 0 | 0.5 | 0.5 | 1 | 0.5 | 0 | 171.74 | 0 | 97.92 | 0 | 488.14 | 0 | 107.73 | 0 | 12.76 | 0 | 5.46 | 0 | 23.85 | 0 | 6.01 | 13.13
7698 | 8.3 | 1411.34 | 660 | 131.35 | 2202.69 | 740.21 | 444.13 | 11547.34 | 3387.03 | 14490.24 | 190.84 | 0 | 0 | 2398.5 | 11070 | 11070 | 61.5 | 24569.25 | 286.64 | 15.66 | -58.05 | 10.06 | 20 | 16.01 | 0 | 0.5 | 0.5 | 1 | 0.5 | 0 | 0 | 0 | 0 | 0 | 0 | 0 | 0 | 0 | 0 | 0 | 0 | 0 | 0 | 0 | 0 | 0
7699 | 8.7 | 1411.34 | 660 | 131.35 | 2202.69 | 740.21 | 444.13 | 11547.34 | 3387.03 | 14490.24 | 190.84 | 0 | 0 | 2398.5 | 11070 | 11070 | 61.5 | 24569.25 | 287 | 16.03 | -57.66 | 10.46 | 20 | 14.66 | 0 | 0.5 | 0.5 | 1 | 0.5 | 0 | 0 | 0 | 0 | 0 | 0 | 0 | 0 | 0 | 0 | 0 | 0 | 0 | 0 | 0 | 0 | 0
7700 | 8.7 | 1411.34 | 660 | 131.35 | 2202.69 | 740.21 | 444.13 | 11547.34 | 3387.03 | 14490.24 | 190.84 | 0 | 0 | 2398.5 | 11070 | 11070 | 61.5 | 24569.25 | 287 | 16.03 | -57.66 | 10.46 | 20 | 14.66 | 0 | 0.5 | 0.5 | 1 | 0.5 | 0 | 0 | 0 | 0 | 0 | 0 | 0 | 0 | 0 | 0 | 0 | 0 | 0 | 0 | 0 | 0 | 0
7701 | 8.9 | 1411.34 | 660 | 131.35 | 2202.69 | 740.21 | 444.13 | 11547.34 | 3387.03 | 14490.24 | 190.84 | 0 | 0 | 2398.5 | 11070 | 11070 | 61.5 | 24569.25 | 287.19 | 16.21 | -57.46 | 10.65 | 20 | 13.98 | 0 | 0.5 | 0.5 | 1 | 0.5 | 0 | 0 | 0 | 0 | 0 | 0 | 0 | 0 | 0 | 0 | 0 | 0 | 0 | 0 | 0 | 0 | 0
7702 | 9 | 1411.34 | 660 | 131.35 | 2202.69 | 740.21 | 444.13 | 11547.34 | 3387.03 | 14490.24 | 190.84 | 0 | 0 | 2398.5 | 11070 | 11070 | 61.5 | 24569.25 | 287.28 | 16.3 | -57.36 | 10.75 | 20 | 13.64 | 0 | 0.5 | 0.5 | 1 | 0.5 | 0 | 0 | 0 | 0 | 0 | 0 | 0 | 0 | 0 | 0 | 0 | 0 | 0 | 0 | 0 | 0 | 0
7703 | 9 | 1411.34 | 660 | 131.35 | 2202.69 | 740.21 | 444.13 | 11547.34 | 3387.03 | 14490.24 | 190.84 | 0 | 0 | 2398.5 | 11070 | 11070 | 61.5 | 24569.25 | 287.28 | 16.3 | -57.36 | 10.75 | 20 | 13.64 | 0 | 0.5 | 0.5 | 1 | 0.5 | 0 | 0 | 0 | 0 | 0 | 0 | 0 | 0 | 0 | 0 | 0 | 0 | 0 | 0 | 0 | 0 | 0
7704 | 9.1 | 1411.34 | 660 | 131.35 | 2202.69 | 740.21 | 444.13 | 11547.34 | 3387.03 | 14490.24 | 190.84 | 0 | 0 | 2398.5 | 11070 | 11070 | 61.5 | 24569.25 | 287.37 | 16.4 | -57.26 | 10.85 | 20 | 13.3 | 0 | 0.5 | 0.5 | 1 | 0.5 | 0 | 0 | 0 | 0 | 0 | 0 | 0 | 0 | 0 | 0 | 0 | 0 | 0 | 0 | 0 | 0 | 0
7705 | 8.8 | 1411.34 | 660 | 131.35 | 2202.69 | 740.21 | 444.13 | 11547.34 | 3387.03 | 14490.24 | 190.84 | 0 | 0 | 2398.5 | 2214 | 2214 | 61.5 | 6857.25 | 282.3 | 11.32 | -58.77 | 9.35 | 20 | 32.03 | 0 | 0.5 | 0.1 | 0.5 | 0.5 | 0 | 0 | 0 | 0 | 0 | 0 | 0 | 0 | 0 | 0 | 0 | 0 | 0 | 0 | 0 | 0 | 0
7706 | 9 | 1411.34 | 660 | 131.35 | 2202.69 | 740.21 | 444.13 | 11547.34 | 3387.03 | 14490.24 | 190.84 | 0 | 0 | 2398.5 | 2214 | 2214 | 61.5 | 6857.25 | 282.48 | 11.5 | -58.57 | 9.55 | 20 | 31.35 | 0 | 0.5 | 0.1 | 0.5 | 0.5 | 0 | 0 | 0 | 0 | 0 | 0 | 0 | 0 | 0 | 0 | 0 | 0 | 0 | 0 | 0 | 0 | 0
7707 | 9.2 | 1411.34 | 660 | 131.35 | 2202.69 | 740.21 | 444.13 | 11547.34 | 3387.03 | 14490.24 | 190.84 | 0 | 0 | 2398.5 | 2214 | 2214 | 61.5 | 6857.25 | 282.66 | 11.69 | -58.37 | 9.74 | 20 | 30.68 | 0 | 0.5 | 0.1 | 0.5 | 0.5 | 0 | 0 | 0 | 0 | 0 | 0 | 0 | 0 | 0 | 0 | 0 | 0 | 0 | 0 | 0 | 0 | 0
7708 | 9.7 | 1411.34 | 660 | 131.35 | 2202.69 | 740.21 | 444.13 | 11547.34 | 3387.03 | 14490.24 | 190.84 | 0 | 0 | 2398.5 | 2214 | 2214 | 61.5 | 6857.25 | 283.12 | 12.15 | -57.88 | 10.24 | 20 | 28.98 | 0 | 0.5 | 0.1 | 0.5 | 0.5 | 0 | 0 | 0 | 0 | 0 | 0 | 0 | 0 | 0 | 0 | 0 | 0 | 0 | 0 | 0 | 0 | 0
7709 | 10.6 | 1411.34 | 660 | 131.35 | 2202.69 | 740.21 | 444.13 | 11547.34 | 3387.03 | 14490.24 | 190.84 | 0 | 0 | 2398.5 | 2214 | 2214 | 61.5 | 6857.25 | 283.95 | 12.97 | -56.99 | 11.12 | 20 | 25.94 | 0 | 0.5 | 0.1 | 0.5 | 0.5 | 0 | 0 | 0 | 0 | 0 | 0 | 0 | 0 | 0 | 0 | 0 | 0 | 0 | 0 | 0 | 0 | 0
7710 | 11.2 | 1411.34 | 660 | 131.35 | 2202.69 | 740.21 | 444.13 | 11547.34 | 3387.03 | 14490.24 | 190.84 | 0 | 0 | 2398.5 | 2214 | 2214 | 61.5 | 6857.25 | 284.5 | 13.52 | -56.4 | 11.72 | 20 | 23.9 | 0 | 0.5 | 0.1 | 0.5 | 0.5 | 0 | 0 | 0 | 0 | 0 | 0 | 0 | 0 | 0 | 0 | 0 | 0 | 0 | 0 | 0 | 0 | 0
7711 | 11.8 | 1411.34 | 660 | 131.35 | 2202.69 | 740.21 | 444.13 | 11547.34 | 3387.03 | 14490.24 | 190.84 | 0 | 0 | 2398.5 | 2214 | 2214 | 61.5 | 6857.25 | 285.05 | 14.07 | -55.81 | 12.31 | 20 | 21.87 | 0 | 0.5 | 0.1 | 0.5 | 0.5 | 0 | 0 | 0 | 0 | 0 | 0 | 0 | 0 | 0 | 0 | 0 | 0 | 0 | 0 | 0 | 0 | 0
7712 | 12.1 | 1411.34 | 660 | 131.35 | 2202.69 | 740.21 | 444.13 | 11547.34 | 3387.03 | 14490.24 | 190.84 | 0 | 0 | 2398.5 | 11070 | 11070 | 61.5 | 24569.25 | 290.12 | 19.15 | -54.3 | 13.81 | 20 | 3.14 | 0 | 0.5 | 0.5 | 1 | 0.5 | 0 | 0 | 0 | 0 | 0 | 0 | 0 | 0 | 0 | 0 | 0 | 0 | 0 | 0 | 0 | 0 | 0
7713 | 12.1 | 1411.34 | 660 | 131.35 | 2202.69 | 740.21 | 444.13 | 11547.34 | 3387.03 | 14490.24 | 190.84 | 1275.98 | 101.56 | 2398.5 | 11070 | 11070 | 61.5 | 24569.25 | 290.5 | 19.52 | -54.21 | 13.91 | 20 | 1.76 | 0 | 0.5 | 0.5 | 1 | 0.5 | 0 | 373.61 | 0 | 324.69 | 0 | 404.65 | 0 | 173.04 | 0 | 27.76 | 0 | 18.11 | 0 | 19.77 | 0 | 9.65 | 26.27
7714 | 12.3 | 1411.34 | 660 | 131.35 | 2202.69 | 740.21 | 444.13 | 11547.34 | 3387.03 | 14490.24 | 190.84 | 2520.14 | 208.57 | 2398.5 | 11070 | 11070 | 61.5 | 24569.25 | 291.05 | 20.07 | -53.92 | 14.19 | 20.07 | 0 | 0 | 0.5 | 0.5 | 1 | 0.5 | 0 | 718.77 | 0 | 437.78 | 0 | 955.14 | 0 | 408.45 | 0 | 53.4 | 0 | 24.42 | 0 | 46.66 | 0 | 22.79 | 61.3
7715 | 12.8 | 1411.34 | 660 | 131.35 | 2202.69 | 740.21 | 444.13 | 11547.34 | 3387.03 | 14490.24 | 190.84 | 6591.93 | 542.41 | 2398.5 | 11070 | 11070 | 61.5 | 24569.25 | 292.7 | 21.73 | -53.13 | 14.99 | 21.73 | 0 | 0 | 0.5 | 0.5 | 1 | 0.5 | 0 | 1865.36 | 0 | 1142.45 | 0 | 2520.54 | 0 | 1063.58 | 0 | 138.59 | 0 | 63.74 | 0 | 123.13 | 0 | 59.34 | 157.62
7716 | 12.8 | 1411.34 | 660 | 131.35 | 2202.69 | 740.21 | 444.13 | 11547.34 | 3387.03 | 14490.24 | 190.84 | 3926.81 | 325.63 | 2398.5 | 11070 | 11070 | 61.5 | 24569.25 | 291.97 | 21 | -53.32 | 14.79 | 21 | 0 | 0 | 0.5 | 0.5 | 1 | 0.5 | 0 | 1119.71 | 0 | 656.63 | 0 | 1512.05 | 0 | 638.43 | 0 | 83.19 | 0 | 36.63 | 0 | 73.87 | 0 | 35.62 | 96.32
7717 | 12.7 | 1411.34 | 660 | 131.35 | 2202.69 | 740.21 | 444.13 | 11547.34 | 3387.03 | 14490.24 | 190.84 | 4478 | 370.84 | 2398.5 | 11070 | 11070 | 61.5 | 24569.25 | 292.02 | 21.04 | -53.38 | 14.73 | 21.04 | 0 | 0 | 0.5 | 0.5 | 1 | 0.5 | 0 | 1274.18 | 0 | 744.5 | 0 | 1732.81 | 0 | 726.51 | 0 | 94.67 | 0 | 41.54 | 0 | 84.65 | 0 | 40.53 | 109.46
7718 | 12.5 | 1411.34 | 660 | 131.35 | 2202.69 | 740.21 | 444.13 | 11547.34 | 3387.03 | 14490.24 | 190.84 | 4492.17 | 371.51 | 2398.5 | 11070 | 11070 | 61.5 | 24569.25 | 291.84 | 20.87 | -53.58 | 14.54 | 20.87 | 0 | 0 | 0.5 | 0.5 | 1 | 0.5 | 0 | 1273.86 | 0 | 742.35 | 0 | 1749.64 | 0 | 726.32 | 0 | 94.64 | 0 | 41.42 | 0 | 85.47 | 0 | 40.52 | 109.46
7719 | 12.6 | 1411.34 | 660 | 131.35 | 2202.69 | 740.21 | 444.13 | 11547.34 | 3387.03 | 14490.24 | 190.84 | 3043.48 | 251.89 | 2398.5 | 11070 | 11070 | 61.5 | 24569.25 | 291.5 | 20.53 | -53.59 | 14.53 | 20.53 | 0 | 0 | 0.5 | 0.5 | 1 | 0.5 | 0 | 861.22 | 0 | 498.58 | 0 | 1192.64 | 0 | 491.04 | 0 | 63.98 | 0 | 27.82 | 0 | 58.26 | 0 | 27.4 | 74.43
7720 | 12.7 | 1411.34 | 660 | 131.35 | 2202.69 | 740.21 | 444.13 | 11547.34 | 3387.03 | 14490.24 | 190.84 | 1063.25 | 88.25 | 2398.5 | 11070 | 11070 | 61.5 | 24569.25 | 291 | 20.03 | -53.63 | 14.48 | 20.03 | 0 | 0 | 0.5 | 0.5 | 1 | 0.5 | 0 | 300.81 | 0 | 172.54 | 0 | 418.39 | 0 | 171.51 | 0 | 22.35 | 0 | 9.63 | 0 | 20.44 | 0 | 9.57 | 26.27
7721 | 12.5 | 1411.34 | 660 | 131.35 | 2202.69 | 740.21 | 444.13 | 11547.34 | 3387.03 | 14490.24 | 190.84 | 0 | 0 | 2398.5 | 11070 | 11070 | 61.5 | 24569.25 | 290.49 | 19.52 | -53.91 | 14.21 | 20 | 1.78 | 0 | 0.5 | 0.5 | 1 | 0.5 | 0 | 0 | 0 | 0 | 0 | 0 | 0 | 0 | 0 | 0 | 0 | 0 | 0 | 0 | 0 | 0 | 0
7722 | 12.4 | 1411.34 | 660 | 131.35 | 2202.69 | 740.21 | 444.13 | 11547.34 | 3387.03 | 14490.24 | 190.84 | 0 | 0 | 2398.5 | 11070 | 11070 | 61.5 | 24569.25 | 290.4 | 19.42 | -54.01 | 14.11 | 20 | 2.13 | 0 | 0.5 | 0.5 | 1 | 0.5 | 0 | 0 | 0 | 0 | 0 | 0 | 0 | 0 | 0 | 0 | 0 | 0 | 0 | 0 | 0 | 0 | 0
7723 | 12.2 | 1411.34 | 660 | 131.35 | 2202.69 | 740.21 | 444.13 | 11547.34 | 3387.03 | 14490.24 | 190.84 | 0 | 0 | 2398.5 | 11070 | 11070 | 61.5 | 24569.25 | 290.22 | 19.24 | -54.2 | 13.91 | 20 | 2.8 | 0 | 0.5 | 0.5 | 1 | 0.5 | 0 | 0 | 0 | 0 | 0 | 0 | 0 | 0 | 0 | 0 | 0 | 0 | 0 | 0 | 0 | 0 | 0
7724 | 12.1 | 1411.34 | 660 | 131.35 | 2202.69 | 740.21 | 444.13 | 11547.34 | 3387.03 | 14490.24 | 190.84 | 0 | 0 | 2398.5 | 11070 | 11070 | 61.5 | 24569.25 | 290.12 | 19.15 | -54.3 | 13.81 | 20 | 3.14 | 0 | 0.5 | 0.5 | 1 | 0.5 | 0 | 0 | 0 | 0 | 0 | 0 | 0 | 0 | 0 | 0 | 0 | 0 | 0 | 0 | 0 | 0 | 0
7725 | 12.1 | 1411.34 | 660 | 131.35 | 2202.69 | 740.21 | 444.13 | 11547.34 | 3387.03 | 14490.24 | 190.84 | 0 | 0 | 2398.5 | 11070 | 11070 | 61.5 | 24569.25 | 290.12 | 19.15 | -54.3 | 13.81 | 20 | 3.14 | 0 | 0.5 | 0.5 | 1 | 0.5 | 0 | 0 | 0 | 0 | 0 | 0 | 0 | 0 | 0 | 0 | 0 | 0 | 0 | 0 | 0 | 0 | 0
7726 | 11.7 | 1411.34 | 660 | 131.35 | 2202.69 | 740.21 | 444.13 | 11547.34 | 3387.03 | 14490.24 | 190.84 | 0 | 0 | 2398.5 | 11070 | 11070 | 61.5 | 24569.25 | 289.76 | 18.78 | -54.7 | 13.42 | 20 | 4.5 | 0 | 0.5 | 0.5 | 1 | 0.5 | 0 | 0 | 0 | 0 | 0 | 0 | 0 | 0 | 0 | 0 | 0 | 0 | 0 | 0 | 0 | 0 | 0
7727 | 11.9 | 1411.34 | 660 | 131.35 | 2202.69 | 740.21 | 444.13 | 11547.34 | 3387.03 | 14490.24 | 190.84 | 0 | 0 | 2398.5 | 11070 | 11070 | 61.5 | 24569.25 | 289.94 | 18.96 | -54.5 | 13.61 | 20 | 3.82 | 0 | 0.5 | 0.5 | 1 | 0.5 | 0 | 0 | 0 | 0 | 0 | 0 | 0 | 0 | 0 | 0 | 0 | 0 | 0 | 0 | 0 | 0 | 0
7728 | 12 | 1411.34 | 660 | 131.35 | 2202.69 | 740.21 | 444.13 | 11547.34 | 3387.03 | 14490.24 | 190.84 | 0 | 0 | 2398.5 | 11070 | 11070 | 61.5 | 24569.25 | 290.03 | 19.06 | -54.4 | 13.71 | 20 | 3.48 | 0 | 0.5 | 0.5 | 1 | 0.5 | 0 | 0 | 0 | 0 | 0 | 0 | 0 | 0 | 0 | 0 | 0 | 0 | 0 | 0 | 0 | 0 | 0
7729 | 12.1 | 1411.34 | 660 | 131.35 | 2202.69 | 740.21 | 444.13 | 11547.34 | 3387.03 | 14490.24 | 190.84 | 0 | 0 | 2398.5 | 2214 | 2214 | 61.5 | 6857.25 | 285.33 | 14.35 | -55.51 | 12.6 | 20 | 20.85 | 0 | 0.5 | 0.1 | 0.5 | 0.5 | 0 | 0 | 0 | 0 | 0 | 0 | 0 | 0 | 0 | 0 | 0 | 0 | 0 | 0 | 0 | 0 | 0
7730 | 12.1 | 1411.34 | 660 | 131.35 | 2202.69 | 740.21 | 444.13 | 11547.34 | 3387.03 | 14490.24 | 190.84 | 0 | 0 | 2398.5 | 2214 | 2214 | 61.5 | 6857.25 | 285.33 | 14.35 | -55.51 | 12.6 | 20 | 20.85 | 0 | 0.5 | 0.1 | 0.5 | 0.5 | 0 | 0 | 0 | 0 | 0 | 0 | 0 | 0 | 0 | 0 | 0 | 0 | 0 | 0 | 0 | 0 | 0
7731 | 11.9 | 1411.34 | 660 | 131.35 | 2202.69 | 740.21 | 444.13 | 11547.34 | 3387.03 | 14490.24 | 190.84 | 0 | 0 | 2398.5 | 2214 | 2214 | 61.5 | 6857.25 | 285.14 | 14.17 | -55.71 | 12.41 | 20 | 21.53 | 0 | 0.5 | 0.1 | 0.5 | 0.5 | 0 | 0 | 0 | 0 | 0 | 0 | 0 | 0 | 0 | 0 | 0 | 0 | 0 | 0 | 0 | 0 | 0
7732 | 11.8 | 1411.34 | 660 | 131.35 | 2202.69 | 740.21 | 444.13 | 11547.34 | 3387.03 | 14490.24 | 190.84 | 0 | 0 | 2398.5 | 2214 | 2214 | 61.5 | 6857.25 | 285.05 | 14.07 | -55.81 | 12.31 | 20 | 21.87 | 0 | 0.5 | 0.1 | 0.5 | 0.5 | 0 | 0 | 0 | 0 | 0 | 0 | 0 | 0 | 0 | 0 | 0 | 0 | 0 | 0 | 0 | 0 | 0
7733 | 11.9 | 1411.34 | 660 | 131.35 | 2202.69 | 740.21 | 444.13 | 11547.34 | 3387.03 | 14490.24 | 190.84 | 0 | 0 | 2398.5 | 2214 | 2214 | 61.5 | 6857.25 | 285.14 | 14.17 | -55.71 | 12.41 | 20 | 21.53 | 0 | 0.5 | 0.1 | 0.5 | 0.5 | 0 | 0 | 0 | 0 | 0 | 0 | 0 | 0 | 0 | 0 | 0 | 0 | 0 | 0 | 0 | 0 | 0
7734 | 11.7 | 1411.34 | 660 | 131.35 | 2202.69 | 740.21 | 444.13 | 11547.34 | 3387.03 | 14490.24 | 190.84 | 0 | 0 | 2398.5 | 2214 | 2214 | 61.5 | 6857.25 | 284.96 | 13.98 | -55.9 | 12.21 | 20 | 22.21 | 0 | 0.5 | 0.1 | 0.5 | 0.5 | 0 | 0 | 0 | 0 | 0 | 0 | 0 | 0 | 0 | 0 | 0 | 0 | 0 | 0 | 0 | 0 | 0
7735 | 11.8 | 1411.34 | 660 | 131.35 | 2202.69 | 740.21 | 444.13 | 11547.34 | 3387.03 | 14490.24 | 190.84 | 0 | 0 | 2398.5 | 2214 | 2214 | 61.5 | 6857.25 | 285.05 | 14.07 | -55.81 | 12.31 | 20 | 21.87 | 0 | 0.5 | 0.1 | 0.5 | 0.5 | 0 | 0 | 0 | 0 | 0 | 0 | 0 | 0 | 0 | 0 | 0 | 0 | 0 | 0 | 0 | 0 | 0
7736 | 11.9 | 1411.34 | 660 | 131.35 | 2202.69 | 740.21 | 177.65 | 11280.86 | 3120.55 | 14223.76 | 190.84 | 0 | 0 | 959.4 | 4428 | 4428 | 24.6 | 9827.7 | 305.29 | 15.24 | -56.75 | 12.62 | 20 | 16.4 | 0 | 0.2 | 0.2 | 1 | 0.2 | 0 | 0 | 0 | 0 | 0 | 0 | 0 | 0 | 0 | 0 | 0 | 0 | 0 | 0 | 0 | 0 | 0
7737 | 12 | 1411.34 | 660 | 131.35 | 2202.69 | 740.21 | 177.65 | 11280.86 | 3120.55 | 14223.76 | 190.84 | 619.73 | 49.65 | 959.4 | 4428 | 4428 | 24.6 | 9827.7 | 305.58 | 15.53 | -56.61 | 12.77 | 20 | 15.42 | 0 | 0.2 | 0.2 | 1 | 0.2 | 0 | 180.85 | 0 | 148.84 | 0 | 203.16 | 0 | 86.88 | 0 | 13.44 | 0 | 8.3 | 0 | 9.92 | 0 | 4.85 | 13.13
7738 | 12.3 | 1411.34 | 660 | 131.35 | 2202.69 | 740.21 | 177.65 | 11280.86 | 3120.55 | 14223.76 | 190.84 | 2523.91 | 208.79 | 959.4 | 4428 | 4428 | 24.6 | 9827.7 | 306.45 | 16.4 | -56.17 | 13.21 | 20 | 12.42 | 0 | 0.2 | 0.2 | 1 | 0.2 | 0 | 719.5 | 0 | 439.54 | 0 | 956.04 | 0 | 408.83 | 0 | 53.46 | 0 | 24.52 | 0 | 46.7 | 0 | 22.81 | 61.3
7739 | 12.5 | 1411.34 | 660 | 131.35 | 2202.69 | 740.21 | 177.65 | 11280.86 | 3120.55 | 14223.76 | 190.84 | 6021.76 | 496.02 | 959.4 | 4428 | 4428 | 24.6 | 9827.7 | 307.73 | 17.68 | -55.71 | 13.67 | 20 | 8.01 | 0 | 0.2 | 0.2 | 1 | 0.2 | 0 | 1705.5 | 0 | 1040.78 | 0 | 2303.05 | 0 | 972.43 | 0 | 126.71 | 0 | 58.07 | 0 | 112.51 | 0 | 54.25 | 144.48
7740 | 12.7 | 1411.34 | 660 | 131.35 | 2202.69 | 740.21 | 177.65 | 11280.86 | 3120.55 | 14223.76 | 190.84 | 10412.18 | 852.28 | 959.4 | 4428 | 4428 | 24.6 | 9827.7 | 309.28 | 19.23 | -55.18 | 14.19 | 20 | 2.64 | 0 | 0.2 | 0.2 | 1 | 0.2 | 0 | 2925.98 | 0 | 1789.39 | 0 | 4028.48 | 0 | 1668.32 | 0 | 217.39 | 0 | 99.83 | 0 | 196.8 | 0 | 93.08 | 245.18
7741 | 13 | 1411.34 | 660 | 131.35 | 2202.69 | 740.21 | 177.65 | 11280.86 | 3120.55 | 14223.76 | 190.84 | 17325.27 | 1394.71 | 959.4 | 4428 | 4428 | 24.6 | 9827.7 | 311.72 | 21.67 | -54.37 | 15.01 | 21.67 | 0 | 0 | 0.2 | 0.2 | 1 | 0.2 | 0 | 4679.61 | 0 | 3039.47 | 0 | 6937.99 | 0 | 2668.2 | 0 | 347.67 | 0 | 169.58 | 0 | 338.93 | 0 | 148.86 | 389.66
7742 | 13.3 | 1411.34 | 660 | 131.35 | 2202.69 | 740.21 | 177.65 | 11280.86 | 3120.55 | 14223.76 | 190.84 | 16017.86 | 1293.67 | 959.4 | 4428 | 4428 | 24.6 | 9827.7 | 311.65 | 21.6 | -54.17 | 15.21 | 21.6 | 0 | 0 | 0.2 | 0.2 | 1 | 0.2 | 0 | 4392.17 | 0 | 2686.19 | 0 | 6435.19 | 0 | 2504.31 | 0 | 326.32 | 0 | 149.87 | 0 | 314.37 | 0 | 139.72 | 363.39
7743 | 13.1 | 1411.34 | 660 | 131.35 | 2202.69 | 740.21 | 177.65 | 11280.86 | 3120.55 | 14223.76 | 190.84 | 5114.89 | 420.33 | 959.4 | 4428 | 4428 | 24.6 | 9827.7 | 308.05 | 18 | -55.18 | 14.19 | 20 | 6.91 | 0 | 0.2 | 0.2 | 1 | 0.2 | 0 | 1430.57 | 0 | 836.91 | 0 | 2031.73 | 0 | 815.68 | 0 | 106.29 | 0 | 46.69 | 0 | 99.25 | 0 | 45.51 | 122.59
7744 | 13.1 | 1411.34 | 660 | 131.35 | 2202.69 | 740.21 | 177.65 | 11280.86 | 3120.55 | 14223.76 | 190.84 | 1064.22 | 88.3 | 959.4 | 4428 | 4428 | 24.6 | 9827.7 | 306.71 | 16.66 | -55.49 | 13.89 | 20 | 11.51 | 0 | 0.2 | 0.2 | 1 | 0.2 | 0 | 300.79 | 0 | 172.61 | 0 | 419.32 | 0 | 171.5 | 0 | 22.35 | 0 | 9.63 | 0 | 20.48 | 0 | 9.57 | 26.27
7745 | 12.8 | 1411.34 | 660 | 131.35 | 2202.69 | 740.21 | 177.65 | 11280.86 | 3120.55 | 14223.76 | 190.84 | 0 | 0 | 959.4 | 4428 | 4428 | 24.6 | 9827.7 | 306.11 | 16.06 | -55.86 | 13.51 | 20 | 13.59 | 0 | 0.2 | 0.2 | 1 | 0.2 | 0 | 0 | 0 | 0 | 0 | 0 | 0 | 0 | 0 | 0 | 0 | 0 | 0 | 0 | 0 | 0 | 0
7746 | 12.7 | 1411.34 | 660 | 131.35 | 2202.69 | 740.21 | 444.13 | 11547.34 | 3387.03 | 14490.24 | 190.84 | 0 | 0 | 2398.5 | 11070 | 11070 | 61.5 | 24569.25 | 290.68 | 19.7 | -53.71 | 14.4 | 20 | 1.11 | 0 | 0.5 | 0.5 | 1 | 0.5 | 0 | 0 | 0 | 0 | 0 | 0 | 0 | 0 | 0 | 0 | 0 | 0 | 0 | 0 | 0 | 0 | 0
7747 | 12.6 | 1411.34 | 660 | 131.35 | 2202.69 | 740.21 | 444.13 | 11547.34 | 3387.03 | 14490.24 | 190.84 | 0 | 0 | 2398.5 | 11070 | 11070 | 61.5 | 24569.25 | 290.58 | 19.61 | -53.81 | 14.3 | 20 | 1.45 | 0 | 0.5 | 0.5 | 1 | 0.5 | 0 | 0 | 0 | 0 | 0 | 0 | 0 | 0 | 0 | 0 | 0 | 0 | 0 | 0 | 0 | 0 | 0
7748 | 12.4 | 1411.34 | 660 | 131.35 | 2202.69 | 740.21 | 444.13 | 11547.34 | 3387.03 | 14490.24 | 190.84 | 0 | 0 | 2398.5 | 11070 | 11070 | 61.5 | 24569.25 | 290.4 | 19.42 | -54.01 | 14.11 | 20 | 2.13 | 0 | 0.5 | 0.5 | 1 | 0.5 | 0 | 0 | 0 | 0 | 0 | 0 | 0 | 0 | 0 | 0 | 0 | 0 | 0 | 0 | 0 | 0 | 0
7749 | 12.2 | 1411.34 | 660 | 131.35 | 2202.69 | 740.21 | 444.13 | 11547.34 | 3387.03 | 14490.24 | 190.84 | 0 | 0 | 2398.5 | 11070 | 11070 | 61.5 | 24569.25 | 290.22 | 19.24 | -54.2 | 13.91 | 20 | 2.8 | 0 | 0.5 | 0.5 | 1 | 0.5 | 0 | 0 | 0 | 0 | 0 | 0 | 0 | 0 | 0 | 0 | 0 | 0 | 0 | 0 | 0 | 0 | 0
7750 | 12 | 1411.34 | 660 | 131.35 | 2202.69 | 740.21 | 444.13 | 11547.34 | 3387.03 | 14490.24 | 190.84 | 0 | 0 | 2398.5 | 11070 | 11070 | 61.5 | 24569.25 | 290.03 | 19.06 | -54.4 | 13.71 | 20 | 3.48 | 0 | 0.5 | 0.5 | 1 | 0.5 | 0 | 0 | 0 | 0 | 0 | 0 | 0 | 0 | 0 | 0 | 0 | 0 | 0 | 0 | 0 | 0 | 0
7751 | 12 | 1411.34 | 660 | 131.35 | 2202.69 | 740.21 | 444.13 | 11547.34 | 3387.03 | 14490.24 | 190.84 | 0 | 0 | 2398.5 | 11070 | 11070 | 61.5 | 24569.25 | 290.03 | 19.06 | -54.4 | 13.71 | 20 | 3.48 | 0 | 0.5 | 0.5 | 1 | 0.5 | 0 | 0 | 0 | 0 | 0 | 0 | 0 | 0 | 0 | 0 | 0 | 0 | 0 | 0 | 0 | 0 | 0
7752 | 12 | 1411.34 | 660 | 131.35 | 2202.69 | 740.21 | 444.13 | 11547.34 | 3387.03 | 14490.24 | 190.84 | 0 | 0 | 2398.5 | 11070 | 11070 | 61.5 | 24569.25 | 290.03 | 19.06 | -54.4 | 13.71 | 20 | 3.48 | 0 | 0.5 | 0.5 | 1 | 0.5 | 0 | 0 | 0 | 0 | 0 | 0 | 0 | 0 | 0 | 0 | 0 | 0 | 0 | 0 | 0 | 0 | 0
7753 | 11.9 | 1411.34 | 660 | 131.35 | 2202.69 | 740.21 | 444.13 | 11547.34 | 3387.03 | 14490.24 | 190.84 | 0 | 0 | 2398.5 | 2214 | 2214 | 61.5 | 6857.25 | 285.14 | 14.17 | -55.71 | 12.41 | 20 | 21.53 | 0 | 0.5 | 0.1 | 0.5 | 0.5 | 0 | 0 | 0 | 0 | 0 | 0 | 0 | 0 | 0 | 0 | 0 | 0 | 0 | 0 | 0 | 0 | 0
7754 | 11.7 | 1411.34 | 660 | 131.35 | 2202.69 | 740.21 | 444.13 | 11547.34 | 3387.03 | 14490.24 | 190.84 | 0 | 0 | 2398.5 | 2214 | 2214 | 61.5 | 6857.25 | 284.96 | 13.98 | -55.9 | 12.21 | 20 | 22.21 | 0 | 0.5 | 0.1 | 0.5 | 0.5 | 0 | 0 | 0 | 0 | 0 | 0 | 0 | 0 | 0 | 0 | 0 | 0 | 0 | 0 | 0 | 0 | 0
7755 | 11.4 | 1411.34 | 660 | 131.35 | 2202.69 | 740.21 | 444.13 | 11547.34 | 3387.03 | 14490.24 | 190.84 | 0 | 0 | 2398.5 | 2214 | 2214 | 61.5 | 6857.25 | 284.68 | 13.71 | -56.2 | 11.91 | 20 | 23.23 | 0 | 0.5 | 0.1 | 0.5 | 0.5 | 0 | 0 | 0 | 0 | 0 | 0 | 0 | 0 | 0 | 0 | 0 | 0 | 0 | 0 | 0 | 0 | 0
7756 | 11.2 | 1411.34 | 660 | 131.35 | 2202.69 | 740.21 | 444.13 | 11547.34 | 3387.03 | 14490.24 | 190.84 | 0 | 0 | 2398.5 | 2214 | 2214 | 61.5 | 6857.25 | 284.5 | 13.52 | -56.4 | 11.72 | 20 | 23.9 | 0 | 0.5 | 0.1 | 0.5 | 0.5 | 0 | 0 | 0 | 0 | 0 | 0 | 0 | 0 | 0 | 0 | 0 | 0 | 0 | 0 | 0 | 0 | 0
7757 | 11.1 | 1411.34 | 660 | 131.35 | 2202.69 | 740.21 | 444.13 | 11547.34 | 3387.03 | 14490.24 | 190.84 | 0 | 0 | 2398.5 | 2214 | 2214 | 61.5 | 6857.25 | 284.41 | 13.43 | -56.5 | 11.62 | 20 | 24.24 | 0 | 0.5 | 0.1 | 0.5 | 0.5 | 0 | 0 | 0 | 0 | 0 | 0 | 0 | 0 | 0 | 0 | 0 | 0 | 0 | 0 | 0 | 0 | 0
7758 | 10.9 | 1411.34 | 660 | 131.35 | 2202.69 | 740.21 | 444.13 | 11547.34 | 3387.03 | 14490.24 | 190.84 | 0 | 0 | 2398.5 | 2214 | 2214 | 61.5 | 6857.25 | 284.22 | 13.25 | -56.69 | 11.42 | 20 | 24.92 | 0 | 0.5 | 0.1 | 0.5 | 0.5 | 0 | 0 | 0 | 0 | 0 | 0 | 0 | 0 | 0 | 0 | 0 | 0 | 0 | 0 | 0 | 0 | 0
7759 | 11 | 1411.34 | 660 | 131.35 | 2202.69 | 740.21 | 444.13 | 11547.34 | 3387.03 | 14490.24 | 190.84 | 0 | 0 | 2398.5 | 2214 | 2214 | 61.5 | 6857.25 | 284.32 | 13.34 | -56.6 | 11.52 | 20 | 24.58 | 0 | 0.5 | 0.1 | 0.5 | 0.5 | 0 | 0 | 0 | 0 | 0 | 0 | 0 | 0 | 0 | 0 | 0 | 0 | 0 | 0 | 0 | 0 | 0
7760 | 11.1 | 1411.34 | 660 | 131.35 | 2202.69 | 740.21 | 177.65 | 11280.86 | 3120.55 | 14223.76 | 190.84 | 0 | 0 | 959.4 | 4428 | 4428 | 24.6 | 9827.7 | 304.57 | 14.52 | -57.54 | 11.83 | 20 | 18.9 | 0 | 0.2 | 0.2 | 1 | 0.2 | 0 | 0 | 0 | 0 | 0 | 0 | 0 | 0 | 0 | 0 | 0 | 0 | 0 | 0 | 0 | 0 | 0
7761 | 11 | 1411.34 | 660 | 131.35 | 2202.69 | 740.21 | 177.65 | 11280.86 | 3120.55 | 14223.76 | 190.84 | 0 | 0 | 959.4 | 4428 | 4428 | 24.6 | 9827.7 | 304.48 | 14.43 | -57.64 | 11.73 | 20 | 19.21 | 0 | 0.2 | 0.2 | 1 | 0.2 | 0 | 0 | 0 | 0 | 0 | 0 | 0 | 0 | 0 | 0 | 0 | 0 | 0 | 0 | 0 | 0 | 0
7762 | 10.7 | 1411.34 | 660 | 131.35 | 2202.69 | 740.21 | 177.65 | 11280.86 | 3120.55 | 14223.76 | 190.84 | 1055.38 | 87.95 | 959.4 | 4428 | 4428 | 24.6 | 9827.7 | 304.54 | 14.49 | -57.86 | 11.52 | 20 | 19 | 0 | 0.2 | 0.2 | 1 | 0.2 | 0 | 302.45 | 0 | 178.09 | 0 | 402.65 | 0 | 172.19 | 0 | 22.47 | 0 | 9.94 | 0 | 19.67 | 0 | 9.61 | 26.27
7763 | 10.3 | 1411.34 | 660 | 131.35 | 2202.69 | 740.21 | 177.65 | 11280.86 | 3120.55 | 14223.76 | 190.84 | 1939.65 | 161.49 | 959.4 | 4428 | 4428 | 24.6 | 9827.7 | 304.45 | 14.4 | -58.18 | 11.19 | 20 | 19.29 | 0 | 0.2 | 0.2 | 1 | 0.2 | 0 | 555.17 | 0 | 324.37 | 0 | 743.57 | 0 | 316.54 | 0 | 41.25 | 0 | 18.1 | 0 | 36.32 | 0 | 17.66 | 48.16
7764 | 9.8 | 1411.34 | 660 | 131.35 | 2202.69 | 740.21 | 177.65 | 11280.86 | 3120.55 | 14223.76 | 190.84 | 3929.45 | 325.77 | 959.4 | 4428 | 4428 | 24.6 | 9827.7 | 304.63 | 14.58 | -58.53 | 10.85 | 20 | 18.7 | 0 | 0.2 | 0.2 | 1 | 0.2 | 0 | 1119.88 | 0 | 657.71 | 0 | 1513.32 | 0 | 638.53 | 0 | 83.2 | 0 | 36.69 | 0 | 73.93 | 0 | 35.62 | 96.32
7765 | 9.5 | 1411.34 | 660 | 131.35 | 2202.69 | 740.21 | 177.65 | 11280.86 | 3120.55 | 14223.76 | 190.84 | 5595.67 | 462.21 | 959.4 | 4428 | 4428 | 24.6 | 9827.7 | 304.88 | 14.83 | -58.7 | 10.67 | 20 | 17.83 | 0 | 0.2 | 0.2 | 1 | 0.2 | 0 | 1586.72 | 0 | 933.86 | 0 | 2170.38 | 0 | 904.71 | 0 | 117.89 | 0 | 52.1 | 0 | 106.03 | 0 | 50.47 | 135.72
7766 | 9.8 | 1411.34 | 660 | 131.35 | 2202.69 | 740.21 | 177.65 | 11280.86 | 3120.55 | 14223.76 | 190.84 | 4496.18 | 371.71 | 959.4 | 4428 | 4428 | 24.6 | 9827.7 | 304.8 | 14.75 | -58.49 | 10.89 | 20 | 18.09 | 0 | 0.2 | 0.2 | 1 | 0.2 | 0 | 1273.95 | 0 | 743.36 | 0 | 1752.5 | 0 | 726.37 | 0 | 94.65 | 0 | 41.47 | 0 | 85.61 | 0 | 40.53 | 109.46
7767 | 10.1 | 1411.34 | 660 | 131.35 | 2202.69 | 740.21 | 177.65 | 11280.86 | 3120.55 | 14223.76 | 190.84 | 10124.06 | 819.22 | 959.4 | 4428 | 4428 | 24.6 | 9827.7 | 306.84 | 16.79 | -57.77 | 11.61 | 20 | 11.08 | 0 | 0.2 | 0.2 | 1 | 0.2 | 0 | 2759.34 | 0 | 1652.34 | 0 | 4139.07 | 0 | 1573.31 | 0 | 205.01 | 0 | 92.19 | 0 | 202.2 | 0 | 87.78 | 232.05
7768 | 9.8 | 1411.34 | 660 | 131.35 | 2202.69 | 740.21 | 177.65 | 11280.86 | 3120.55 | 14223.76 | 190.84 | 4169.75 | 337.53 | 959.4 | 4428 | 4428 | 24.6 | 9827.7 | 304.7 | 14.65 | -58.51 | 10.86 | 20 | 18.45 | 0 | 0.2 | 0.2 | 1 | 0.2 | 0 | 1121.2 | 0 | 655.22 | 0 | 1754.04 | 0 | 639.28 | 0 | 83.3 | 0 | 36.56 | 0 | 85.69 | 0 | 35.67 | 96.32
7769 | 9.9 | 1411.34 | 660 | 131.35 | 2202.69 | 740.21 | 177.65 | 11280.86 | 3120.55 | 14223.76 | 190.84 | 0 | 0 | 959.4 | 4428 | 4428 | 24.6 | 9827.7 | 303.48 | 13.43 | -58.72 | 10.65 | 20 | 22.64 | 0 | 0.2 | 0.2 | 1 | 0.2 | 0 | 0 | 0 | 0 | 0 | 0 | 0 | 0 | 0 | 0 | 0 | 0 | 0 | 0 | 0 | 0 | 0
7770 | 9.9 | 1411.34 | 660 | 131.35 | 2202.69 | 740.21 | 444.13 | 11547.34 | 3387.03 | 14490.24 | 190.84 | 0 | 0 | 2398.5 | 11070 | 11070 | 61.5 | 24569.25 | 288.11 | 17.13 | -56.48 | 11.64 | 20 | 10.59 | 0 | 0.5 | 0.5 | 1 | 0.5 | 0 | 0 | 0 | 0 | 0 | 0 | 0 | 0 | 0 | 0 | 0 | 0 | 0 | 0 | 0 | 0 | 0
7771 | 9.6 | 1411.34 | 660 | 131.35 | 2202.69 | 740.21 | 444.13 | 11547.34 | 3387.03 | 14490.24 | 190.84 | 0 | 0 | 2398.5 | 11070 | 11070 | 61.5 | 24569.25 | 287.83 | 16.85 | -56.77 | 11.34 | 20 | 11.61 | 0 | 0.5 | 0.5 | 1 | 0.5 | 0 | 0 | 0 | 0 | 0 | 0 | 0 | 0 | 0 | 0 | 0 | 0 | 0 | 0 | 0 | 0 | 0
7772 | 9.2 | 1411.34 | 660 | 131.35 | 2202.69 | 740.21 | 444.13 | 11547.34 | 3387.03 | 14490.24 | 190.84 | 0 | 0 | 2398.5 | 11070 | 11070 | 61.5 | 24569.25 | 287.46 | 16.49 | -57.17 | 10.95 | 20 | 12.96 | 0 | 0.5 | 0.5 | 1 | 0.5 | 0 | 0 | 0 | 0 | 0 | 0 | 0 | 0 | 0 | 0 | 0 | 0 | 0 | 0 | 0 | 0 | 0
7773 | 9 | 1411.34 | 660 | 131.35 | 2202.69 | 740.21 | 444.13 | 11547.34 | 3387.03 | 14490.24 | 190.84 | 0 | 0 | 2398.5 | 11070 | 11070 | 61.5 | 24569.25 | 287.28 | 16.3 | -57.36 | 10.75 | 20 | 13.64 | 0 | 0.5 | 0.5 | 1 | 0.5 | 0 | 0 | 0 | 0 | 0 | 0 | 0 | 0 | 0 | 0 | 0 | 0 | 0 | 0 | 0 | 0 | 0
7774 | 8.9 | 1411.34 | 660 | 131.35 | 2202.69 | 740.21 | 444.13 | 11547.34 | 3387.03 | 14490.24 | 190.84 | 0 | 0 | 2398.5 | 11070 | 11070 | 61.5 | 24569.25 | 287.19 | 16.21 | -57.46 | 10.65 | 20 | 13.98 | 0 | 0.5 | 0.5 | 1 | 0.5 | 0 | 0 | 0 | 0 | 0 | 0 | 0 | 0 | 0 | 0 | 0 | 0 | 0 | 0 | 0 | 0 | 0
7775 | 8.7 | 1411.34 | 660 | 131.35 | 2202.69 | 740.21 | 444.13 | 11547.34 | 3387.03 | 14490.24 | 190.84 | 0 | 0 | 2398.5 | 11070 | 11070 | 61.5 | 24569.25 | 287 | 16.03 | -57.66 | 10.46 | 20 | 14.66 | 0 | 0.5 | 0.5 | 1 | 0.5 | 0 | 0 | 0 | 0 | 0 | 0 | 0 | 0 | 0 | 0 | 0 | 0 | 0 | 0 | 0 | 0 | 0
7776 | 8.6 | 1411.34 | 660 | 131.35 | 2202.69 | 740.21 | 444.13 | 11547.34 | 3387.03 | 14490.24 | 190.84 | 0 | 0 | 2398.5 | 11070 | 11070 | 61.5 | 24569.25 | 286.91 | 15.94 | -57.76 | 10.36 | 20 | 15 | 0 | 0.5 | 0.5 | 1 | 0.5 | 0 | 0 | 0 | 0 | 0 | 0 | 0 | 0 | 0 | 0 | 0 | 0 | 0 | 0 | 0 | 0 | 0
7777 | 8.5 | 1411.34 | 660 | 131.35 | 2202.69 | 740.21 | 444.13 | 11547.34 | 3387.03 | 14490.24 | 190.84 | 0 | 0 | 2398.5 | 2214 | 2214 | 61.5 | 6857.25 | 282.02 | 11.04 | -59.06 | 9.05 | 20 | 33.05 | 0 | 0.5 | 0.1 | 0.5 | 0.5 | 0 | 0 | 0 | 0 | 0 | 0 | 0 | 0 | 0 | 0 | 0 | 0 | 0 | 0 | 0 | 0 | 0
7778 | 8.3 | 1411.34 | 660 | 131.35 | 2202.69 | 740.21 | 444.13 | 11547.34 | 3387.03 | 14490.24 | 190.84 | 0 | 0 | 2398.5 | 2214 | 2214 | 61.5 | 6857.25 | 281.84 | 10.86 | -59.26 | 8.85 | 20 | 33.73 | 0 | 0.5 | 0.1 | 0.5 | 0.5 | 0 | 0 | 0 | 0 | 0 | 0 | 0 | 0 | 0 | 0 | 0 | 0 | 0 | 0 | 0 | 0 | 0
7779 | 8.5 | 1411.34 | 660 | 131.35 | 2202.69 | 740.21 | 444.13 | 11547.34 | 3387.03 | 14490.24 | 190.84 | 0 | 0 | 2398.5 | 2214 | 2214 | 61.5 | 6857.25 | 282.02 | 11.04 | -59.06 | 9.05 | 20 | 33.05 | 0 | 0.5 | 0.1 | 0.5 | 0.5 | 0 | 0 | 0 | 0 | 0 | 0 | 0 | 0 | 0 | 0 | 0 | 0 | 0 | 0 | 0 | 0 | 0
7780 | 8.5 | 1411.34 | 660 | 131.35 | 2202.69 | 740.21 | 444.13 | 11547.34 | 3387.03 | 14490.24 | 190.84 | 0 | 0 | 2398.5 | 2214 | 2214 | 61.5 | 6857.25 | 282.02 | 11.04 | -59.06 | 9.05 | 20 | 33.05 | 0 | 0.5 | 0.1 | 0.5 | 0.5 | 0 | 0 | 0 | 0 | 0 | 0 | 0 | 0 | 0 | 0 | 0 | 0 | 0 | 0 | 0 | 0 | 0
7781 | 8.7 | 1411.34 | 660 | 131.35 | 2202.69 | 740.21 | 444.13 | 11547.34 | 3387.03 | 14490.24 | 190.84 | 0 | 0 | 2398.5 | 2214 | 2214 | 61.5 | 6857.25 | 282.2 | 11.23 | -58.87 | 9.25 | 20 | 32.37 | 0 | 0.5 | 0.1 | 0.5 | 0.5 | 0 | 0 | 0 | 0 | 0 | 0 | 0 | 0 | 0 | 0 | 0 | 0 | 0 | 0 | 0 | 0 | 0
7782 | 8.3 | 1411.34 | 660 | 131.35 | 2202.69 | 740.21 | 444.13 | 11547.34 | 3387.03 | 14490.24 | 190.84 | 0 | 0 | 2398.5 | 2214 | 2214 | 61.5 | 6857.25 | 281.84 | 10.86 | -59.26 | 8.85 | 20 | 33.73 | 0 | 0.5 | 0.1 | 0.5 | 0.5 | 0 | 0 | 0 | 0 | 0 | 0 | 0 | 0 | 0 | 0 | 0 | 0 | 0 | 0 | 0 | 0 | 0
7783 | 7.9 | 1411.34 | 660 | 131.35 | 2202.69 | 740.21 | 444.13 | 11547.34 | 3387.03 | 14490.24 | 190.84 | 0 | 0 | 2398.5 | 2214 | 2214 | 61.5 | 6857.25 | 281.47 | 10.49 | -59.66 | 8.46 | 20 | 35.08 | 0 | 0.5 | 0.1 | 0.5 | 0.5 | 0 | 0 | 0 | 0 | 0 | 0 | 0 | 0 | 0 | 0 | 0 | 0 | 0 | 0 | 0 | 0 | 0
7784 | 7.7 | 1411.34 | 660 | 131.35 | 2202.69 | 740.21 | 177.65 | 11280.86 | 3120.55 | 14223.76 | 190.84 | 0 | 0 | 959.4 | 4428 | 4428 | 24.6 | 9827.7 | 301.49 | 11.44 | -60.9 | 8.48 | 20 | 29.51 | 0 | 0.2 | 0.2 | 1 | 0.2 | 0 | 0 | 0 | 0 | 0 | 0 | 0 | 0 | 0 | 0 | 0 | 0 | 0 | 0 | 0 | 0 | 0
7785 | 7.9 | 1411.34 | 660 | 131.35 | 2202.69 | 740.21 | 177.65 | 11280.86 | 3120.55 | 14223.76 | 190.84 | 631.01 | 50.34 | 959.4 | 4428 | 4428 | 24.6 | 9827.7 | 301.87 | 11.82 | -60.65 | 8.72 | 20 | 28.2 | 0 | 0.2 | 0.2 | 1 | 0.2 | 0 | 184.16 | 0 | 157.01 | 0 | 203.02 | 0 | 86.82 | 0 | 13.68 | 0 | 8.76 | 0 | 9.92 | 0 | 4.84 | 13.13
7786 | 8.3 | 1411.34 | 660 | 131.35 | 2202.69 | 740.21 | 177.65 | 11280.86 | 3120.55 | 14223.76 | 190.84 | 7186.52 | 562.76 | 959.4 | 4428 | 4428 | 24.6 | 9827.7 | 304.28 | 14.23 | -59.77 | 9.61 | 20 | 19.89 | 0 | 0.2 | 0.2 | 1 | 0.2 | 0 | 1777.82 | 0 | 2207.31 | 0 | 2242.45 | 0 | 958.94 | 0 | 132.08 | 0 | 123.15 | 0 | 109.55 | 0 | 53.5 | 144.48
7787 | 8.7 | 1411.34 | 660 | 131.35 | 2202.69 | 740.21 | 177.65 | 11280.86 | 3120.55 | 14223.76 | 190.84 | 11252.4 | 908.26 | 959.4 | 4428 | 4428 | 24.6 | 9827.7 | 305.92 | 15.87 | -59.07 | 10.31 | 20 | 14.23 | 0 | 0.2 | 0.2 | 1 | 0.2 | 0 | 3031.13 | 0 | 2234.82 | 0 | 4258.17 | 0 | 1728.28 | 0 | 225.2 | 0 | 124.68 | 0 | 208.02 | 0 | 96.42 | 253.94
7788 | 9.5 | 1411.34 | 660 | 131.35 | 2202.69 | 740.21 | 177.65 | 11280.86 | 3120.55 | 14223.76 | 190.84 | 21265.48 | 1656.67 | 959.4 | 4428 | 4428 | 24.6 | 9827.7 | 309.77 | 19.72 | -57.53 | 11.84 | 20 | 0.97 | 0 | 0.2 | 0.2 | 1 | 0.2 | 0 | 5000.77 | 0 | 4751.01 | 0 | 8662.39 | 0 | 2851.31 | 0 | 371.53 | 0 | 265.06 | 0 | 423.17 | 0 | 159.08 | 437.82
7789 | 9.8 | 1411.34 | 660 | 131.35 | 2202.69 | 740.21 | 177.65 | 11280.86 | 3120.55 | 14223.76 | 190.84 | 15921.77 | 1289.36 | 959.4 | 4428 | 4428 | 24.6 | 9827.7 | 308.38 | 18.33 | -57.63 | 11.74 | 20 | 5.74 | 0 | 0.2 | 0.2 | 1 | 0.2 | 0 | 4393.89 | 0 | 2734.39 | 0 | 6288.2 | 0 | 2505.29 | 0 | 326.45 | 0 | 152.55 | 0 | 307.19 | 0 | 139.77 | 363.39
7790 | 10.6 | 1411.34 | 660 | 131.35 | 2202.69 | 740.21 | 177.65 | 11280.86 | 3120.55 | 14223.76 | 190.84 | 21141.68 | 1646.58 | 959.4 | 4428 | 4428 | 24.6 | 9827.7 | 310.72 | 20.68 | -56.45 | 12.92 | 20.68 | 0 | 0 | 0.2 | 0.2 | 1 | 0.2 | 0 | 5104.3 | 0 | 3729.57 | 0 | 9397.46 | 0 | 2910.34 | 0 | 379.23 | 0 | 208.08 | 0 | 459.08 | 0 | 162.37 | 437.82
7791 | 10.8 | 1411.34 | 660 | 131.35 | 2202.69 | 740.21 | 177.65 | 11280.86 | 3120.55 | 14223.76 | 190.84 | 16312.52 | 1275.54 | 959.4 | 4428 | 4428 | 24.6 | 9827.7 | 309.42 | 19.37 | -56.62 | 12.76 | 20 | 2.16 | 0 | 0.2 | 0.2 | 1 | 0.2 | 0 | 4041.59 | 0 | 2639.45 | 0 | 7327.07 | 0 | 2304.42 | 0 | 300.27 | 0 | 147.26 | 0 | 357.94 | 0 | 128.57 | 341.5
7792 | 10.5 | 1411.34 | 660 | 131.35 | 2202.69 | 740.21 | 177.65 | 11280.86 | 3120.55 | 14223.76 | 190.84 | 6114.91 | 487.87 | 959.4 | 4428 | 4428 | 24.6 | 9827.7 | 305.94 | 15.89 | -57.67 | 11.7 | 20 | 14.17 | 0 | 0.2 | 0.2 | 1 | 0.2 | 0 | 1594.29 | 0 | 943.02 | 0 | 2668.58 | 0 | 909.02 | 0 | 118.45 | 0 | 52.61 | 0 | 130.37 | 0 | 50.72 | 135.72
7793 | 10.2 | 1411.34 | 660 | 131.35 | 2202.69 | 740.21 | 177.65 | 11280.86 | 3120.55 | 14223.76 | 190.84 | 1501.07 | 103.71 | 959.4 | 4428 | 4428 | 24.6 | 9827.7 | 304.22 | 14.17 | -58.32 | 11.06 | 20 | 20.1 | 0 | 0.2 | 0.2 | 1 | 0.2 | 0 | 116.01 | 0 | 66.15 | 0 | 1217.78 | 0 | 101.13 | 0 | 8.62 | 0 | 3.69 | 0 | 59.49 | 0 | 5.64 | 26.27
7794 | 10.3 | 1411.34 | 660 | 131.35 | 2202.69 | 740.21 | 444.13 | 11547.34 | 3387.03 | 14490.24 | 190.84 | 0 | 0 | 2398.5 | 11070 | 11070 | 61.5 | 24569.25 | 288.47 | 17.5 | -56.08 | 12.03 | 20 | 9.24 | 0 | 0.5 | 0.5 | 1 | 0.5 | 0 | 0 | 0 | 0 | 0 | 0 | 0 | 0 | 0 | 0 | 0 | 0 | 0 | 0 | 0 | 0 | 0
7795 | 10.6 | 1411.34 | 660 | 131.35 | 2202.69 | 740.21 | 444.13 | 11547.34 | 3387.03 | 14490.24 | 190.84 | 0 | 0 | 2398.5 | 11070 | 11070 | 61.5 | 24569.25 | 288.75 | 17.77 | -55.78 | 12.33 | 20 | 8.22 | 0 | 0.5 | 0.5 | 1 | 0.5 | 0 | 0 | 0 | 0 | 0 | 0 | 0 | 0 | 0 | 0 | 0 | 0 | 0 | 0 | 0 | 0 | 0
7796 | 10.2 | 1411.34 | 660 | 131.35 | 2202.69 | 740.21 | 444.13 | 11547.34 | 3387.03 | 14490.24 | 190.84 | 0 | 0 | 2398.5 | 11070 | 11070 | 61.5 | 24569.25 | 288.38 | 17.4 | -56.18 | 11.94 | 20 | 9.58 | 0 | 0.5 | 0.5 | 1 | 0.5 | 0 | 0 | 0 | 0 | 0 | 0 | 0 | 0 | 0 | 0 | 0 | 0 | 0 | 0 | 0 | 0 | 0
7797 | 10 | 1411.34 | 660 | 131.35 | 2202.69 | 740.21 | 444.13 | 11547.34 | 3387.03 | 14490.24 | 190.84 | 0 | 0 | 2398.5 | 11070 | 11070 | 61.5 | 24569.25 | 288.2 | 17.22 | -56.38 | 11.74 | 20 | 10.26 | 0 | 0.5 | 0.5 | 1 | 0.5 | 0 | 0 | 0 | 0 | 0 | 0 | 0 | 0 | 0 | 0 | 0 | 0 | 0 | 0 | 0 | 0 | 0
7798 | 9.8 | 1411.34 | 660 | 131.35 | 2202.69 | 740.21 | 444.13 | 11547.34 | 3387.03 | 14490.24 | 190.84 | 0 | 0 | 2398.5 | 11070 | 11070 | 61.5 | 24569.25 | 288.01 | 17.04 | -56.57 | 11.54 | 20 | 10.93 | 0 | 0.5 | 0.5 | 1 | 0.5 | 0 | 0 | 0 | 0 | 0 | 0 | 0 | 0 | 0 | 0 | 0 | 0 | 0 | 0 | 0 | 0 | 0
7799 | 9.8 | 1411.34 | 660 | 131.35 | 2202.69 | 740.21 | 444.13 | 11547.34 | 3387.03 | 14490.24 | 190.84 | 0 | 0 | 2398.5 | 11070 | 11070 | 61.5 | 24569.25 | 288.01 | 17.04 | -56.57 | 11.54 | 20 | 10.93 | 0 | 0.5 | 0.5 | 1 | 0.5 | 0 | 0 | 0 | 0 | 0 | 0 | 0 | 0 | 0 | 0 | 0 | 0 | 0 | 0 | 0 | 0 | 0
7800 | 9.1 | 1411.34 | 660 | 131.35 | 2202.69 | 740.21 | 444.13 | 11547.34 | 3387.03 | 14490.24 | 190.84 | 0 | 0 | 2398.5 | 11070 | 11070 | 61.5 | 24569.25 | 287.37 | 16.4 | -57.26 | 10.85 | 20 | 13.3 | 0 | 0.5 | 0.5 | 1 | 0.5 | 0 | 0 | 0 | 0 | 0 | 0 | 0 | 0 | 0 | 0 | 0 | 0 | 0 | 0 | 0 | 0 | 0
7801 | 9.1 | 1411.34 | 660 | 131.35 | 2202.69 | 740.21 | 444.13 | 11547.34 | 3387.03 | 14490.24 | 190.84 | 0 | 0 | 2398.5 | 2214 | 2214 | 61.5 | 6857.25 | 282.57 | 11.6 | -58.47 | 9.64 | 20 | 31.02 | 0 | 0.5 | 0.1 | 0.5 | 0.5 | 0 | 0 | 0 | 0 | 0 | 0 | 0 | 0 | 0 | 0 | 0 | 0 | 0 | 0 | 0 | 0 | 0
7802 | 9.4 | 1411.34 | 660 | 131.35 | 2202.69 | 740.21 | 444.13 | 11547.34 | 3387.03 | 14490.24 | 190.84 | 0 | 0 | 2398.5 | 2214 | 2214 | 61.5 | 6857.25 | 282.85 | 11.87 | -58.17 | 9.94 | 20 | 30 | 0 | 0.5 | 0.1 | 0.5 | 0.5 | 0 | 0 | 0 | 0 | 0 | 0 | 0 | 0 | 0 | 0 | 0 | 0 | 0 | 0 | 0 | 0 | 0
7803 | 9.6 | 1411.34 | 660 | 131.35 | 2202.69 | 740.21 | 444.13 | 11547.34 | 3387.03 | 14490.24 | 190.84 | 0 | 0 | 2398.5 | 2214 | 2214 | 61.5 | 6857.25 | 283.03 | 12.05 | -57.98 | 10.14 | 20 | 29.32 | 0 | 0.5 | 0.1 | 0.5 | 0.5 | 0 | 0 | 0 | 0 | 0 | 0 | 0 | 0 | 0 | 0 | 0 | 0 | 0 | 0 | 0 | 0 | 0
7804 | 9.3 | 1411.34 | 660 | 131.35 | 2202.69 | 740.21 | 444.13 | 11547.34 | 3387.03 | 14490.24 | 190.84 | 0 | 0 | 2398.5 | 2214 | 2214 | 61.5 | 6857.25 | 282.76 | 11.78 | -58.27 | 9.84 | 20 | 30.34 | 0 | 0.5 | 0.1 | 0.5 | 0.5 | 0 | 0 | 0 | 0 | 0 | 0 | 0 | 0 | 0 | 0 | 0 | 0 | 0 | 0 | 0 | 0 | 0
7805 | 9.5 | 1411.34 | 660 | 131.35 | 2202.69 | 740.21 | 444.13 | 11547.34 | 3387.03 | 14490.24 | 190.84 | 0 | 0 | 2398.5 | 2214 | 2214 | 61.5 | 6857.25 | 282.94 | 11.96 | -58.08 | 10.04 | 20 | 29.66 | 0 | 0.5 | 0.1 | 0.5 | 0.5 | 0 | 0 | 0 | 0 | 0 | 0 | 0 | 0 | 0 | 0 | 0 | 0 | 0 | 0 | 0 | 0 | 0
7806 | 9.5 | 1411.34 | 660 | 131.35 | 2202.69 | 740.21 | 444.13 | 11547.34 | 3387.03 | 14490.24 | 190.84 | 0 | 0 | 2398.5 | 2214 | 2214 | 61.5 | 6857.25 | 282.94 | 11.96 | -58.08 | 10.04 | 20 | 29.66 | 0 | 0.5 | 0.1 | 0.5 | 0.5 | 0 | 0 | 0 | 0 | 0 | 0 | 0 | 0 | 0 | 0 | 0 | 0 | 0 | 0 | 0 | 0 | 0
7807 | 9.4 | 1411.34 | 660 | 131.35 | 2202.69 | 740.21 | 444.13 | 11547.34 | 3387.03 | 14490.24 | 190.84 | 0 | 0 | 2398.5 | 2214 | 2214 | 61.5 | 6857.25 | 282.85 | 11.87 | -58.17 | 9.94 | 20 | 30 | 0 | 0.5 | 0.1 | 0.5 | 0.5 | 0 | 0 | 0 | 0 | 0 | 0 | 0 | 0 | 0 | 0 | 0 | 0 | 0 | 0 | 0 | 0 | 0
7808 | 9.2 | 1411.34 | 660 | 131.35 | 2202.69 | 740.21 | 177.65 | 11280.86 | 3120.55 | 14223.76 | 190.84 | 0 | 0 | 959.4 | 4428 | 4428 | 24.6 | 9827.7 | 302.85 | 12.8 | -59.42 | 9.96 | 20 | 24.83 | 0 | 0.2 | 0.2 | 1 | 0.2 | 0 | 0 | 0 | 0 | 0 | 0 | 0 | 0 | 0 | 0 | 0 | 0 | 0 | 0 | 0 | 0 | 0
7809 | 9.4 | 1411.34 | 660 | 131.35 | 2202.69 | 740.21 | 177.65 | 11280.86 | 3120.55 | 14223.76 | 190.84 | 0 | 0 | 959.4 | 4428 | 4428 | 24.6 | 9827.7 | 303.03 | 12.98 | -59.22 | 10.16 | 20 | 24.2 | 0 | 0.2 | 0.2 | 1 | 0.2 | 0 | 0 | 0 | 0 | 0 | 0 | 0 | 0 | 0 | 0 | 0 | 0 | 0 | 0 | 0 | 0 | 0
7810 | 9.7 | 1411.34 | 660 | 131.35 | 2202.69 | 740.21 | 177.65 | 11280.86 | 3120.55 | 14223.76 | 190.84 | 3112.08 | 256.27 | 959.4 | 4428 | 4428 | 24.6 | 9827.7 | 304.28 | 14.23 | -58.69 | 10.69 | 20 | 19.9 | 0 | 0.2 | 0.2 | 1 | 0.2 | 0 | 883.75 | 0 | 553.56 | 0 | 1173.12 | 0 | 501.66 | 0 | 65.66 | 0 | 30.88 | 0 | 57.31 | 0 | 27.99 | 74.43
7811 | 10.8 | 1411.34 | 660 | 131.35 | 2202.69 | 740.21 | 177.65 | 11280.86 | 3120.55 | 14223.76 | 190.84 | 12155.88 | 971.9 | 959.4 | 4428 | 4428 | 24.6 | 9827.7 | 308.1 | 18.05 | -56.93 | 12.45 | 20 | 6.71 | 0 | 0.2 | 0.2 | 1 | 0.2 | 0 | 3151.07 | 0 | 2643.62 | 0 | 4564.52 | 0 | 1796.66 | 0 | 234.11 | 0 | 147.49 | 0 | 222.99 | 0 | 100.24 | 267.07
7812 | 11.2 | 1411.34 | 660 | 131.35 | 2202.69 | 740.21 | 177.65 | 11280.86 | 3120.55 | 14223.76 | 190.84 | 10844.92 | 886.08 | 959.4 | 4428 | 4428 | 24.6 | 9827.7 | 308.06 | 18.01 | -56.63 | 12.75 | 20 | 6.86 | 0 | 0.2 | 0.2 | 1 | 0.2 | 0 | 3039.22 | 0 | 1873.23 | 0 | 4199.58 | 0 | 1732.89 | 0 | 225.8 | 0 | 104.51 | 0 | 205.16 | 0 | 96.68 | 253.94
7813 | 12.3 | 1411.34 | 660 | 131.35 | 2202.69 | 740.21 | 177.65 | 11280.86 | 3120.55 | 14223.76 | 190.84 | 20664.43 | 1625 | 959.4 | 4428 | 4428 | 24.6 | 9827.7 | 312.12 | 22.07 | -54.81 | 14.56 | 22.07 | 0 | 0 | 0.2 | 0.2 | 1 | 0.2 | 0 | 5117.35 | 0 | 3923.43 | 0 | 8705.86 | 0 | 2917.79 | 0 | 380.2 | 0 | 218.89 | 0 | 425.3 | 0 | 162.79 | 437.82
7814 | 13.5 | 1411.34 | 660 | 131.35 | 2202.69 | 740.21 | 177.65 | 11280.86 | 3120.55 | 14223.76 | 190.84 | 59989.6 | 3981.8 | 959.4 | 4428 | 4428 | 24.6 | 9827.7 | 325.38 | 35.33 | -50.73 | 18.64 | 23.9 | 0 | 0 | 0.2 | 0.2 | 1 | 0.2 | 0 | 7182.94 | 0 | 12531.25 | 0 | 36179.88 | 0 | 4095.53 | 0 | 533.66 | 0 | 699.13 | 0 | 1767.46 | 0 | 228.49 | 753.05
7815 | 13.8 | 1411.34 | 660 | 131.35 | 2202.69 | 740.21 | 177.65 | 11280.86 | 3120.55 | 14223.76 | 190.84 | 19102.1 | 2577.39 | 959.4 | 4428 | 4428 | 24.6 | 9827.7 | 313.45 | 23.4 | -53.37 | 16 | 23.4 | 0 | 0 | 0.2 | 0.2 | 1 | 0.2 | 0 | 2677.81 | 0 | 2978.55 | 0 | 11918.92 | 0 | 1526.82 | 0 | 397.9 | 0 | 332.35 | 0 | 1164.52 | 0 | 170.37 | 512.25
7816 | 13.7 | 1411.34 | 660 | 131.35 | 2202.69 | 740.21 | 177.65 | 11280.86 | 3120.55 | 14223.76 | 190.84 | 9429.76 | 730.03 | 959.4 | 4428 | 4428 | 24.6 | 9827.7 | 310 | 19.95 | -54.27 | 15.1 | 20 | 0.16 | 0 | 0.2 | 0.2 | 1 | 0.2 | 0 | 2281.39 | 0 | 1390.95 | 0 | 4456.63 | 0 | 1300.79 | 0 | 169.5 | 0 | 77.6 | 0 | 217.71 | 0 | 72.57 | 192.64
7817 | 13.6 | 1411.34 | 660 | 131.35 | 2202.69 | 740.21 | 177.65 | 11280.86 | 3120.55 | 14223.76 | 190.84 | 738.97 | 51.29 | 959.4 | 4428 | 4428 | 24.6 | 9827.7 | 307.06 | 17.01 | -55.02 | 14.36 | 20 | 10.31 | 0 | 0.2 | 0.2 | 1 | 0.2 | 0 | 58.08 | 0 | 33.11 | 0 | 598.17 | 0 | 49.61 | 0 | 4.31 | 0 | 1.85 | 0 | 29.22 | 0 | 2.77 | 13.13
7818 | 13.7 | 1411.34 | 660 | 131.35 | 2202.69 | 740.21 | 444.13 | 11547.34 | 3387.03 | 14490.24 | 190.84 | 0 | 0 | 2398.5 | 11070 | 11070 | 61.5 | 24569.25 | 291.59 | 20.62 | -52.72 | 15.39 | 20.62 | 0 | 0 | 0.5 | 0.5 | 1 | 0.5 | 0 | 0 | 0 | 0 | 0 | 0 | 0 | 0 | 0 | 0 | 0 | 0 | 0 | 0 | 0 | 0 | 0
7819 | 13.4 | 1411.34 | 660 | 131.35 | 2202.69 | 740.21 | 444.13 | 11547.34 | 3387.03 | 14490.24 | 190.84 | 0 | 0 | 2398.5 | 11070 | 11070 | 61.5 | 24569.25 | 291.34 | 20.36 | -53.02 | 15.09 | 20.36 | 0 | 0 | 0.5 | 0.5 | 1 | 0.5 | 0 | 0 | 0 | 0 | 0 | 0 | 0 | 0 | 0 | 0 | 0 | 0 | 0 | 0 | 0 | 0 | 0
7820 | 13.5 | 1411.34 | 660 | 131.35 | 2202.69 | 740.21 | 444.13 | 11547.34 | 3387.03 | 14490.24 | 190.84 | 0 | 0 | 2398.5 | 11070 | 11070 | 61.5 | 24569.25 | 291.42 | 20.44 | -52.92 | 15.19 | 20.44 | 0 | 0 | 0.5 | 0.5 | 1 | 0.5 | 0 | 0 | 0 | 0 | 0 | 0 | 0 | 0 | 0 | 0 | 0 | 0 | 0 | 0 | 0 | 0 | 0
7821 | 13.4 | 1411.34 | 660 | 131.35 | 2202.69 | 740.21 | 444.13 | 11547.34 | 3387.03 | 14490.24 | 190.84 | 0 | 0 | 2398.5 | 11070 | 11070 | 61.5 | 24569.25 | 291.33 | 20.36 | -53.02 | 15.09 | 20.36 | 0 | 0 | 0.5 | 0.5 | 1 | 0.5 | 0 | 0 | 0 | 0 | 0 | 0 | 0 | 0 | 0 | 0 | 0 | 0 | 0 | 0 | 0 | 0 | 0
7822 | 13.3 | 1411.34 | 660 | 131.35 | 2202.69 | 740.21 | 444.13 | 11547.34 | 3387.03 | 14490.24 | 190.84 | 0 | 0 | 2398.5 | 11070 | 11070 | 61.5 | 24569.25 | 291.24 | 20.26 | -53.12 | 15 | 20.26 | 0 | 0 | 0.5 | 0.5 | 1 | 0.5 | 0 | 0 | 0 | 0 | 0 | 0 | 0 | 0 | 0 | 0 | 0 | 0 | 0 | 0 | 0 | 0 | 0
7823 | 13.4 | 1411.34 | 660 | 131.35 | 2202.69 | 740.21 | 444.13 | 11547.34 | 3387.03 | 14490.24 | 190.84 | 0 | 0 | 2398.5 | 11070 | 11070 | 61.5 | 24569.25 | 291.33 | 20.35 | -53.02 | 15.09 | 20.35 | 0 | 0 | 0.5 | 0.5 | 1 | 0.5 | 0 | 0 | 0 | 0 | 0 | 0 | 0 | 0 | 0 | 0 | 0 | 0 | 0 | 0 | 0 | 0 | 0
7824 | 13.6 | 1411.34 | 660 | 131.35 | 2202.69 | 740.21 | 444.13 | 11547.34 | 3387.03 | 14490.24 | 190.84 | 0 | 0 | 2398.5 | 11070 | 11070 | 61.5 | 24569.25 | 291.51 | 20.54 | -52.82 | 15.29 | 20.54 | 0 | 0 | 0.5 | 0.5 | 1 | 0.5 | 0 | 0 | 0 | 0 | 0 | 0 | 0 | 0 | 0 | 0 | 0 | 0 | 0 | 0 | 0 | 0 | 0
7825 | 13.5 | 1411.34 | 660 | 131.35 | 2202.69 | 740.21 | 444.13 | 11547.34 | 3387.03 | 14490.24 | 190.84 | 0 | 0 | 2398.5 | 2214 | 2214 | 61.5 | 6857.25 | 286.63 | 15.65 | -54.13 | 13.99 | 20 | 16.05 | 0 | 0.5 | 0.1 | 0.5 | 0.5 | 0 | 0 | 0 | 0 | 0 | 0 | 0 | 0 | 0 | 0 | 0 | 0 | 0 | 0 | 0 | 0 | 0
7826 | 13.5 | 1411.34 | 660 | 131.35 | 2202.69 | 740.21 | 444.13 | 11547.34 | 3387.03 | 14490.24 | 190.84 | 0 | 0 | 2398.5 | 2214 | 2214 | 61.5 | 6857.25 | 286.61 | 15.63 | -54.13 | 13.99 | 20 | 16.11 | 0 | 0.5 | 0.1 | 0.5 | 0.5 | 0 | 0 | 0 | 0 | 0 | 0 | 0 | 0 | 0 | 0 | 0 | 0 | 0 | 0 | 0 | 0 | 0
7827 | 13.1 | 1411.34 | 660 | 131.35 | 2202.69 | 740.21 | 444.13 | 11547.34 | 3387.03 | 14490.24 | 190.84 | 0 | 0 | 2398.5 | 2214 | 2214 | 61.5 | 6857.25 | 286.24 | 15.27 | -54.52 | 13.59 | 20 | 17.47 | 0 | 0.5 | 0.1 | 0.5 | 0.5 | 0 | 0 | 0 | 0 | 0 | 0 | 0 | 0 | 0 | 0 | 0 | 0 | 0 | 0 | 0 | 0 | 0
7828 | 12.9 | 1411.34 | 660 | 131.35 | 2202.69 | 740.21 | 444.13 | 11547.34 | 3387.03 | 14490.24 | 190.84 | 0 | 0 | 2398.5 | 2214 | 2214 | 61.5 | 6857.25 | 286.06 | 15.08 | -54.72 | 13.39 | 20 | 18.14 | 0 | 0.5 | 0.1 | 0.5 | 0.5 | 0 | 0 | 0 | 0 | 0 | 0 | 0 | 0 | 0 | 0 | 0 | 0 | 0 | 0 | 0 | 0 | 0
7829 | 12.4 | 1411.34 | 660 | 131.35 | 2202.69 | 740.21 | 444.13 | 11547.34 | 3387.03 | 14490.24 | 190.84 | 0 | 0 | 2398.5 | 2214 | 2214 | 61.5 | 6857.25 | 285.6 | 14.62 | -55.21 | 12.9 | 20 | 19.84 | 0 | 0.5 | 0.1 | 0.5 | 0.5 | 0 | 0 | 0 | 0 | 0 | 0 | 0 | 0 | 0 | 0 | 0 | 0 | 0 | 0 | 0 | 0 | 0
7830 | 11.9 | 1411.34 | 660 | 131.35 | 2202.69 | 740.21 | 444.13 | 11547.34 | 3387.03 | 14490.24 | 190.84 | 0 | 0 | 2398.5 | 2214 | 2214 | 61.5 | 6857.25 | 285.14 | 14.17 | -55.71 | 12.41 | 20 | 21.53 | 0 | 0.5 | 0.1 | 0.5 | 0.5 | 0 | 0 | 0 | 0 | 0 | 0 | 0 | 0 | 0 | 0 | 0 | 0 | 0 | 0 | 0 | 0 | 0
7831 | 11.5 | 1411.34 | 660 | 131.35 | 2202.69 | 740.21 | 444.13 | 11547.34 | 3387.03 | 14490.24 | 190.84 | 0 | 0 | 2398.5 | 2214 | 2214 | 61.5 | 6857.25 | 284.77 | 13.8 | -56.1 | 12.01 | 20 | 22.89 | 0 | 0.5 | 0.1 | 0.5 | 0.5 | 0 | 0 | 0 | 0 | 0 | 0 | 0 | 0 | 0 | 0 | 0 | 0 | 0 | 0 | 0 | 0 | 0
7832 | 11.1 | 1411.34 | 660 | 131.35 | 2202.69 | 740.21 | 177.65 | 11280.86 | 3120.55 | 14223.76 | 190.84 | 0 | 0 | 959.4 | 4428 | 4428 | 24.6 | 9827.7 | 304.57 | 14.52 | -57.54 | 11.83 | 20 | 18.9 | 0 | 0.2 | 0.2 | 1 | 0.2 | 0 | 0 | 0 | 0 | 0 | 0 | 0 | 0 | 0 | 0 | 0 | 0 | 0 | 0 | 0 | 0 | 0
7833 | 11.6 | 1411.34 | 660 | 131.35 | 2202.69 | 740.21 | 177.65 | 11280.86 | 3120.55 | 14223.76 | 190.84 | 0 | 0 | 959.4 | 4428 | 4428 | 24.6 | 9827.7 | 305.02 | 14.97 | -57.05 | 12.33 | 20 | 17.34 | 0 | 0.2 | 0.2 | 1 | 0.2 | 0 | 0 | 0 | 0 | 0 | 0 | 0 | 0 | 0 | 0 | 0 | 0 | 0 | 0 | 0 | 0 | 0
7834 | 12 | 1411.34 | 660 | 131.35 | 2202.69 | 740.21 | 177.65 | 11280.86 | 3120.55 | 14223.76 | 190.84 | 4107.81 | 336.31 | 959.4 | 4428 | 4428 | 24.6 | 9827.7 | 306.67 | 16.62 | -56.34 | 13.03 | 20 | 11.65 | 0 | 0.2 | 0.2 | 1 | 0.2 | 0 | 1161.17 | 0 | 749.15 | 0 | 1539.26 | 0 | 658.23 | 0 | 86.27 | 0 | 41.8 | 0 | 75.2 | 0 | 36.72 | 96.32
7835 | 12.2 | 1411.34 | 660 | 131.35 | 2202.69 | 740.21 | 177.65 | 11280.86 | 3120.55 | 14223.76 | 190.84 | 5088.52 | 419.66 | 959.4 | 4428 | 4428 | 24.6 | 9827.7 | 307.16 | 17.11 | -56.07 | 13.3 | 20 | 9.96 | 0 | 0.2 | 0.2 | 1 | 0.2 | 0 | 1442.04 | 0 | 877.72 | 0 | 1946.55 | 0 | 822.21 | 0 | 107.14 | 0 | 48.97 | 0 | 95.09 | 0 | 45.87 | 122.59
7836 | 12.9 | 1411.34 | 660 | 131.35 | 2202.69 | 740.21 | 177.65 | 11280.86 | 3120.55 | 14223.76 | 190.84 | 8678.6 | 711.88 | 959.4 | 4428 | 4428 | 24.6 | 9827.7 | 308.92 | 18.87 | -55.11 | 14.26 | 20 | 3.89 | 0 | 0.2 | 0.2 | 1 | 0.2 | 0 | 2442.65 | 0 | 1487.24 | 0 | 3355.98 | 0 | 1392.74 | 0 | 181.48 | 0 | 82.97 | 0 | 163.95 | 0 | 77.7 | 205.78
7837 | 14.3 | 1411.34 | 660 | 131.35 | 2202.69 | 740.21 | 177.65 | 11280.86 | 3120.55 | 14223.76 | 190.84 | 23244.81 | 1799.84 | 959.4 | 4428 | 4428 | 24.6 | 9827.7 | 314.73 | 24.68 | -52.65 | 16.73 | 23.9 | 0 | 0 | 0.2 | 0.2 | 1 | 0.2 | 0 | 5418.22 | 0 | 4631.38 | 0 | 10105.87 | 0 | 3089.34 | 0 | 402.55 | 0 | 258.39 | 0 | 493.69 | 0 | 172.36 | 472.85
7838 | 14.1 | 1411.34 | 660 | 131.35 | 2202.69 | 740.21 | 177.65 | 11280.86 | 3120.55 | 14223.76 | 190.84 | 7214.05 | 1166.29 | 959.4 | 4428 | 4428 | 24.6 | 9827.7 | 309.87 | 19.82 | -54 | 15.38 | 20 | 0.63 | 0 | 0.2 | 0.2 | 1 | 0.2 | 0 | 1977.54 | 0 | 1210.74 | 0 | 2898.23 | 0 | 1127.54 | 0 | 293.84 | 0 | 135.1 | 0 | 283.17 | 0 | 125.81 | 328.37
7839 | 14.2 | 1411.34 | 660 | 131.35 | 2202.69 | 740.21 | 177.65 | 11280.86 | 3120.55 | 14223.76 | 190.84 | 11894.11 | 955.6 | 959.4 | 4428 | 4428 | 24.6 | 9827.7 | 311.1 | 21.05 | -53.59 | 15.78 | 21.05 | 0 | 0 | 0.2 | 0.2 | 1 | 0.2 | 0 | 3197.59 | 0 | 1940.32 | 0 | 4933.01 | 0 | 1823.19 | 0 | 237.57 | 0 | 108.25 | 0 | 240.99 | 0 | 101.72 | 267.07
7840 | 13.3 | 1411.34 | 660 | 131.35 | 2202.69 | 740.21 | 177.65 | 11280.86 | 3120.55 | 14223.76 | 190.84 | 2589.94 | 211.48 | 959.4 | 4428 | 4428 | 24.6 | 9827.7 | 307.41 | 17.36 | -55.18 | 14.2 | 20 | 9.09 | 0 | 0.2 | 0.2 | 1 | 0.2 | 0 | 707.8 | 0 | 411.56 | 0 | 1067 | 0 | 403.57 | 0 | 52.59 | 0 | 22.96 | 0 | 52.12 | 0 | 22.52 | 61.3
7841 | 12.4 | 1411.34 | 660 | 131.35 | 2202.69 | 740.21 | 177.65 | 11280.86 | 3120.55 | 14223.76 | 190.84 | 0 | 0 | 959.4 | 4428 | 4428 | 24.6 | 9827.7 | 305.74 | 15.69 | -56.26 | 13.12 | 20 | 14.84 | 0 | 0.2 | 0.2 | 1 | 0.2 | 0 | 0 | 0 | 0 | 0 | 0 | 0 | 0 | 0 | 0 | 0 | 0 | 0 | 0 | 0 | 0 | 0
7842 | 12.3 | 1411.34 | 660 | 131.35 | 2202.69 | 740.21 | 444.13 | 11547.34 | 3387.03 | 14490.24 | 190.84 | 0 | 0 | 2398.5 | 11070 | 11070 | 61.5 | 24569.25 | 290.31 | 19.33 | -54.11 | 14.01 | 20 | 2.47 | 0 | 0.5 | 0.5 | 1 | 0.5 | 0 | 0 | 0 | 0 | 0 | 0 | 0 | 0 | 0 | 0 | 0 | 0 | 0 | 0 | 0 | 0 | 0
7843 | 11.4 | 1411.34 | 660 | 131.35 | 2202.69 | 740.21 | 444.13 | 11547.34 | 3387.03 | 14490.24 | 190.84 | 0 | 0 | 2398.5 | 11070 | 11070 | 61.5 | 24569.25 | 289.48 | 18.51 | -54.99 | 13.12 | 20 | 5.51 | 0 | 0.5 | 0.5 | 1 | 0.5 | 0 | 0 | 0 | 0 | 0 | 0 | 0 | 0 | 0 | 0 | 0 | 0 | 0 | 0 | 0 | 0 | 0
7844 | 11.3 | 1411.34 | 660 | 131.35 | 2202.69 | 740.21 | 444.13 | 11547.34 | 3387.03 | 14490.24 | 190.84 | 0 | 0 | 2398.5 | 11070 | 11070 | 61.5 | 24569.25 | 289.39 | 18.41 | -55.09 | 13.02 | 20 | 5.85 | 0 | 0.5 | 0.5 | 1 | 0.5 | 0 | 0 | 0 | 0 | 0 | 0 | 0 | 0 | 0 | 0 | 0 | 0 | 0 | 0 | 0 | 0 | 0
7845 | 10.9 | 1411.34 | 660 | 131.35 | 2202.69 | 740.21 | 444.13 | 11547.34 | 3387.03 | 14490.24 | 190.84 | 0 | 0 | 2398.5 | 11070 | 11070 | 61.5 | 24569.25 | 289.02 | 18.05 | -55.49 | 12.63 | 20 | 7.21 | 0 | 0.5 | 0.5 | 1 | 0.5 | 0 | 0 | 0 | 0 | 0 | 0 | 0 | 0 | 0 | 0 | 0 | 0 | 0 | 0 | 0 | 0 | 0
7846 | 9.6 | 1411.34 | 660 | 131.35 | 2202.69 | 740.21 | 444.13 | 11547.34 | 3387.03 | 14490.24 | 190.84 | 0 | 0 | 2398.5 | 11070 | 11070 | 61.5 | 24569.25 | 287.83 | 16.85 | -56.77 | 11.34 | 20 | 11.61 | 0 | 0.5 | 0.5 | 1 | 0.5 | 0 | 0 | 0 | 0 | 0 | 0 | 0 | 0 | 0 | 0 | 0 | 0 | 0 | 0 | 0 | 0 | 0
7847 | 9.8 | 1411.34 | 660 | 131.35 | 2202.69 | 740.21 | 444.13 | 11547.34 | 3387.03 | 14490.24 | 190.84 | 0 | 0 | 2398.5 | 11070 | 11070 | 61.5 | 24569.25 | 288.01 | 17.04 | -56.57 | 11.54 | 20 | 10.93 | 0 | 0.5 | 0.5 | 1 | 0.5 | 0 | 0 | 0 | 0 | 0 | 0 | 0 | 0 | 0 | 0 | 0 | 0 | 0 | 0 | 0 | 0 | 0
7848 | 9.7 | 1411.34 | 660 | 131.35 | 2202.69 | 740.21 | 444.13 | 11547.34 | 3387.03 | 14490.24 | 190.84 | 0 | 0 | 2398.5 | 11070 | 11070 | 61.5 | 24569.25 | 287.92 | 16.95 | -56.67 | 11.44 | 20 | 11.27 | 0 | 0.5 | 0.5 | 1 | 0.5 | 0 | 0 | 0 | 0 | 0 | 0 | 0 | 0 | 0 | 0 | 0 | 0 | 0 | 0 | 0 | 0 | 0
7849 | 9.5 | 1411.34 | 660 | 131.35 | 2202.69 | 740.21 | 444.13 | 11547.34 | 3387.03 | 14490.24 | 190.84 | 0 | 0 | 2398.5 | 2214 | 2214 | 61.5 | 6857.25 | 282.94 | 11.96 | -58.08 | 10.04 | 20 | 29.66 | 0 | 0.5 | 0.1 | 0.5 | 0.5 | 0 | 0 | 0 | 0 | 0 | 0 | 0 | 0 | 0 | 0 | 0 | 0 | 0 | 0 | 0 | 0 | 0
7850 | 9.8 | 1411.34 | 660 | 131.35 | 2202.69 | 740.21 | 444.13 | 11547.34 | 3387.03 | 14490.24 | 190.84 | 0 | 0 | 2398.5 | 2214 | 2214 | 61.5 | 6857.25 | 283.21 | 12.24 | -57.78 | 10.33 | 20 | 28.64 | 0 | 0.5 | 0.1 | 0.5 | 0.5 | 0 | 0 | 0 | 0 | 0 | 0 | 0 | 0 | 0 | 0 | 0 | 0 | 0 | 0 | 0 | 0 | 0
7851 | 9.8 | 1411.34 | 660 | 131.35 | 2202.69 | 740.21 | 444.13 | 11547.34 | 3387.03 | 14490.24 | 190.84 | 0 | 0 | 2398.5 | 2214 | 2214 | 61.5 | 6857.25 | 283.21 | 12.24 | -57.78 | 10.33 | 20 | 28.64 | 0 | 0.5 | 0.1 | 0.5 | 0.5 | 0 | 0 | 0 | 0 | 0 | 0 | 0 | 0 | 0 | 0 | 0 | 0 | 0 | 0 | 0 | 0 | 0
7852 | 9.8 | 1411.34 | 660 | 131.35 | 2202.69 | 740.21 | 444.13 | 11547.34 | 3387.03 | 14490.24 | 190.84 | 0 | 0 | 2398.5 | 2214 | 2214 | 61.5 | 6857.25 | 283.21 | 12.24 | -57.78 | 10.33 | 20 | 28.64 | 0 | 0.5 | 0.1 | 0.5 | 0.5 | 0 | 0 | 0 | 0 | 0 | 0 | 0 | 0 | 0 | 0 | 0 | 0 | 0 | 0 | 0 | 0 | 0
7853 | 9.8 | 1411.34 | 660 | 131.35 | 2202.69 | 740.21 | 444.13 | 11547.34 | 3387.03 | 14490.24 | 190.84 | 0 | 0 | 2398.5 | 2214 | 2214 | 61.5 | 6857.25 | 283.21 | 12.24 | -57.78 | 10.33 | 20 | 28.64 | 0 | 0.5 | 0.1 | 0.5 | 0.5 | 0 | 0 | 0 | 0 | 0 | 0 | 0 | 0 | 0 | 0 | 0 | 0 | 0 | 0 | 0 | 0 | 0
7854 | 10 | 1411.34 | 660 | 131.35 | 2202.69 | 740.21 | 444.13 | 11547.34 | 3387.03 | 14490.24 | 190.84 | 0 | 0 | 2398.5 | 2214 | 2214 | 61.5 | 6857.25 | 283.4 | 12.42 | -57.58 | 10.53 | 20 | 27.97 | 0 | 0.5 | 0.1 | 0.5 | 0.5 | 0 | 0 | 0 | 0 | 0 | 0 | 0 | 0 | 0 | 0 | 0 | 0 | 0 | 0 | 0 | 0 | 0
7855 | 9.3 | 1411.34 | 660 | 131.35 | 2202.69 | 740.21 | 444.13 | 11547.34 | 3387.03 | 14490.24 | 190.84 | 0 | 0 | 2398.5 | 2214 | 2214 | 61.5 | 6857.25 | 282.76 | 11.78 | -58.27 | 9.84 | 20 | 30.34 | 0 | 0.5 | 0.1 | 0.5 | 0.5 | 0 | 0 | 0 | 0 | 0 | 0 | 0 | 0 | 0 | 0 | 0 | 0 | 0 | 0 | 0 | 0 | 0
7856 | 8.4 | 1411.34 | 660 | 131.35 | 2202.69 | 740.21 | 444.13 | 11547.34 | 3387.03 | 14490.24 | 190.84 | 0 | 0 | 2398.5 | 11070 | 11070 | 61.5 | 24569.25 | 286.73 | 15.75 | -57.96 | 10.16 | 20 | 15.67 | 0 | 0.5 | 0.5 | 1 | 0.5 | 0 | 0 | 0 | 0 | 0 | 0 | 0 | 0 | 0 | 0 | 0 | 0 | 0 | 0 | 0 | 0 | 0
7857 | 8 | 1411.34 | 660 | 131.35 | 2202.69 | 740.21 | 444.13 | 11547.34 | 3387.03 | 14490.24 | 190.84 | 0 | 0 | 2398.5 | 11070 | 11070 | 61.5 | 24569.25 | 286.36 | 15.39 | -58.35 | 9.76 | 20 | 17.03 | 0 | 0.5 | 0.5 | 1 | 0.5 | 0 | 0 | 0 | 0 | 0 | 0 | 0 | 0 | 0 | 0 | 0 | 0 | 0 | 0 | 0 | 0 | 0
7858 | 7.9 | 1411.34 | 660 | 131.35 | 2202.69 | 740.21 | 444.13 | 11547.34 | 3387.03 | 14490.24 | 190.84 | 1978.12 | 163.75 | 2398.5 | 11070 | 11070 | 61.5 | 24569.25 | 286.85 | 15.87 | -58.3 | 9.81 | 20 | 15.23 | 0 | 0.5 | 0.5 | 1 | 0.5 | 0 | 563.85 | 0 | 344.28 | 0 | 749.49 | 0 | 320.51 | 0 | 41.89 | 0 | 19.21 | 0 | 36.61 | 0 | 17.88 | 48.16
7859 | 7.8 | 1411.34 | 660 | 131.35 | 2202.69 | 740.21 | 444.13 | 11547.34 | 3387.03 | 14490.24 | 190.84 | 3402.32 | 281.89 | 2398.5 | 11070 | 11070 | 61.5 | 24569.25 | 287.18 | 16.2 | -58.3 | 9.82 | 20 | 14.02 | 0 | 0.5 | 0.5 | 1 | 0.5 | 0 | 968.62 | 0 | 578.6 | 0 | 1302.82 | 0 | 552.29 | 0 | 71.96 | 0 | 32.28 | 0 | 63.64 | 0 | 30.81 | 83.19
7860 | 7.4 | 1411.34 | 660 | 131.35 | 2202.69 | 740.21 | 444.13 | 11547.34 | 3387.03 | 14490.24 | 190.84 | 5048.55 | 417.26 | 2398.5 | 11070 | 11070 | 61.5 | 24569.25 | 287.29 | 16.32 | -58.57 | 9.54 | 20 | 13.6 | 0 | 0.5 | 0.5 | 1 | 0.5 | 0 | 1433.1 | 0 | 851.5 | 0 | 1946.83 | 0 | 817.12 | 0 | 106.47 | 0 | 47.51 | 0 | 95.11 | 0 | 45.59 | 122.59
7861 | 7.5 | 1411.34 | 660 | 131.35 | 2202.69 | 740.21 | 444.13 | 11547.34 | 3387.03 | 14490.24 | 190.84 | 5606.29 | 462.78 | 2398.5 | 11070 | 11070 | 61.5 | 24569.25 | 287.55 | 16.57 | -58.43 | 9.68 | 20 | 12.65 | 0 | 0.5 | 0.5 | 1 | 0.5 | 0 | 1587.37 | 0 | 937.29 | 0 | 2176.56 | 0 | 905.08 | 0 | 117.93 | 0 | 52.29 | 0 | 106.33 | 0 | 50.5 | 135.72
7862 | 7.3 | 1411.34 | 660 | 131.35 | 2202.69 | 740.21 | 444.13 | 11547.34 | 3387.03 | 14490.24 | 190.84 | 3394.54 | 281.25 | 2398.5 | 11070 | 11070 | 61.5 | 24569.25 | 286.72 | 15.74 | -58.79 | 9.32 | 20 | 15.72 | 0 | 0.5 | 0.5 | 1 | 0.5 | 0 | 964.16 | 0 | 560.71 | 0 | 1319.93 | 0 | 549.74 | 0 | 71.63 | 0 | 31.28 | 0 | 64.48 | 0 | 30.67 | 83.19
7863 | 7.2 | 1411.34 | 660 | 131.35 | 2202.69 | 740.21 | 444.13 | 11547.34 | 3387.03 | 14490.24 | 190.84 | 1952.66 | 162.08 | 2398.5 | 11070 | 11070 | 61.5 | 24569.25 | 286.2 | 15.22 | -59 | 9.12 | 20 | 17.62 | 0 | 0.5 | 0.5 | 1 | 0.5 | 0 | 554.53 | 0 | 320.13 | 0 | 761.82 | 0 | 316.18 | 0 | 41.2 | 0 | 17.86 | 0 | 37.22 | 0 | 17.64 | 48.16
7864 | 7 | 1411.34 | 660 | 131.35 | 2202.69 | 740.21 | 444.13 | 11547.34 | 3387.03 | 14490.24 | 190.84 | 1441.12 | 118.85 | 2398.5 | 11070 | 11070 | 61.5 | 24569.25 | 285.87 | 14.89 | -59.23 | 8.88 | 20 | 18.86 | 0 | 0.5 | 0.5 | 1 | 0.5 | 0 | 401.84 | 0 | 231.92 | 0 | 578.25 | 0 | 229.12 | 0 | 29.85 | 0 | 12.94 | 0 | 28.25 | 0 | 12.78 | 35.03
7865 | 6.9 | 1411.34 | 660 | 131.35 | 2202.69 | 740.21 | 444.13 | 11547.34 | 3387.03 | 14490.24 | 190.84 | 0 | 0 | 2398.5 | 11070 | 11070 | 61.5 | 24569.25 | 285.35 | 14.38 | -59.44 | 8.68 | 20 | 20.76 | 0 | 0.5 | 0.5 | 1 | 0.5 | 0 | 0 | 0 | 0 | 0 | 0 | 0 | 0 | 0 | 0 | 0 | 0 | 0 | 0 | 0 | 0 | 0
7866 | 6.8 | 1411.34 | 660 | 131.35 | 2202.69 | 740.21 | 444.13 | 11547.34 | 3387.03 | 14490.24 | 190.84 | 0 | 0 | 2398.5 | 11070 | 11070 | 61.5 | 24569.25 | 285.26 | 14.28 | -59.53 | 8.58 | 20 | 21.09 | 0 | 0.5 | 0.5 | 1 | 0.5 | 0 | 0 | 0 | 0 | 0 | 0 | 0 | 0 | 0 | 0 | 0 | 0 | 0 | 0 | 0 | 0 | 0
7867 | 6.8 | 1411.34 | 660 | 131.35 | 2202.69 | 740.21 | 444.13 | 11547.34 | 3387.03 | 14490.24 | 190.84 | 0 | 0 | 2398.5 | 11070 | 11070 | 61.5 | 24569.25 | 285.26 | 14.28 | -59.53 | 8.58 | 20 | 21.09 | 0 | 0.5 | 0.5 | 1 | 0.5 | 0 | 0 | 0 | 0 | 0 | 0 | 0 | 0 | 0 | 0 | 0 | 0 | 0 | 0 | 0 | 0 | 0
7868 | 6.7 | 1411.34 | 660 | 131.35 | 2202.69 | 740.21 | 444.13 | 11547.34 | 3387.03 | 14490.24 | 190.84 | 0 | 0 | 2398.5 | 11070 | 11070 | 61.5 | 24569.25 | 285.17 | 14.19 | -59.63 | 8.48 | 20 | 21.43 | 0 | 0.5 | 0.5 | 1 | 0.5 | 0 | 0 | 0 | 0 | 0 | 0 | 0 | 0 | 0 | 0 | 0 | 0 | 0 | 0 | 0 | 0 | 0
7869 | 6.8 | 1411.34 | 660 | 131.35 | 2202.69 | 740.21 | 444.13 | 11547.34 | 3387.03 | 14490.24 | 190.84 | 0 | 0 | 2398.5 | 11070 | 11070 | 61.5 | 24569.25 | 285.26 | 14.28 | -59.53 | 8.58 | 20 | 21.09 | 0 | 0.5 | 0.5 | 1 | 0.5 | 0 | 0 | 0 | 0 | 0 | 0 | 0 | 0 | 0 | 0 | 0 | 0 | 0 | 0 | 0 | 0 | 0
7870 | 6.8 | 1411.34 | 660 | 131.35 | 2202.69 | 740.21 | 444.13 | 11547.34 | 3387.03 | 14490.24 | 190.84 | 0 | 0 | 2398.5 | 11070 | 11070 | 61.5 | 24569.25 | 285.26 | 14.28 | -59.53 | 8.58 | 20 | 21.09 | 0 | 0.5 | 0.5 | 1 | 0.5 | 0 | 0 | 0 | 0 | 0 | 0 | 0 | 0 | 0 | 0 | 0 | 0 | 0 | 0 | 0 | 0 | 0
7871 | 6.8 | 1411.34 | 660 | 131.35 | 2202.69 | 740.21 | 444.13 | 11547.34 | 3387.03 | 14490.24 | 190.84 | 0 | 0 | 2398.5 | 11070 | 11070 | 61.5 | 24569.25 | 285.26 | 14.28 | -59.53 | 8.58 | 20 | 21.09 | 0 | 0.5 | 0.5 | 1 | 0.5 | 0 | 0 | 0 | 0 | 0 | 0 | 0 | 0 | 0 | 0 | 0 | 0 | 0 | 0 | 0 | 0 | 0
7872 | 6.7 | 1411.34 | 660 | 131.35 | 2202.69 | 740.21 | 444.13 | 11547.34 | 3387.03 | 14490.24 | 190.84 | 0 | 0 | 2398.5 | 11070 | 11070 | 61.5 | 24569.25 | 285.17 | 14.19 | -59.63 | 8.48 | 20 | 21.43 | 0 | 0.5 | 0.5 | 1 | 0.5 | 0 | 0 | 0 | 0 | 0 | 0 | 0 | 0 | 0 | 0 | 0 | 0 | 0 | 0 | 0 | 0 | 0
7873 | 5.7 | 1411.34 | 660 | 131.35 | 2202.69 | 740.21 | 444.13 | 11547.34 | 3387.03 | 14490.24 | 190.84 | 0 | 0 | 2398.5 | 2214 | 2214 | 61.5 | 6857.25 | 279.45 | 8.47 | -61.83 | 6.29 | 20 | 42.53 | 0 | 0.5 | 0.1 | 0.5 | 0.5 | 0 | 0 | 0 | 0 | 0 | 0 | 0 | 0 | 0 | 0 | 0 | 0 | 0 | 0 | 0 | 0 | 0
7874 | 3.8 | 1411.34 | 660 | 131.35 | 2202.69 | 740.21 | 444.13 | 11547.34 | 3387.03 | 14490.24 | 190.84 | 0 | 0 | 2398.5 | 2214 | 2214 | 61.5 | 6857.25 | 277.71 | 6.73 | -63.7 | 4.41 | 20 | 48.97 | 0 | 0.5 | 0.1 | 0.5 | 0.5 | 0 | 0 | 0 | 0 | 0 | 0 | 0 | 0 | 0 | 0 | 0 | 0 | 0 | 0 | 0 | 0 | 0
7875 | 4.7 | 1411.34 | 660 | 131.35 | 2202.69 | 740.21 | 444.13 | 11547.34 | 3387.03 | 14490.24 | 190.84 | 0 | 0 | 2398.5 | 2214 | 2214 | 61.5 | 6857.25 | 278.53 | 7.56 | -62.81 | 5.3 | 20 | 45.92 | 0 | 0.5 | 0.1 | 0.5 | 0.5 | 0 | 0 | 0 | 0 | 0 | 0 | 0 | 0 | 0 | 0 | 0 | 0 | 0 | 0 | 0 | 0 | 0
7876 | 5.2 | 1411.34 | 660 | 131.35 | 2202.69 | 740.21 | 444.13 | 11547.34 | 3387.03 | 14490.24 | 190.84 | 0 | 0 | 2398.5 | 2214 | 2214 | 61.5 | 6857.25 | 278.99 | 8.02 | -62.32 | 5.79 | 20 | 44.22 | 0 | 0.5 | 0.1 | 0.5 | 0.5 | 0 | 0 | 0 | 0 | 0 | 0 | 0 | 0 | 0 | 0 | 0 | 0 | 0 | 0 | 0 | 0 | 0
7877 | 4.4 | 1411.34 | 660 | 131.35 | 2202.69 | 740.21 | 444.13 | 11547.34 | 3387.03 | 14490.24 | 190.84 | 0 | 0 | 2398.5 | 2214 | 2214 | 61.5 | 6857.25 | 278.26 | 7.28 | -63.11 | 5 | 20 | 46.93 | 0 | 0.5 | 0.1 | 0.5 | 0.5 | 0 | 0 | 0 | 0 | 0 | 0 | 0 | 0 | 0 | 0 | 0 | 0 | 0 | 0 | 0 | 0 | 0
7878 | 5 | 1411.34 | 660 | 131.35 | 2202.69 | 740.21 | 444.13 | 11547.34 | 3387.03 | 14490.24 | 190.84 | 0 | 0 | 2398.5 | 2214 | 2214 | 61.5 | 6857.25 | 278.81 | 7.83 | -62.52 | 5.6 | 20 | 44.9 | 0 | 0.5 | 0.1 | 0.5 | 0.5 | 0 | 0 | 0 | 0 | 0 | 0 | 0 | 0 | 0 | 0 | 0 | 0 | 0 | 0 | 0 | 0 | 0
7879 | 3 | 1411.34 | 660 | 131.35 | 2202.69 | 740.21 | 444.13 | 11547.34 | 3387.03 | 14490.24 | 190.84 | 0 | 0 | 2398.5 | 2214 | 2214 | 61.5 | 6857.25 | 276.97 | 6 | -64.49 | 3.62 | 20 | 51.68 | 0 | 0.5 | 0.1 | 0.5 | 0.5 | 0 | 0 | 0 | 0 | 0 | 0 | 0 | 0 | 0 | 0 | 0 | 0 | 0 | 0 | 0 | 0 | 0
7880 | 2.5 | 1411.34 | 660 | 131.35 | 2202.69 | 740.21 | 444.13 | 11547.34 | 3387.03 | 14490.24 | 190.84 | 0 | 0 | 2398.5 | 11070 | 11070 | 61.5 | 24569.25 | 281.31 | 10.34 | -63.78 | 4.34 | 20 | 35.66 | 0 | 0.5 | 0.5 | 1 | 0.5 | 0 | 0 | 0 | 0 | 0 | 0 | 0 | 0 | 0 | 0 | 0 | 0 | 0 | 0 | 0 | 0 | 0
7881 | 2.5 | 1411.34 | 660 | 131.35 | 2202.69 | 740.21 | 444.13 | 11547.34 | 3387.03 | 14490.24 | 190.84 | 1648.2 | 125.13 | 2398.5 | 11070 | 11070 | 61.5 | 24569.25 | 281.79 | 10.82 | -63.66 | 4.46 | 20 | 33.88 | 0 | 0.5 | 0.5 | 1 | 0.5 | 0 | 491.5 | 0 | 705.58 | 0 | 316 | 0 | 135.13 | 0 | 36.52 | 0 | 39.36 | 0 | 15.44 | 0 | 7.54 | 26.27
7882 | 4.3 | 1411.34 | 660 | 131.35 | 2202.69 | 740.21 | 444.13 | 11547.34 | 3387.03 | 14490.24 | 190.84 | 23573.85 | 1652.02 | 2398.5 | 11070 | 11070 | 61.5 | 24569.25 | 289.8 | 18.83 | -60.28 | 7.83 | 20 | 4.34 | 0 | 0.5 | 0.5 | 1 | 0.5 | 0 | 3792.45 | 0 | 14287.54 | 0 | 3848.23 | 0 | 1645.63 | 0 | 281.76 | 0 | 797.12 | 0 | 187.99 | 0 | 91.81 | 293.34
7883 | 6.6 | 1411.34 | 660 | 131.35 | 2202.69 | 740.21 | 444.13 | 11547.34 | 3387.03 | 14490.24 | 190.84 | 50389.47 | 3496.78 | 2398.5 | 11070 | 11070 | 61.5 | 24569.25 | 299.68 | 28.7 | -56.06 | 12.05 | 23.9 | 0 | 0 | 0.5 | 0.5 | 1 | 0.5 | 0 | 5995.17 | 0 | 24086.41 | 0 | 16889.59 | 0 | 3418.3 | 0 | 445.41 | 0 | 1343.81 | 0 | 825.09 | 0 | 190.71 | 691.76
7884 | 8.5 | 1411.34 | 660 | 131.35 | 2202.69 | 740.21 | 444.13 | 11547.34 | 3387.03 | 14490.24 | 190.84 | 35676.27 | 4788.02 | 2398.5 | 11070 | 11070 | 61.5 | 24569.25 | 297.9 | 26.93 | -55.1 | 13.01 | 23.9 | 0 | 0 | 0.5 | 0.5 | 1 | 0.5 | 0 | 3672.06 | 0 | 13292.39 | 0 | 16618.11 | 0 | 2093.72 | 0 | 545.64 | 0 | 1483.19 | 0 | 1623.65 | 0 | 233.62 | 901.91
7885 | 9.7 | 1411.34 | 660 | 131.35 | 2202.69 | 740.21 | 444.13 | 11547.34 | 3387.03 | 14490.24 | 190.84 | 59792.12 | 7488.32 | 2398.5 | 11070 | 11070 | 61.5 | 24569.25 | 306.27 | 35.3 | -52.09 | 16.03 | 23.9 | 0 | 0 | 0.5 | 0.5 | 1 | 0.5 | 0 | 3318.99 | 0 | 18761.05 | 0 | 35819.67 | 0 | 1892.41 | 0 | 493.17 | 0 | 2093.4 | 0 | 3499.72 | 0 | 211.16 | 1190.88
7886 | 9.4 | 1411.34 | 660 | 131.35 | 2202.69 | 740.21 | 444.13 | 11547.34 | 3387.03 | 14490.24 | 190.84 | 36356.89 | 4674.69 | 2398.5 | 11070 | 11070 | 61.5 | 24569.25 | 298.88 | 27.91 | -54.17 | 13.94 | 23.9 | 0 | 0 | 0.5 | 0.5 | 1 | 0.5 | 0 | 3614.56 | 0 | 7834.59 | 0 | 22846.8 | 0 | 2060.93 | 0 | 537.09 | 0 | 874.2 | 0 | 2232.22 | 0 | 229.96 | 801.21
7887 | 8.7 | 1411.34 | 660 | 131.35 | 2202.69 | 740.21 | 444.13 | 11547.34 | 3387.03 | 14490.24 | 190.84 | 17469.83 | 2366.02 | 2398.5 | 11070 | 11070 | 61.5 | 24569.25 | 292.5 | 21.52 | -56.31 | 11.81 | 21.52 | 0 | 0 | 0.5 | 0.5 | 1 | 0.5 | 0 | 2519.86 | 0 | 2748.03 | 0 | 10765.18 | 0 | 1436.76 | 0 | 374.43 | 0 | 306.63 | 0 | 1051.8 | 0 | 160.32 | 472.85
7888 | 7.9 | 1411.34 | 660 | 131.35 | 2202.69 | 740.21 | 444.13 | 11547.34 | 3387.03 | 14490.24 | 190.84 | 14573.26 | 1002.06 | 2398.5 | 11070 | 11070 | 61.5 | 24569.25 | 290.54 | 19.56 | -57.39 | 10.73 | 20 | 1.62 | 0 | 0.5 | 0.5 | 1 | 0.5 | 0 | 2449.51 | 0 | 1777.65 | 0 | 8949.44 | 0 | 1396.65 | 0 | 181.99 | 0 | 99.18 | 0 | 437.2 | 0 | 77.92 | 205.78
7889 | 6.9 | 1411.34 | 660 | 131.35 | 2202.69 | 740.21 | 444.13 | 11547.34 | 3387.03 | 14490.24 | 190.84 | 1056.57 | 88.03 | 2398.5 | 11070 | 11070 | 61.5 | 24569.25 | 285.66 | 14.69 | -59.36 | 8.76 | 20 | 19.61 | 0 | 0.5 | 0.5 | 1 | 0.5 | 0 | 304.16 | 0 | 173.43 | 0 | 405.55 | 0 | 173.43 | 0 | 22.6 | 0 | 9.68 | 0 | 19.81 | 0 | 9.68 | 26.27
7890 | 6.9 | 1411.34 | 660 | 131.35 | 2202.69 | 740.21 | 444.13 | 11547.34 | 3387.03 | 14490.24 | 190.84 | 0 | 0 | 2398.5 | 11070 | 11070 | 61.5 | 24569.25 | 285.35 | 14.38 | -59.44 | 8.68 | 20 | 20.76 | 0 | 0.5 | 0.5 | 1 | 0.5 | 0 | 0 | 0 | 0 | 0 | 0 | 0 | 0 | 0 | 0 | 0 | 0 | 0 | 0 | 0 | 0 | 0
7891 | 6.7 | 1411.34 | 660 | 131.35 | 2202.69 | 740.21 | 444.13 | 11547.34 | 3387.03 | 14490.24 | 190.84 | 0 | 0 | 2398.5 | 11070 | 11070 | 61.5 | 24569.25 | 285.17 | 14.19 | -59.63 | 8.48 | 20 | 21.43 | 0 | 0.5 | 0.5 | 1 | 0.5 | 0 | 0 | 0 | 0 | 0 | 0 | 0 | 0 | 0 | 0 | 0 | 0 | 0 | 0 | 0 | 0 | 0
7892 | 6.6 | 1411.34 | 660 | 131.35 | 2202.69 | 740.21 | 444.13 | 11547.34 | 3387.03 | 14490.24 | 190.84 | 0 | 0 | 2398.5 | 11070 | 11070 | 61.5 | 24569.25 | 285.08 | 14.1 | -59.73 | 8.38 | 20 | 21.77 | 0 | 0.5 | 0.5 | 1 | 0.5 | 0 | 0 | 0 | 0 | 0 | 0 | 0 | 0 | 0 | 0 | 0 | 0 | 0 | 0 | 0 | 0 | 0
7893 | 6.5 | 1411.34 | 660 | 131.35 | 2202.69 | 740.21 | 444.13 | 11547.34 | 3387.03 | 14490.24 | 190.84 | 0 | 0 | 2398.5 | 11070 | 11070 | 61.5 | 24569.25 | 284.99 | 14.01 | -59.83 | 8.28 | 20 | 22.11 | 0 | 0.5 | 0.5 | 1 | 0.5 | 0 | 0 | 0 | 0 | 0 | 0 | 0 | 0 | 0 | 0 | 0 | 0 | 0 | 0 | 0 | 0 | 0
7894 | 6.4 | 1411.34 | 660 | 131.35 | 2202.69 | 740.21 | 444.13 | 11547.34 | 3387.03 | 14490.24 | 190.84 | 0 | 0 | 2398.5 | 11070 | 11070 | 61.5 | 24569.25 | 284.89 | 13.92 | -59.93 | 8.19 | 20 | 22.45 | 0 | 0.5 | 0.5 | 1 | 0.5 | 0 | 0 | 0 | 0 | 0 | 0 | 0 | 0 | 0 | 0 | 0 | 0 | 0 | 0 | 0 | 0 | 0
7895 | 6.5 | 1411.34 | 660 | 131.35 | 2202.69 | 740.21 | 444.13 | 11547.34 | 3387.03 | 14490.24 | 190.84 | 0 | 0 | 2398.5 | 11070 | 11070 | 61.5 | 24569.25 | 284.99 | 14.01 | -59.83 | 8.28 | 20 | 22.11 | 0 | 0.5 | 0.5 | 1 | 0.5 | 0 | 0 | 0 | 0 | 0 | 0 | 0 | 0 | 0 | 0 | 0 | 0 | 0 | 0 | 0 | 0 | 0
7896 | 6.3 | 1411.34 | 660 | 131.35 | 2202.69 | 740.21 | 444.13 | 11547.34 | 3387.03 | 14490.24 | 190.84 | 0 | 0 | 2398.5 | 11070 | 11070 | 61.5 | 24569.25 | 284.8 | 13.83 | -60.03 | 8.09 | 20 | 22.79 | 0 | 0.5 | 0.5 | 1 | 0.5 | 0 | 0 | 0 | 0 | 0 | 0 | 0 | 0 | 0 | 0 | 0 | 0 | 0 | 0 | 0 | 0 | 0
7897 | 6.8 | 1411.34 | 660 | 131.35 | 2202.69 | 740.21 | 444.13 | 11547.34 | 3387.03 | 14490.24 | 190.84 | 0 | 0 | 2398.5 | 2214 | 2214 | 61.5 | 6857.25 | 280.46 | 9.48 | -60.74 | 7.37 | 20 | 38.81 | 0 | 0.5 | 0.1 | 0.5 | 0.5 | 0 | 0 | 0 | 0 | 0 | 0 | 0 | 0 | 0 | 0 | 0 | 0 | 0 | 0 | 0 | 0 | 0
7898 | 6.8 | 1411.34 | 660 | 131.35 | 2202.69 | 740.21 | 444.13 | 11547.34 | 3387.03 | 14490.24 | 190.84 | 0 | 0 | 2398.5 | 2214 | 2214 | 61.5 | 6857.25 | 280.46 | 9.48 | -60.74 | 7.37 | 20 | 38.81 | 0 | 0.5 | 0.1 | 0.5 | 0.5 | 0 | 0 | 0 | 0 | 0 | 0 | 0 | 0 | 0 | 0 | 0 | 0 | 0 | 0 | 0 | 0 | 0
7899 | 6.8 | 1411.34 | 660 | 131.35 | 2202.69 | 740.21 | 444.13 | 11547.34 | 3387.03 | 14490.24 | 190.84 | 0 | 0 | 2398.5 | 2214 | 2214 | 61.5 | 6857.25 | 280.46 | 9.48 | -60.74 | 7.37 | 20 | 38.81 | 0 | 0.5 | 0.1 | 0.5 | 0.5 | 0 | 0 | 0 | 0 | 0 | 0 | 0 | 0 | 0 | 0 | 0 | 0 | 0 | 0 | 0 | 0 | 0
7900 | 7 | 1411.34 | 660 | 131.35 | 2202.69 | 740.21 | 444.13 | 11547.34 | 3387.03 | 14490.24 | 190.84 | 0 | 0 | 2398.5 | 2214 | 2214 | 61.5 | 6857.25 | 280.64 | 9.67 | -60.54 | 7.57 | 20 | 38.13 | 0 | 0.5 | 0.1 | 0.5 | 0.5 | 0 | 0 | 0 | 0 | 0 | 0 | 0 | 0 | 0 | 0 | 0 | 0 | 0 | 0 | 0 | 0 | 0
7901 | 6.9 | 1411.34 | 660 | 131.35 | 2202.69 | 740.21 | 444.13 | 11547.34 | 3387.03 | 14490.24 | 190.84 | 0 | 0 | 2398.5 | 2214 | 2214 | 61.5 | 6857.25 | 280.55 | 9.58 | -60.64 | 7.47 | 20 | 38.47 | 0 | 0.5 | 0.1 | 0.5 | 0.5 | 0 | 0 | 0 | 0 | 0 | 0 | 0 | 0 | 0 | 0 | 0 | 0 | 0 | 0 | 0 | 0 | 0
7902 | 7.3 | 1411.34 | 660 | 131.35 | 2202.69 | 740.21 | 444.13 | 11547.34 | 3387.03 | 14490.24 | 190.84 | 0 | 0 | 2398.5 | 2214 | 2214 | 61.5 | 6857.25 | 280.92 | 9.94 | -60.25 | 7.87 | 20 | 37.11 | 0 | 0.5 | 0.1 | 0.5 | 0.5 | 0 | 0 | 0 | 0 | 0 | 0 | 0 | 0 | 0 | 0 | 0 | 0 | 0 | 0 | 0 | 0 | 0
7903 | 7.8 | 1411.34 | 660 | 131.35 | 2202.69 | 740.21 | 444.13 | 11547.34 | 3387.03 | 14490.24 | 190.84 | 0 | 0 | 2398.5 | 2214 | 2214 | 61.5 | 6857.25 | 281.38 | 10.4 | -59.75 | 8.36 | 20 | 35.42 | 0 | 0.5 | 0.1 | 0.5 | 0.5 | 0 | 0 | 0 | 0 | 0 | 0 | 0 | 0 | 0 | 0 | 0 | 0 | 0 | 0 | 0 | 0 | 0
7904 | 8.1 | 1411.34 | 660 | 131.35 | 2202.69 | 740.21 | 177.65 | 11280.86 | 3120.55 | 14223.76 | 190.84 | 0 | 0 | 959.4 | 4428 | 4428 | 24.6 | 9827.7 | 301.85 | 11.8 | -60.5 | 8.87 | 20 | 28.26 | 0 | 0.2 | 0.2 | 1 | 0.2 | 0 | 0 | 0 | 0 | 0 | 0 | 0 | 0 | 0 | 0 | 0 | 0 | 0 | 0 | 0 | 0 | 0
7905 | 8 | 1411.34 | 660 | 131.35 | 2202.69 | 740.21 | 177.65 | 11280.86 | 3120.55 | 14223.76 | 190.84 | 4352.79 | 311.46 | 959.4 | 4428 | 4428 | 24.6 | 9827.7 | 303.11 | 13.07 | -60.28 | 9.1 | 20 | 23.91 | 0 | 0.2 | 0.2 | 1 | 0.2 | 0 | 1311.16 | 0 | 2258.49 | 0 | 548.56 | 0 | 234.58 | 0 | 97.41 | 0 | 126 | 0 | 26.8 | 0 | 13.09 | 48.16
7906 | 8.3 | 1411.34 | 660 | 131.35 | 2202.69 | 740.21 | 177.65 | 11280.86 | 3120.55 | 14223.76 | 190.84 | 5148.67 | 409.48 | 959.4 | 4428 | 4428 | 24.6 | 9827.7 | 303.65 | 13.6 | -59.92 | 9.46 | 20 | 22.08 | 0 | 0.2 | 0.2 | 1 | 0.2 | 0 | 1337.83 | 0 | 1346.2 | 0 | 1726.38 | 0 | 738.26 | 0 | 99.39 | 0 | 75.11 | 0 | 84.34 | 0 | 41.19 | 109.46
7907 | 8.3 | 1411.34 | 660 | 131.35 | 2202.69 | 740.21 | 177.65 | 11280.86 | 3120.55 | 14223.76 | 190.84 | 6655.45 | 545.98 | 959.4 | 4428 | 4428 | 24.6 | 9827.7 | 304.12 | 14.07 | -59.8 | 9.57 | 20 | 20.44 | 0 | 0.2 | 0.2 | 1 | 0.2 | 0 | 1874.79 | 0 | 1168.94 | 0 | 2542.77 | 0 | 1068.96 | 0 | 139.29 | 0 | 65.22 | 0 | 124.22 | 0 | 59.64 | 157.62
7908 | 10.2 | 1411.34 | 660 | 131.35 | 2202.69 | 740.21 | 177.65 | 11280.86 | 3120.55 | 14223.76 | 190.84 | 22193.18 | 1703.36 | 959.4 | 4428 | 4428 | 24.6 | 9827.7 | 310.68 | 20.63 | -56.77 | 12.6 | 20.63 | 0 | 0 | 0.2 | 0.2 | 1 | 0.2 | 0 | 4916.73 | 0 | 5303.63 | 0 | 9169.43 | 0 | 2803.4 | 0 | 365.29 | 0 | 295.9 | 0 | 447.94 | 0 | 156.4 | 437.82
7909 | 10.5 | 1411.34 | 660 | 131.35 | 2202.69 | 740.21 | 177.65 | 11280.86 | 3120.55 | 14223.76 | 190.84 | 23784.09 | 1826.36 | 959.4 | 4428 | 4428 | 24.6 | 9827.7 | 311.48 | 21.43 | -56.36 | 13.02 | 21.43 | 0 | 0 | 0.2 | 0.2 | 1 | 0.2 | 0 | 5371.03 | 0 | 4856.88 | 0 | 10493.74 | 0 | 3062.43 | 0 | 399.04 | 0 | 270.97 | 0 | 512.64 | 0 | 170.86 | 472.85
7910 | 10.7 | 1411.34 | 660 | 131.35 | 2202.69 | 740.21 | 177.65 | 11280.86 | 3120.55 | 14223.76 | 190.84 | 16584.95 | 1321 | 959.4 | 4428 | 4428 | 24.6 | 9827.7 | 309.46 | 19.41 | -56.69 | 12.68 | 20 | 2.05 | 0 | 0.2 | 0.2 | 1 | 0.2 | 0 | 4343 | 0 | 2840.78 | 0 | 6924.89 | 0 | 2476.27 | 0 | 322.67 | 0 | 158.49 | 0 | 338.29 | 0 | 138.15 | 363.39
7911 | 10.7 | 1411.34 | 660 | 131.35 | 2202.69 | 740.21 | 177.65 | 11280.86 | 3120.55 | 14223.76 | 190.84 | 9617.26 | 776.12 | 959.4 | 4428 | 4428 | 24.6 | 9827.7 | 307.22 | 17.17 | -57.21 | 12.16 | 20 | 9.75 | 0 | 0.2 | 0.2 | 1 | 0.2 | 0 | 2601.64 | 0 | 1571.09 | 0 | 3961.14 | 0 | 1483.39 | 0 | 193.29 | 0 | 87.65 | 0 | 193.51 | 0 | 82.76 | 218.91
7912 | 10.7 | 1411.34 | 660 | 131.35 | 2202.69 | 740.21 | 177.65 | 11280.86 | 3120.55 | 14223.76 | 190.84 | 3223.3 | 260.76 | 959.4 | 4428 | 4428 | 24.6 | 9827.7 | 305.22 | 15.17 | -57.69 | 11.68 | 20 | 16.66 | 0 | 0.2 | 0.2 | 1 | 0.2 | 0 | 862.37 | 0 | 506.23 | 0 | 1363 | 0 | 491.7 | 0 | 64.07 | 0 | 28.24 | 0 | 66.59 | 0 | 27.43 | 74.43
7913 | 10.6 | 1411.34 | 660 | 131.35 | 2202.69 | 740.21 | 177.65 | 11280.86 | 3120.55 | 14223.76 | 190.84 | 522.46 | 43.67 | 959.4 | 4428 | 4428 | 24.6 | 9827.7 | 304.28 | 14.23 | -57.99 | 11.38 | 20 | 19.89 | 0 | 0.2 | 0.2 | 1 | 0.2 | 0 | 150.4 | 0 | 85.76 | 0 | 200.54 | 0 | 85.76 | 0 | 11.17 | 0 | 4.78 | 0 | 9.8 | 0 | 4.78 | 13.13
7914 | 10.1 | 1411.34 | 660 | 131.35 | 2202.69 | 740.21 | 444.13 | 11547.34 | 3387.03 | 14490.24 | 190.84 | 0 | 0 | 2398.5 | 11070 | 11070 | 61.5 | 24569.25 | 288.29 | 17.31 | -56.28 | 11.84 | 20 | 9.92 | 0 | 0.5 | 0.5 | 1 | 0.5 | 0 | 0 | 0 | 0 | 0 | 0 | 0 | 0 | 0 | 0 | 0 | 0 | 0 | 0 | 0 | 0 | 0
7915 | 9.4 | 1411.34 | 660 | 131.35 | 2202.69 | 740.21 | 444.13 | 11547.34 | 3387.03 | 14490.24 | 190.84 | 0 | 0 | 2398.5 | 11070 | 11070 | 61.5 | 24569.25 | 287.65 | 16.67 | -56.97 | 11.15 | 20 | 12.29 | 0 | 0.5 | 0.5 | 1 | 0.5 | 0 | 0 | 0 | 0 | 0 | 0 | 0 | 0 | 0 | 0 | 0 | 0 | 0 | 0 | 0 | 0 | 0
7916 | 8.9 | 1411.34 | 660 | 131.35 | 2202.69 | 740.21 | 444.13 | 11547.34 | 3387.03 | 14490.24 | 190.84 | 0 | 0 | 2398.5 | 11070 | 11070 | 61.5 | 24569.25 | 287.19 | 16.21 | -57.46 | 10.65 | 20 | 13.98 | 0 | 0.5 | 0.5 | 1 | 0.5 | 0 | 0 | 0 | 0 | 0 | 0 | 0 | 0 | 0 | 0 | 0 | 0 | 0 | 0 | 0 | 0 | 0
7917 | 8.7 | 1411.34 | 660 | 131.35 | 2202.69 | 740.21 | 444.13 | 11547.34 | 3387.03 | 14490.24 | 190.84 | 0 | 0 | 2398.5 | 11070 | 11070 | 61.5 | 24569.25 | 287 | 16.03 | -57.66 | 10.46 | 20 | 14.66 | 0 | 0.5 | 0.5 | 1 | 0.5 | 0 | 0 | 0 | 0 | 0 | 0 | 0 | 0 | 0 | 0 | 0 | 0 | 0 | 0 | 0 | 0 | 0
7918 | 8.2 | 1411.34 | 660 | 131.35 | 2202.69 | 740.21 | 444.13 | 11547.34 | 3387.03 | 14490.24 | 190.84 | 0 | 0 | 2398.5 | 11070 | 11070 | 61.5 | 24569.25 | 286.55 | 15.57 | -58.15 | 9.96 | 20 | 16.35 | 0 | 0.5 | 0.5 | 1 | 0.5 | 0 | 0 | 0 | 0 | 0 | 0 | 0 | 0 | 0 | 0 | 0 | 0 | 0 | 0 | 0 | 0 | 0
7919 | 8 | 1411.34 | 660 | 131.35 | 2202.69 | 740.21 | 444.13 | 11547.34 | 3387.03 | 14490.24 | 190.84 | 0 | 0 | 2398.5 | 11070 | 11070 | 61.5 | 24569.25 | 286.36 | 15.39 | -58.35 | 9.76 | 20 | 17.03 | 0 | 0.5 | 0.5 | 1 | 0.5 | 0 | 0 | 0 | 0 | 0 | 0 | 0 | 0 | 0 | 0 | 0 | 0 | 0 | 0 | 0 | 0 | 0
7920 | 7.5 | 1411.34 | 660 | 131.35 | 2202.69 | 740.21 | 444.13 | 11547.34 | 3387.03 | 14490.24 | 190.84 | 0 | 0 | 2398.5 | 11070 | 11070 | 61.5 | 24569.25 | 285.9 | 14.93 | -58.84 | 9.27 | 20 | 18.72 | 0 | 0.5 | 0.5 | 1 | 0.5 | 0 | 0 | 0 | 0 | 0 | 0 | 0 | 0 | 0 | 0 | 0 | 0 | 0 | 0 | 0 | 0 | 0
7921 | 5.8 | 1411.34 | 660 | 131.35 | 2202.69 | 740.21 | 444.13 | 11547.34 | 3387.03 | 14490.24 | 190.84 | 0 | 0 | 2398.5 | 2214 | 2214 | 61.5 | 6857.25 | 279.54 | 8.57 | -61.73 | 6.39 | 20 | 42.19 | 0 | 0.5 | 0.1 | 0.5 | 0.5 | 0 | 0 | 0 | 0 | 0 | 0 | 0 | 0 | 0 | 0 | 0 | 0 | 0 | 0 | 0 | 0 | 0
7922 | 5.1 | 1411.34 | 660 | 131.35 | 2202.69 | 740.21 | 444.13 | 11547.34 | 3387.03 | 14490.24 | 190.84 | 0 | 0 | 2398.5 | 2214 | 2214 | 61.5 | 6857.25 | 278.9 | 7.92 | -62.42 | 5.7 | 20 | 44.56 | 0 | 0.5 | 0.1 | 0.5 | 0.5 | 0 | 0 | 0 | 0 | 0 | 0 | 0 | 0 | 0 | 0 | 0 | 0 | 0 | 0 | 0 | 0 | 0
7923 | 4.5 | 1411.34 | 660 | 131.35 | 2202.69 | 740.21 | 444.13 | 11547.34 | 3387.03 | 14490.24 | 190.84 | 0 | 0 | 2398.5 | 2214 | 2214 | 61.5 | 6857.25 | 278.35 | 7.37 | -63.01 | 5.1 | 20 | 46.6 | 0 | 0.5 | 0.1 | 0.5 | 0.5 | 0 | 0 | 0 | 0 | 0 | 0 | 0 | 0 | 0 | 0 | 0 | 0 | 0 | 0 | 0 | 0 | 0
7924 | 4.6 | 1411.34 | 660 | 131.35 | 2202.69 | 740.21 | 444.13 | 11547.34 | 3387.03 | 14490.24 | 190.84 | 0 | 0 | 2398.5 | 2214 | 2214 | 61.5 | 6857.25 | 278.44 | 7.47 | -62.91 | 5.2 | 20 | 46.26 | 0 | 0.5 | 0.1 | 0.5 | 0.5 | 0 | 0 | 0 | 0 | 0 | 0 | 0 | 0 | 0 | 0 | 0 | 0 | 0 | 0 | 0 | 0 | 0
7925 | 4.4 | 1411.34 | 660 | 131.35 | 2202.69 | 740.21 | 444.13 | 11547.34 | 3387.03 | 14490.24 | 190.84 | 0 | 0 | 2398.5 | 2214 | 2214 | 61.5 | 6857.25 | 278.26 | 7.28 | -63.11 | 5 | 20 | 46.93 | 0 | 0.5 | 0.1 | 0.5 | 0.5 | 0 | 0 | 0 | 0 | 0 | 0 | 0 | 0 | 0 | 0 | 0 | 0 | 0 | 0 | 0 | 0 | 0
7926 | 4.8 | 1411.34 | 660 | 131.35 | 2202.69 | 740.21 | 444.13 | 11547.34 | 3387.03 | 14490.24 | 190.84 | 0 | 0 | 2398.5 | 2214 | 2214 | 61.5 | 6857.25 | 278.63 | 7.65 | -62.72 | 5.4 | 20 | 45.58 | 0 | 0.5 | 0.1 | 0.5 | 0.5 | 0 | 0 | 0 | 0 | 0 | 0 | 0 | 0 | 0 | 0 | 0 | 0 | 0 | 0 | 0 | 0 | 0
7927 | 5.6 | 1411.34 | 660 | 131.35 | 2202.69 | 740.21 | 444.13 | 11547.34 | 3387.03 | 14490.24 | 190.84 | 0 | 0 | 2398.5 | 2214 | 2214 | 61.5 | 6857.25 | 279.36 | 8.38 | -61.93 | 6.19 | 20 | 42.87 | 0 | 0.5 | 0.1 | 0.5 | 0.5 | 0 | 0 | 0 | 0 | 0 | 0 | 0 | 0 | 0 | 0 | 0 | 0 | 0 | 0 | 0 | 0 | 0
7928 | 5.6 | 1411.34 | 660 | 131.35 | 2202.69 | 740.21 | 177.65 | 11280.86 | 3120.55 | 14223.76 | 190.84 | 0 | 0 | 959.4 | 4428 | 4428 | 24.6 | 9827.7 | 299.59 | 9.54 | -62.97 | 6.41 | 20 | 36.06 | 0 | 0.2 | 0.2 | 1 | 0.2 | 0 | 0 | 0 | 0 | 0 | 0 | 0 | 0 | 0 | 0 | 0 | 0 | 0 | 0 | 0 | 0 | 0
7929 | 5.3 | 1411.34 | 660 | 131.35 | 2202.69 | 740.21 | 177.65 | 11280.86 | 3120.55 | 14223.76 | 190.84 | 804.03 | 61.31 | 959.4 | 4428 | 4428 | 24.6 | 9827.7 | 299.57 | 9.52 | -63.2 | 6.17 | 20 | 36.13 | 0 | 0.2 | 0.2 | 1 | 0.2 | 0 | 238.95 | 0 | 338.29 | 0 | 158.85 | 0 | 67.93 | 0 | 17.75 | 0 | 18.87 | 0 | 7.76 | 0 | 3.79 | 13.13
7930 | 5.2 | 1411.34 | 660 | 131.35 | 2202.69 | 740.21 | 177.65 | 11280.86 | 3120.55 | 14223.76 | 190.84 | 4254.83 | 344.69 | 959.4 | 4428 | 4428 | 24.6 | 9827.7 | 300.56 | 10.51 | -63.04 | 6.33 | 20 | 32.71 | 0 | 0.2 | 0.2 | 1 | 0.2 | 0 | 1171.49 | 0 | 883.3 | 0 | 1541.04 | 0 | 659 | 0 | 87.04 | 0 | 49.28 | 0 | 75.28 | 0 | 36.77 | 96.32
7931 | 5.6 | 1411.34 | 660 | 131.35 | 2202.69 | 740.21 | 177.65 | 11280.86 | 3120.55 | 14223.76 | 190.84 | 14661.14 | 1135.77 | 959.4 | 4428 | 4428 | 24.6 | 9827.7 | 304.17 | 14.12 | -61.87 | 7.5 | 20 | 20.27 | 0 | 0.2 | 0.2 | 1 | 0.2 | 0 | 3337.47 | 0 | 4047.44 | 0 | 5373.29 | 0 | 1902.94 | 0 | 247.96 | 0 | 225.81 | 0 | 262.5 | 0 | 106.17 | 293.34
7932 | 5.8 | 1411.34 | 660 | 131.35 | 2202.69 | 740.21 | 177.65 | 11280.86 | 3120.55 | 14223.76 | 190.84 | 15686.81 | 1248.04 | 959.4 | 4428 | 4428 | 24.6 | 9827.7 | 304.68 | 14.63 | -61.6 | 7.78 | 20 | 18.5 | 0 | 0.2 | 0.2 | 1 | 0.2 | 0 | 4032.51 | 0 | 3120.77 | 0 | 6234.29 | 0 | 2299.24 | 0 | 299.6 | 0 | 174.11 | 0 | 304.56 | 0 | 128.28 | 341.5
7933 | 5.9 | 1411.34 | 660 | 131.35 | 2202.69 | 740.21 | 177.65 | 11280.86 | 3120.55 | 14223.76 | 190.84 | 19520.64 | 1532.56 | 959.4 | 4428 | 4428 | 24.6 | 9827.7 | 305.97 | 15.92 | -61.21 | 8.16 | 20 | 14.07 | 0 | 0.2 | 0.2 | 1 | 0.2 | 0 | 4813.91 | 0 | 3725.79 | 0 | 8236.15 | 0 | 2744.78 | 0 | 357.65 | 0 | 207.87 | 0 | 402.35 | 0 | 153.13 | 411.55
7934 | 6.2 | 1411.34 | 660 | 131.35 | 2202.69 | 740.21 | 177.65 | 11280.86 | 3120.55 | 14223.76 | 190.84 | 19475.7 | 1516.64 | 959.4 | 4428 | 4428 | 24.6 | 9827.7 | 306.22 | 16.17 | -60.92 | 8.45 | 20 | 13.2 | 0 | 0.2 | 0.2 | 1 | 0.2 | 0 | 4711.37 | 0 | 3444.68 | 0 | 8633.35 | 0 | 2686.31 | 0 | 350.03 | 0 | 192.18 | 0 | 421.76 | 0 | 149.87 | 402.8
7935 | 6.3 | 1411.34 | 660 | 131.35 | 2202.69 | 740.21 | 177.65 | 11280.86 | 3120.55 | 14223.76 | 190.84 | 24580.65 | 1731.37 | 959.4 | 4428 | 4428 | 24.6 | 9827.7 | 307.86 | 17.81 | -60.45 | 8.92 | 20 | 7.57 | 0 | 0.2 | 0.2 | 1 | 0.2 | 0 | 4314.26 | 0 | 3918.09 | 0 | 13888.41 | 0 | 2459.89 | 0 | 320.53 | 0 | 218.59 | 0 | 678.47 | 0 | 137.24 | 376.53
7936 | 6.1 | 1411.34 | 660 | 131.35 | 2202.69 | 740.21 | 177.65 | 11280.86 | 3120.55 | 14223.76 | 190.84 | 6818.72 | 534.78 | 959.4 | 4428 | 4428 | 24.6 | 9827.7 | 302.18 | 12.13 | -61.96 | 7.41 | 20 | 27.15 | 0 | 0.2 | 0.2 | 1 | 0.2 | 0 | 1702.4 | 0 | 1029.28 | 0 | 3116.37 | 0 | 970.67 | 0 | 126.48 | 0 | 57.42 | 0 | 152.24 | 0 | 54.15 | 144.48
7937 | 5.9 | 1411.34 | 660 | 131.35 | 2202.69 | 740.21 | 177.65 | 11280.86 | 3120.55 | 14223.76 | 190.84 | 522.57 | 43.68 | 959.4 | 4428 | 4428 | 24.6 | 9827.7 | 300.03 | 9.98 | -62.63 | 6.74 | 20 | 34.56 | 0 | 0.2 | 0.2 | 1 | 0.2 | 0 | 150.44 | 0 | 85.78 | 0 | 200.58 | 0 | 85.78 | 0 | 11.18 | 0 | 4.79 | 0 | 9.8 | 0 | 4.79 | 13.13
7938 | 5 | 1411.34 | 660 | 131.35 | 2202.69 | 740.21 | 444.13 | 11547.34 | 3387.03 | 14490.24 | 190.84 | 0 | 0 | 2398.5 | 11070 | 11070 | 61.5 | 24569.25 | 283.61 | 12.63 | -61.31 | 6.8 | 20 | 27.19 | 0 | 0.5 | 0.5 | 1 | 0.5 | 0 | 0 | 0 | 0 | 0 | 0 | 0 | 0 | 0 | 0 | 0 | 0 | 0 | 0 | 0 | 0 | 0
7939 | 4.9 | 1411.34 | 660 | 131.35 | 2202.69 | 740.21 | 444.13 | 11547.34 | 3387.03 | 14490.24 | 190.84 | 0 | 0 | 2398.5 | 11070 | 11070 | 61.5 | 24569.25 | 283.52 | 12.54 | -61.41 | 6.7 | 20 | 27.53 | 0 | 0.5 | 0.5 | 1 | 0.5 | 0 | 0 | 0 | 0 | 0 | 0 | 0 | 0 | 0 | 0 | 0 | 0 | 0 | 0 | 0 | 0 | 0
7940 | 4.7 | 1411.34 | 660 | 131.35 | 2202.69 | 740.21 | 444.13 | 11547.34 | 3387.03 | 14490.24 | 190.84 | 0 | 0 | 2398.5 | 11070 | 11070 | 61.5 | 24569.25 | 283.33 | 12.36 | -61.61 | 6.51 | 20 | 28.21 | 0 | 0.5 | 0.5 | 1 | 0.5 | 0 | 0 | 0 | 0 | 0 | 0 | 0 | 0 | 0 | 0 | 0 | 0 | 0 | 0 | 0 | 0 | 0
7941 | 3.7 | 1411.34 | 660 | 131.35 | 2202.69 | 740.21 | 444.13 | 11547.34 | 3387.03 | 14490.24 | 190.84 | 0 | 0 | 2398.5 | 11070 | 11070 | 61.5 | 24569.25 | 282.42 | 11.44 | -62.59 | 5.52 | 20 | 31.59 | 0 | 0.5 | 0.5 | 1 | 0.5 | 0 | 0 | 0 | 0 | 0 | 0 | 0 | 0 | 0 | 0 | 0 | 0 | 0 | 0 | 0 | 0 | 0
7942 | 3.3 | 1411.34 | 660 | 131.35 | 2202.69 | 740.21 | 444.13 | 11547.34 | 3387.03 | 14490.24 | 190.84 | 0 | 0 | 2398.5 | 11070 | 11070 | 61.5 | 24569.25 | 282.05 | 11.07 | -62.99 | 5.13 | 20 | 32.95 | 0 | 0.5 | 0.5 | 1 | 0.5 | 0 | 0 | 0 | 0 | 0 | 0 | 0 | 0 | 0 | 0 | 0 | 0 | 0 | 0 | 0 | 0 | 0
7943 | 2.9 | 1411.34 | 660 | 131.35 | 2202.69 | 740.21 | 444.13 | 11547.34 | 3387.03 | 14490.24 | 190.84 | 0 | 0 | 2398.5 | 11070 | 11070 | 61.5 | 24569.25 | 281.68 | 10.7 | -63.38 | 4.73 | 20 | 34.3 | 0 | 0.5 | 0.5 | 1 | 0.5 | 0 | 0 | 0 | 0 | 0 | 0 | 0 | 0 | 0 | 0 | 0 | 0 | 0 | 0 | 0 | 0 | 0
7944 | 1.5 | 1411.34 | 660 | 131.35 | 2202.69 | 740.21 | 444.13 | 11547.34 | 3387.03 | 14490.24 | 190.84 | 0 | 0 | 2398.5 | 11070 | 11070 | 61.5 | 24569.25 | 280.4 | 9.42 | -64.77 | 3.35 | 20 | 39.04 | 0 | 0.5 | 0.5 | 1 | 0.5 | 0 | 0 | 0 | 0 | 0 | 0 | 0 | 0 | 0 | 0 | 0 | 0 | 0 | 0 | 0 | 0 | 0
7945 | 0.5 | 1411.34 | 660 | 131.35 | 2202.69 | 740.21 | 444.13 | 11547.34 | 3387.03 | 14490.24 | 190.84 | 0 | 0 | 2398.5 | 2214 | 2214 | 61.5 | 6857.25 | 274.68 | 3.7 | -66.96 | 1.16 | 20 | 60.14 | 0 | 0.5 | 0.1 | 0.5 | 0.5 | 0 | 0 | 0 | 0 | 0 | 0 | 0 | 0 | 0 | 0 | 0 | 0 | 0 | 0 | 0 | 0 | 0
7946 | 0.2 | 1411.34 | 660 | 131.35 | 2202.69 | 740.21 | 444.13 | 11547.34 | 3387.03 | 14490.24 | 190.84 | 0 | 0 | 2398.5 | 2214 | 2214 | 61.5 | 6857.25 | 274.4 | 3.43 | -67.26 | 0.86 | 20 | 61.16 | 0 | 0.5 | 0.1 | 0.5 | 0.5 | 0 | 0 | 0 | 0 | 0 | 0 | 0 | 0 | 0 | 0 | 0 | 0 | 0 | 0 | 0 | 0 | 0
7947 | -0.7 | 1411.34 | 660 | 131.35 | 2202.69 | 740.21 | 444.13 | 11547.34 | 3387.03 | 14490.24 | 190.84 | 0 | 0 | 2398.5 | 2214 | 2214 | 61.5 | 6857.25 | 273.58 | 2.6 | -68.14 | -0.03 | 20 | 64.21 | 0 | 0.5 | 0.1 | 0.5 | 0.5 | 0 | 0 | 0 | 0 | 0 | 0 | 0 | 0 | 0 | 0 | 0 | 0 | 0 | 0 | 0 | 0 | 0
7948 | -0.9 | 1411.34 | 660 | 131.35 | 2202.69 | 740.21 | 444.13 | 11547.34 | 3387.03 | 14490.24 | 190.84 | 0 | 0 | 2398.5 | 2214 | 2214 | 61.5 | 6857.25 | 273.39 | 2.42 | -68.34 | -0.23 | 20 | 64.89 | 0 | 0.5 | 0.1 | 0.5 | 0.5 | 0 | 0 | 0 | 0 | 0 | 0 | 0 | 0 | 0 | 0 | 0 | 0 | 0 | 0 | 0 | 0 | 0
7949 | -1.3 | 1411.34 | 660 | 131.35 | 2202.69 | 740.21 | 444.13 | 11547.34 | 3387.03 | 14490.24 | 190.84 | 0 | 0 | 2398.5 | 2214 | 2214 | 61.5 | 6857.25 | 273.03 | 2.05 | -68.74 | -0.62 | 20 | 66.24 | 0 | 0.5 | 0.1 | 0.5 | 0.5 | 0 | 0 | 0 | 0 | 0 | 0 | 0 | 0 | 0 | 0 | 0 | 0 | 0 | 0 | 0 | 0 | 0
7950 | -1.6 | 1411.34 | 660 | 131.35 | 2202.69 | 740.21 | 444.13 | 11547.34 | 3387.03 | 14490.24 | 190.84 | 0 | 0 | 2398.5 | 2214 | 2214 | 61.5 | 6857.25 | 272.75 | 1.78 | -69.03 | -0.92 | 20 | 67.26 | 0 | 0.5 | 0.1 | 0.5 | 0.5 | 0 | 0 | 0 | 0 | 0 | 0 | 0 | 0 | 0 | 0 | 0 | 0 | 0 | 0 | 0 | 0 | 0
7951 | -1.7 | 1411.34 | 660 | 131.35 | 2202.69 | 740.21 | 444.13 | 11547.34 | 3387.03 | 14490.24 | 190.84 | 0 | 0 | 2398.5 | 2214 | 2214 | 61.5 | 6857.25 | 272.66 | 1.68 | -69.13 | -1.02 | 20 | 67.6 | 0 | 0.5 | 0.1 | 0.5 | 0.5 | 0 | 0 | 0 | 0 | 0 | 0 | 0 | 0 | 0 | 0 | 0 | 0 | 0 | 0 | 0 | 0 | 0
7952 | -1.9 | 1411.34 | 660 | 131.35 | 2202.69 | 740.21 | 177.65 | 11280.86 | 3120.55 | 14223.76 | 190.84 | 0 | 0 | 959.4 | 4428 | 4428 | 24.6 | 9827.7 | 292.8 | 2.75 | -70.37 | -0.99 | 20 | 59.47 | 0 | 0.2 | 0.2 | 1 | 0.2 | 0 | 0 | 0 | 0 | 0 | 0 | 0 | 0 | 0 | 0 | 0 | 0 | 0 | 0 | 0 | 0 | 0
7953 | -1.3 | 1411.34 | 660 | 131.35 | 2202.69 | 740.21 | 177.65 | 11280.86 | 3120.55 | 14223.76 | 190.84 | 8565.98 | 557.55 | 959.4 | 4428 | 4428 | 24.6 | 9827.7 | 295.99 | 5.94 | -69.14 | 0.23 | 20 | 48.47 | 0 | 0.2 | 0.2 | 1 | 0.2 | 0 | 2600.9 | 0 | 5242.84 | 0 | 505.9 | 0 | 216.34 | 0 | 193.24 | 0 | 292.5 | 0 | 24.71 | 0 | 12.07 | 35.03
7954 | 1.1 | 1411.34 | 660 | 131.35 | 2202.69 | 740.21 | 177.65 | 11280.86 | 3120.55 | 14223.76 | 190.84 | 25750.79 | 1847.71 | 959.4 | 4428 | 4428 | 24.6 | 9827.7 | 303.52 | 13.47 | -65.49 | 3.88 | 20 | 22.51 | 0 | 0.2 | 0.2 | 1 | 0.2 | 0 | 4219.63 | 0 | 15271.18 | 0 | 4384.87 | 0 | 1875.11 | 0 | 313.5 | 0 | 852 | 0 | 214.21 | 0 | 104.61 | 363.39
7955 | 4.5 | 1411.34 | 660 | 131.35 | 2202.69 | 740.21 | 177.65 | 11280.86 | 3120.55 | 14223.76 | 190.84 | 56359.27 | 3838.85 | 959.4 | 4428 | 4428 | 24.6 | 9827.7 | 316.05 | 26 | -59.88 | 9.5 | 23.9 | 0 | 0 | 0.2 | 0.2 | 1 | 0.2 | 0 | 5704.02 | 0 | 28802.47 | 0 | 18600.48 | 0 | 3252.29 | 0 | 423.78 | 0 | 1606.92 | 0 | 908.67 | 0 | 181.45 | 718.03
7956 | 7.8 | 1411.34 | 660 | 131.35 | 2202.69 | 740.21 | 177.65 | 11280.86 | 3120.55 | 14223.76 | 190.84 | 44113.51 | 5752.26 | 959.4 | 4428 | 4428 | 24.6 | 9827.7 | 316.2 | 26.15 | -57.34 | 12.04 | 23.9 | 0 | 0 | 0.2 | 0.2 | 1 | 0.2 | 0 | 3344.72 | 0 | 17818.68 | 0 | 21043.04 | 0 | 1907.08 | 0 | 497 | 0 | 1988.25 | 0 | 2055.98 | 0 | 212.8 | 998.23
7957 | 9 | 1411.34 | 660 | 131.35 | 2202.69 | 740.21 | 177.65 | 11280.86 | 3120.55 | 14223.76 | 190.84 | 54616 | 6867.36 | 959.4 | 4428 | 4428 | 24.6 | 9827.7 | 320.65 | 30.6 | -55.35 | 14.03 | 23.9 | 0 | 0 | 0.2 | 0.2 | 1 | 0.2 | 0 | 3424.58 | 0 | 16950.87 | 0 | 32287.94 | 0 | 1952.61 | 0 | 508.86 | 0 | 1891.41 | 0 | 3154.65 | 0 | 217.88 | 1094.56
7958 | 8.8 | 1411.34 | 660 | 131.35 | 2202.69 | 740.21 | 177.65 | 11280.86 | 3120.55 | 14223.76 | 190.84 | 53285.14 | 6525.54 | 959.4 | 4428 | 4428 | 24.6 | 9827.7 | 319.99 | 29.94 | -55.66 | 13.71 | 23.9 | 0 | 0 | 0.2 | 0.2 | 1 | 0.2 | 0 | 3272.18 | 0 | 12115.38 | 0 | 36031.85 | 0 | 1865.72 | 0 | 486.22 | 0 | 1351.86 | 0 | 3520.45 | 0 | 208.18 | 958.83
7959 | 8.6 | 1411.34 | 660 | 131.35 | 2202.69 | 740.21 | 177.65 | 11280.86 | 3120.55 | 14223.76 | 190.84 | 45797.5 | 5420.66 | 959.4 | 4428 | 4428 | 24.6 | 9827.7 | 317.31 | 27.27 | -56.45 | 12.92 | 23.9 | 0 | 0 | 0.2 | 0.2 | 1 | 0.2 | 0 | 2648.93 | 0 | 7101.07 | 0 | 34537.14 | 0 | 1510.36 | 0 | 393.61 | 0 | 792.35 | 0 | 3374.41 | 0 | 168.53 | 691.76
7960 | 6.3 | 1411.34 | 660 | 131.35 | 2202.69 | 740.21 | 177.65 | 11280.86 | 3120.55 | 14223.76 | 190.84 | 24851.91 | 2848.84 | 959.4 | 4428 | 4428 | 24.6 | 9827.7 | 308.41 | 18.36 | -60.36 | 9.02 | 20 | 5.65 | 0 | 0.2 | 0.2 | 1 | 0.2 | 0 | 1510.07 | 0 | 2149.34 | 0 | 20331.49 | 0 | 861.01 | 0 | 224.38 | 0 | 239.83 | 0 | 1986.46 | 0 | 96.07 | 302.1
7961 | 3.6 | 1411.34 | 660 | 131.35 | 2202.69 | 740.21 | 177.65 | 11280.86 | 3120.55 | 14223.76 | 190.84 | 1058.28 | 88.13 | 959.4 | 4428 | 4428 | 24.6 | 9827.7 | 298.11 | 8.06 | -64.86 | 4.51 | 20 | 41.16 | 0 | 0.2 | 0.2 | 1 | 0.2 | 0 | 304.66 | 0 | 173.71 | 0 | 406.21 | 0 | 173.71 | 0 | 22.63 | 0 | 9.69 | 0 | 19.84 | 0 | 9.69 | 26.27
7962 | 3.7 | 1411.34 | 660 | 131.35 | 2202.69 | 740.21 | 444.13 | 11547.34 | 3387.03 | 14490.24 | 190.84 | 0 | 0 | 2398.5 | 11070 | 11070 | 61.5 | 24569.25 | 282.42 | 11.44 | -62.59 | 5.52 | 20 | 31.59 | 0 | 0.5 | 0.5 | 1 | 0.5 | 0 | 0 | 0 | 0 | 0 | 0 | 0 | 0 | 0 | 0 | 0 | 0 | 0 | 0 | 0 | 0 | 0
7963 | 3.9 | 1411.34 | 660 | 131.35 | 2202.69 | 740.21 | 444.13 | 11547.34 | 3387.03 | 14490.24 | 190.84 | 0 | 0 | 2398.5 | 11070 | 11070 | 61.5 | 24569.25 | 282.6 | 11.62 | -62.4 | 5.72 | 20 | 30.92 | 0 | 0.5 | 0.5 | 1 | 0.5 | 0 | 0 | 0 | 0 | 0 | 0 | 0 | 0 | 0 | 0 | 0 | 0 | 0 | 0 | 0 | 0 | 0
7964 | 3.6 | 1411.34 | 660 | 131.35 | 2202.69 | 740.21 | 444.13 | 11547.34 | 3387.03 | 14490.24 | 190.84 | 0 | 0 | 2398.5 | 11070 | 11070 | 61.5 | 24569.25 | 282.32 | 11.35 | -62.69 | 5.42 | 20 | 31.93 | 0 | 0.5 | 0.5 | 1 | 0.5 | 0 | 0 | 0 | 0 | 0 | 0 | 0 | 0 | 0 | 0 | 0 | 0 | 0 | 0 | 0 | 0 | 0
7965 | 3.4 | 1411.34 | 660 | 131.35 | 2202.69 | 740.21 | 444.13 | 11547.34 | 3387.03 | 14490.24 | 190.84 | 0 | 0 | 2398.5 | 11070 | 11070 | 61.5 | 24569.25 | 282.14 | 11.16 | -62.89 | 5.22 | 20 | 32.61 | 0 | 0.5 | 0.5 | 1 | 0.5 | 0 | 0 | 0 | 0 | 0 | 0 | 0 | 0 | 0 | 0 | 0 | 0 | 0 | 0 | 0 | 0 | 0
7966 | 3.1 | 1411.34 | 660 | 131.35 | 2202.69 | 740.21 | 444.13 | 11547.34 | 3387.03 | 14490.24 | 190.84 | 0 | 0 | 2398.5 | 11070 | 11070 | 61.5 | 24569.25 | 281.86 | 10.89 | -63.19 | 4.93 | 20 | 33.63 | 0 | 0.5 | 0.5 | 1 | 0.5 | 0 | 0 | 0 | 0 | 0 | 0 | 0 | 0 | 0 | 0 | 0 | 0 | 0 | 0 | 0 | 0 | 0
7967 | 3 | 1411.34 | 660 | 131.35 | 2202.69 | 740.21 | 444.13 | 11547.34 | 3387.03 | 14490.24 | 190.84 | 0 | 0 | 2398.5 | 11070 | 11070 | 61.5 | 24569.25 | 281.77 | 10.8 | -63.29 | 4.83 | 20 | 33.96 | 0 | 0.5 | 0.5 | 1 | 0.5 | 0 | 0 | 0 | 0 | 0 | 0 | 0 | 0 | 0 | 0 | 0 | 0 | 0 | 0 | 0 | 0 | 0
7968 | 3.2 | 1411.34 | 660 | 131.35 | 2202.69 | 740.21 | 444.13 | 11547.34 | 3387.03 | 14490.24 | 190.84 | 0 | 0 | 2398.5 | 11070 | 11070 | 61.5 | 24569.25 | 281.96 | 10.98 | -63.09 | 5.03 | 20 | 33.29 | 0 | 0.5 | 0.5 | 1 | 0.5 | 0 | 0 | 0 | 0 | 0 | 0 | 0 | 0 | 0 | 0 | 0 | 0 | 0 | 0 | 0 | 0 | 0
7969 | 2.8 | 1411.34 | 660 | 131.35 | 2202.69 | 740.21 | 444.13 | 11547.34 | 3387.03 | 14490.24 | 190.84 | 0 | 0 | 2398.5 | 2214 | 2214 | 61.5 | 6857.25 | 276.79 | 5.81 | -64.69 | 3.43 | 20 | 52.35 | 0 | 0.5 | 0.1 | 0.5 | 0.5 | 0 | 0 | 0 | 0 | 0 | 0 | 0 | 0 | 0 | 0 | 0 | 0 | 0 | 0 | 0 | 0 | 0
7970 | 2.2 | 1411.34 | 660 | 131.35 | 2202.69 | 740.21 | 444.13 | 11547.34 | 3387.03 | 14490.24 | 190.84 | 0 | 0 | 2398.5 | 2214 | 2214 | 61.5 | 6857.25 | 276.24 | 5.26 | -65.28 | 2.83 | 20 | 54.39 | 0 | 0.5 | 0.1 | 0.5 | 0.5 | 0 | 0 | 0 | 0 | 0 | 0 | 0 | 0 | 0 | 0 | 0 | 0 | 0 | 0 | 0 | 0 | 0
7971 | 2.3 | 1411.34 | 660 | 131.35 | 2202.69 | 740.21 | 444.13 | 11547.34 | 3387.03 | 14490.24 | 190.84 | 0 | 0 | 2398.5 | 2214 | 2214 | 61.5 | 6857.25 | 276.33 | 5.35 | -65.18 | 2.93 | 20 | 54.05 | 0 | 0.5 | 0.1 | 0.5 | 0.5 | 0 | 0 | 0 | 0 | 0 | 0 | 0 | 0 | 0 | 0 | 0 | 0 | 0 | 0 | 0 | 0 | 0
7972 | 2.6 | 1411.34 | 660 | 131.35 | 2202.69 | 740.21 | 444.13 | 11547.34 | 3387.03 | 14490.24 | 190.84 | 0 | 0 | 2398.5 | 2214 | 2214 | 61.5 | 6857.25 | 276.61 | 5.63 | -64.89 | 3.23 | 20 | 53.03 | 0 | 0.5 | 0.1 | 0.5 | 0.5 | 0 | 0 | 0 | 0 | 0 | 0 | 0 | 0 | 0 | 0 | 0 | 0 | 0 | 0 | 0 | 0 | 0
7973 | 2.2 | 1411.34 | 660 | 131.35 | 2202.69 | 740.21 | 444.13 | 11547.34 | 3387.03 | 14490.24 | 190.84 | 0 | 0 | 2398.5 | 2214 | 2214 | 61.5 | 6857.25 | 276.24 | 5.26 | -65.28 | 2.83 | 20 | 54.39 | 0 | 0.5 | 0.1 | 0.5 | 0.5 | 0 | 0 | 0 | 0 | 0 | 0 | 0 | 0 | 0 | 0 | 0 | 0 | 0 | 0 | 0 | 0 | 0
7974 | 2.2 | 1411.34 | 660 | 131.35 | 2202.69 | 740.21 | 444.13 | 11547.34 | 3387.03 | 14490.24 | 190.84 | 0 | 0 | 2398.5 | 2214 | 2214 | 61.5 | 6857.25 | 276.24 | 5.26 | -65.28 | 2.83 | 20 | 54.39 | 0 | 0.5 | 0.1 | 0.5 | 0.5 | 0 | 0 | 0 | 0 | 0 | 0 | 0 | 0 | 0 | 0 | 0 | 0 | 0 | 0 | 0 | 0 | 0
7975 | 2.3 | 1411.34 | 660 | 131.35 | 2202.69 | 740.21 | 444.13 | 11547.34 | 3387.03 | 14490.24 | 190.84 | 0 | 0 | 2398.5 | 2214 | 2214 | 61.5 | 6857.25 | 276.33 | 5.35 | -65.18 | 2.93 | 20 | 54.05 | 0 | 0.5 | 0.1 | 0.5 | 0.5 | 0 | 0 | 0 | 0 | 0 | 0 | 0 | 0 | 0 | 0 | 0 | 0 | 0 | 0 | 0 | 0 | 0
7976 | 2.4 | 1411.34 | 660 | 131.35 | 2202.69 | 740.21 | 177.65 | 11280.86 | 3120.55 | 14223.76 | 190.84 | 0 | 0 | 959.4 | 4428 | 4428 | 24.6 | 9827.7 | 296.69 | 6.64 | -66.13 | 3.25 | 20 | 46.05 | 0 | 0.2 | 0.2 | 1 | 0.2 | 0 | 0 | 0 | 0 | 0 | 0 | 0 | 0 | 0 | 0 | 0 | 0 | 0 | 0 | 0 | 0 | 0
7977 | 2.6 | 1411.34 | 660 | 131.35 | 2202.69 | 740.21 | 177.65 | 11280.86 | 3120.55 | 14223.76 | 190.84 | 0 | 0 | 959.4 | 4428 | 4428 | 24.6 | 9827.7 | 296.87 | 6.82 | -65.93 | 3.45 | 20 | 45.42 | 0 | 0.2 | 0.2 | 1 | 0.2 | 0 | 0 | 0 | 0 | 0 | 0 | 0 | 0 | 0 | 0 | 0 | 0 | 0 | 0 | 0 | 0 | 0
7978 | 2.3 | 1411.34 | 660 | 131.35 | 2202.69 | 740.21 | 177.65 | 11280.86 | 3120.55 | 14223.76 | 190.84 | 4497.25 | 358.43 | 959.4 | 4428 | 4428 | 24.6 | 9827.7 | 298.01 | 7.96 | -65.89 | 3.49 | 20 | 41.5 | 0 | 0.2 | 0.2 | 1 | 0.2 | 0 | 1175.97 | 0 | 1148.21 | 0 | 1522.15 | 0 | 650.92 | 0 | 87.37 | 0 | 64.06 | 0 | 74.36 | 0 | 36.32 | 96.32
7979 | 2.9 | 1411.34 | 660 | 131.35 | 2202.69 | 740.21 | 177.65 | 11280.86 | 3120.55 | 14223.76 | 190.84 | 8288 | 676.01 | 959.4 | 4428 | 4428 | 24.6 | 9827.7 | 299.75 | 9.7 | -65.01 | 4.36 | 20 | 35.52 | 0 | 0.2 | 0.2 | 1 | 0.2 | 0 | 2319.28 | 0 | 1484.33 | 0 | 3161.99 | 0 | 1322.4 | 0 | 172.31 | 0 | 82.81 | 0 | 154.47 | 0 | 73.78 | 192.64
7980 | 3.3 | 1411.34 | 660 | 131.35 | 2202.69 | 740.21 | 177.65 | 11280.86 | 3120.55 | 14223.76 | 190.84 | 12853.61 | 1041.14 | 959.4 | 4428 | 4428 | 24.6 | 9827.7 | 301.54 | 11.49 | -64.27 | 5.1 | 20 | 29.34 | 0 | 0.2 | 0.2 | 1 | 0.2 | 0 | 3535.19 | 0 | 2296.75 | 0 | 5005.99 | 0 | 2015.68 | 0 | 262.65 | 0 | 128.14 | 0 | 244.55 | 0 | 112.46 | 293.34
7981 | 4.3 | 1411.34 | 660 | 131.35 | 2202.69 | 740.21 | 177.65 | 11280.86 | 3120.55 | 14223.76 | 190.84 | 60407.4 | 4057.45 | 959.4 | 4428 | 4428 | 24.6 | 9827.7 | 317.11 | 27.06 | -59.78 | 9.6 | 23.9 | 0 | 0 | 0.2 | 0.2 | 1 | 0.2 | 0 | 7222.62 | 0 | 16537.89 | 0 | 32528.73 | 0 | 4118.16 | 0 | 536.61 | 0 | 922.67 | 0 | 1589.09 | 0 | 229.76 | 779.32
7982 | 4.9 | 1411.34 | 660 | 131.35 | 2202.69 | 740.21 | 177.65 | 11280.86 | 3120.55 | 14223.76 | 190.84 | 26397.72 | 3505.3 | 959.4 | 4428 | 4428 | 24.6 | 9827.7 | 307.78 | 17.73 | -61.58 | 7.79 | 20 | 7.81 | 0 | 0.2 | 0.2 | 1 | 0.2 | 0 | 3271.48 | 0 | 5551.27 | 0 | 15709.65 | 0 | 1865.32 | 0 | 486.11 | 0 | 619.42 | 0 | 1534.89 | 0 | 208.14 | 656.73
7983 | 5.3 | 1411.34 | 660 | 131.35 | 2202.69 | 740.21 | 177.65 | 11280.86 | 3120.55 | 14223.76 | 190.84 | 49660.08 | 3153.6 | 959.4 | 4428 | 4428 | 24.6 | 9827.7 | 314.64 | 24.59 | -59.6 | 9.77 | 23.9 | 0 | 0 | 0.2 | 0.2 | 1 | 0.2 | 0 | 5182.41 | 0 | 7816.05 | 0 | 33706.73 | 0 | 2954.88 | 0 | 385.03 | 0 | 436.07 | 0 | 1646.64 | 0 | 164.86 | 521.01
7984 | 4.9 | 1411.34 | 660 | 131.35 | 2202.69 | 740.21 | 177.65 | 11280.86 | 3120.55 | 14223.76 | 190.84 | 8298.52 | 1100.31 | 959.4 | 4428 | 4428 | 24.6 | 9827.7 | 301.84 | 11.79 | -63.01 | 6.37 | 20 | 28.32 | 0 | 0.2 | 0.2 | 1 | 0.2 | 0 | 1197.8 | 0 | 958.79 | 0 | 5458.98 | 0 | 682.96 | 0 | 177.98 | 0 | 106.98 | 0 | 533.36 | 0 | 76.21 | 205.78
7985 | 4.6 | 1411.34 | 660 | 131.35 | 2202.69 | 740.21 | 177.65 | 11280.86 | 3120.55 | 14223.76 | 190.84 | 522.82 | 43.7 | 959.4 | 4428 | 4428 | 24.6 | 9827.7 | 298.85 | 8.8 | -63.92 | 5.46 | 20 | 38.62 | 0 | 0.2 | 0.2 | 1 | 0.2 | 0 | 150.51 | 0 | 85.82 | 0 | 200.68 | 0 | 85.82 | 0 | 11.18 | 0 | 4.79 | 0 | 9.8 | 0 | 4.79 | 13.13
7986 | 4.6 | 1411.34 | 660 | 131.35 | 2202.69 | 740.21 | 444.13 | 11547.34 | 3387.03 | 14490.24 | 190.84 | 0 | 0 | 2398.5 | 11070 | 11070 | 61.5 | 24569.25 | 283.24 | 12.26 | -61.71 | 6.41 | 20 | 28.55 | 0 | 0.5 | 0.5 | 1 | 0.5 | 0 | 0 | 0 | 0 | 0 | 0 | 0 | 0 | 0 | 0 | 0 | 0 | 0 | 0 | 0 | 0 | 0
7987 | 5 | 1411.34 | 660 | 131.35 | 2202.69 | 740.21 | 444.13 | 11547.34 | 3387.03 | 14490.24 | 190.84 | 0 | 0 | 2398.5 | 11070 | 11070 | 61.5 | 24569.25 | 283.61 | 12.63 | -61.31 | 6.8 | 20 | 27.19 | 0 | 0.5 | 0.5 | 1 | 0.5 | 0 | 0 | 0 | 0 | 0 | 0 | 0 | 0 | 0 | 0 | 0 | 0 | 0 | 0 | 0 | 0 | 0
7988 | 4.9 | 1411.34 | 660 | 131.35 | 2202.69 | 740.21 | 444.13 | 11547.34 | 3387.03 | 14490.24 | 190.84 | 0 | 0 | 2398.5 | 11070 | 11070 | 61.5 | 24569.25 | 283.52 | 12.54 | -61.41 | 6.7 | 20 | 27.53 | 0 | 0.5 | 0.5 | 1 | 0.5 | 0 | 0 | 0 | 0 | 0 | 0 | 0 | 0 | 0 | 0 | 0 | 0 | 0 | 0 | 0 | 0 | 0
7989 | 5.2 | 1411.34 | 660 | 131.35 | 2202.69 | 740.21 | 444.13 | 11547.34 | 3387.03 | 14490.24 | 190.84 | 0 | 0 | 2398.5 | 11070 | 11070 | 61.5 | 24569.25 | 283.79 | 12.82 | -61.11 | 7 | 20 | 26.51 | 0 | 0.5 | 0.5 | 1 | 0.5 | 0 | 0 | 0 | 0 | 0 | 0 | 0 | 0 | 0 | 0 | 0 | 0 | 0 | 0 | 0 | 0 | 0
7990 | 5.4 | 1411.34 | 660 | 131.35 | 2202.69 | 740.21 | 444.13 | 11547.34 | 3387.03 | 14490.24 | 190.84 | 0 | 0 | 2398.5 | 11070 | 11070 | 61.5 | 24569.25 | 283.98 | 13 | -60.92 | 7.2 | 20 | 25.84 | 0 | 0.5 | 0.5 | 1 | 0.5 | 0 | 0 | 0 | 0 | 0 | 0 | 0 | 0 | 0 | 0 | 0 | 0 | 0 | 0 | 0 | 0 | 0
7991 | 5.9 | 1411.34 | 660 | 131.35 | 2202.69 | 740.21 | 444.13 | 11547.34 | 3387.03 | 14490.24 | 190.84 | 0 | 0 | 2398.5 | 11070 | 11070 | 61.5 | 24569.25 | 284.43 | 13.46 | -60.42 | 7.69 | 20 | 24.14 | 0 | 0.5 | 0.5 | 1 | 0.5 | 0 | 0 | 0 | 0 | 0 | 0 | 0 | 0 | 0 | 0 | 0 | 0 | 0 | 0 | 0 | 0 | 0
7992 | 4.1 | 1411.34 | 660 | 131.35 | 2202.69 | 740.21 | 444.13 | 11547.34 | 3387.03 | 14490.24 | 190.84 | 0 | 0 | 2398.5 | 11070 | 11070 | 61.5 | 24569.25 | 282.78 | 11.81 | -62.2 | 5.92 | 20 | 30.24 | 0 | 0.5 | 0.5 | 1 | 0.5 | 0 | 0 | 0 | 0 | 0 | 0 | 0 | 0 | 0 | 0 | 0 | 0 | 0 | 0 | 0 | 0 | 0
7993 | 3.6 | 1411.34 | 660 | 131.35 | 2202.69 | 740.21 | 444.13 | 11547.34 | 3387.03 | 14490.24 | 190.84 | 0 | 0 | 2398.5 | 2214 | 2214 | 61.5 | 6857.25 | 277.52 | 6.55 | -63.9 | 4.22 | 20 | 49.64 | 0 | 0.5 | 0.1 | 0.5 | 0.5 | 0 | 0 | 0 | 0 | 0 | 0 | 0 | 0 | 0 | 0 | 0 | 0 | 0 | 0 | 0 | 0 | 0
7994 | 3.8 | 1411.34 | 660 | 131.35 | 2202.69 | 740.21 | 444.13 | 11547.34 | 3387.03 | 14490.24 | 190.84 | 0 | 0 | 2398.5 | 2214 | 2214 | 61.5 | 6857.25 | 277.71 | 6.73 | -63.7 | 4.41 | 20 | 48.97 | 0 | 0.5 | 0.1 | 0.5 | 0.5 | 0 | 0 | 0 | 0 | 0 | 0 | 0 | 0 | 0 | 0 | 0 | 0 | 0 | 0 | 0 | 0 | 0
7995 | 4 | 1411.34 | 660 | 131.35 | 2202.69 | 740.21 | 444.13 | 11547.34 | 3387.03 | 14490.24 | 190.84 | 0 | 0 | 2398.5 | 2214 | 2214 | 61.5 | 6857.25 | 277.89 | 6.91 | -63.5 | 4.61 | 20 | 48.29 | 0 | 0.5 | 0.1 | 0.5 | 0.5 | 0 | 0 | 0 | 0 | 0 | 0 | 0 | 0 | 0 | 0 | 0 | 0 | 0 | 0 | 0 | 0 | 0
7996 | 4.1 | 1411.34 | 660 | 131.35 | 2202.69 | 740.21 | 444.13 | 11547.34 | 3387.03 | 14490.24 | 190.84 | 0 | 0 | 2398.5 | 2214 | 2214 | 61.5 | 6857.25 | 277.98 | 7.01 | -63.41 | 4.71 | 20 | 47.95 | 0 | 0.5 | 0.1 | 0.5 | 0.5 | 0 | 0 | 0 | 0 | 0 | 0 | 0 | 0 | 0 | 0 | 0 | 0 | 0 | 0 | 0 | 0 | 0
7997 | 4.3 | 1411.34 | 660 | 131.35 | 2202.69 | 740.21 | 444.13 | 11547.34 | 3387.03 | 14490.24 | 190.84 | 0 | 0 | 2398.5 | 2214 | 2214 | 61.5 | 6857.25 | 278.17 | 7.19 | -63.21 | 4.91 | 20 | 47.27 | 0 | 0.5 | 0.1 | 0.5 | 0.5 | 0 | 0 | 0 | 0 | 0 | 0 | 0 | 0 | 0 | 0 | 0 | 0 | 0 | 0 | 0 | 0 | 0
7998 | 4.6 | 1411.34 | 660 | 131.35 | 2202.69 | 740.21 | 444.13 | 11547.34 | 3387.03 | 14490.24 | 190.84 | 0 | 0 | 2398.5 | 2214 | 2214 | 61.5 | 6857.25 | 278.44 | 7.47 | -62.91 | 5.2 | 20 | 46.26 | 0 | 0.5 | 0.1 | 0.5 | 0.5 | 0 | 0 | 0 | 0 | 0 | 0 | 0 | 0 | 0 | 0 | 0 | 0 | 0 | 0 | 0 | 0 | 0
7999 | 4.9 | 1411.34 | 660 | 131.35 | 2202.69 | 740.21 | 444.13 | 11547.34 | 3387.03 | 14490.24 | 190.84 | 0 | 0 | 2398.5 | 2214 | 2214 | 61.5 | 6857.25 | 278.72 | 7.74 | -62.62 | 5.5 | 20 | 45.24 | 0 | 0.5 | 0.1 | 0.5 | 0.5 | 0 | 0 | 0 | 0 | 0 | 0 | 0 | 0 | 0 | 0 | 0 | 0 | 0 | 0 | 0 | 0 | 0
8000 | 5.1 | 1411.34 | 660 | 131.35 | 2202.69 | 740.21 | 177.65 | 11280.86 | 3120.55 | 14223.76 | 190.84 | 0 | 0 | 959.4 | 4428 | 4428 | 24.6 | 9827.7 | 299.14 | 9.09 | -63.46 | 5.91 | 20 | 37.62 | 0 | 0.2 | 0.2 | 1 | 0.2 | 0 | 0 | 0 | 0 | 0 | 0 | 0 | 0 | 0 | 0 | 0 | 0 | 0 | 0 | 0 | 0 | 0
8001 | 5.3 | 1411.34 | 660 | 131.35 | 2202.69 | 740.21 | 177.65 | 11280.86 | 3120.55 | 14223.76 | 190.84 | 0 | 0 | 959.4 | 4428 | 4428 | 24.6 | 9827.7 | 299.32 | 9.27 | -63.26 | 6.11 | 20 | 37 | 0 | 0.2 | 0.2 | 1 | 0.2 | 0 | 0 | 0 | 0 | 0 | 0 | 0 | 0 | 0 | 0 | 0 | 0 | 0 | 0 | 0 | 0 | 0
8002 | 5.8 | 1411.34 | 660 | 131.35 | 2202.69 | 740.21 | 177.65 | 11280.86 | 3120.55 | 14223.76 | 190.84 | 524.3 | 43.78 | 959.4 | 4428 | 4428 | 24.6 | 9827.7 | 299.94 | 9.89 | -62.73 | 6.64 | 20 | 34.87 | 0 | 0.2 | 0.2 | 1 | 0.2 | 0 | 150.39 | 0 | 87.94 | 0 | 200.31 | 0 | 85.66 | 0 | 11.17 | 0 | 4.91 | 0 | 9.79 | 0 | 4.78 | 13.13
8003 | 6.2 | 1411.34 | 660 | 131.35 | 2202.69 | 740.21 | 177.65 | 11280.86 | 3120.55 | 14223.76 | 190.84 | 2491.46 | 206.82 | 959.4 | 4428 | 4428 | 24.6 | 9827.7 | 300.92 | 10.87 | -62.19 | 7.19 | 20 | 31.49 | 0 | 0.2 | 0.2 | 1 | 0.2 | 0 | 710.32 | 0 | 421.82 | 0 | 954.31 | 0 | 405 | 0 | 52.77 | 0 | 23.53 | 0 | 46.62 | 0 | 22.6 | 61.3
8004 | 6.7 | 1411.34 | 660 | 131.35 | 2202.69 | 740.21 | 177.65 | 11280.86 | 3120.55 | 14223.76 | 190.84 | 4501.73 | 372.2 | 959.4 | 4428 | 4428 | 24.6 | 9827.7 | 302 | 11.95 | -61.54 | 7.83 | 20 | 27.76 | 0 | 0.2 | 0.2 | 1 | 0.2 | 0 | 1277.49 | 0 | 759.85 | 0 | 1735.99 | 0 | 728.39 | 0 | 94.91 | 0 | 42.39 | 0 | 84.81 | 0 | 40.64 | 109.46
8005 | 7.4 | 1411.34 | 660 | 131.35 | 2202.69 | 740.21 | 177.65 | 11280.86 | 3120.55 | 14223.76 | 190.84 | 5057.79 | 417.63 | 959.4 | 4428 | 4428 | 24.6 | 9827.7 | 302.81 | 12.76 | -60.81 | 8.56 | 20 | 24.97 | 0 | 0.2 | 0.2 | 1 | 0.2 | 0 | 1431.42 | 0 | 846.27 | 0 | 1963.94 | 0 | 816.16 | 0 | 106.35 | 0 | 47.21 | 0 | 95.94 | 0 | 45.53 | 122.59
8006 | 8.3 | 1411.34 | 660 | 131.35 | 2202.69 | 740.21 | 177.65 | 11280.86 | 3120.55 | 14223.76 | 190.84 | 9382.07 | 764.49 | 959.4 | 4428 | 4428 | 24.6 | 9827.7 | 304.98 | 14.93 | -59.6 | 9.77 | 20 | 17.49 | 0 | 0.2 | 0.2 | 1 | 0.2 | 0 | 2597.06 | 0 | 1569.46 | 0 | 3734.76 | 0 | 1480.78 | 0 | 192.95 | 0 | 87.56 | 0 | 182.45 | 0 | 82.61 | 218.91
8007 | 8.7 | 1411.34 | 660 | 131.35 | 2202.69 | 740.21 | 177.65 | 11280.86 | 3120.55 | 14223.76 | 190.84 | 9057.9 | 730.35 | 959.4 | 4428 | 4428 | 24.6 | 9827.7 | 305.23 | 15.19 | -59.23 | 10.14 | 20 | 16.6 | 0 | 0.2 | 0.2 | 1 | 0.2 | 0 | 2442.04 | 0 | 1481.14 | 0 | 3742.34 | 0 | 1392.39 | 0 | 181.43 | 0 | 82.63 | 0 | 182.82 | 0 | 77.68 | 205.78
8008 | 8.5 | 1411.34 | 660 | 131.35 | 2202.69 | 740.21 | 177.65 | 11280.86 | 3120.55 | 14223.76 | 190.84 | 3277.02 | 263.42 | 959.4 | 4428 | 4428 | 24.6 | 9827.7 | 303.24 | 13.19 | -59.86 | 9.51 | 20 | 23.47 | 0 | 0.2 | 0.2 | 1 | 0.2 | 0 | 862.5 | 0 | 510.77 | 0 | 1411.97 | 0 | 491.78 | 0 | 64.08 | 0 | 28.5 | 0 | 68.98 | 0 | 27.44 | 74.43
8009 | 8 | 1411.34 | 660 | 131.35 | 2202.69 | 740.21 | 177.65 | 11280.86 | 3120.55 | 14223.76 | 190.84 | 0 | 0 | 959.4 | 4428 | 4428 | 24.6 | 9827.7 | 301.76 | 11.71 | -60.6 | 8.77 | 20 | 28.57 | 0 | 0.2 | 0.2 | 1 | 0.2 | 0 | 0 | 0 | 0 | 0 | 0 | 0 | 0 | 0 | 0 | 0 | 0 | 0 | 0 | 0 | 0 | 0
8010 | 7.2 | 1411.34 | 660 | 131.35 | 2202.69 | 740.21 | 444.13 | 11547.34 | 3387.03 | 14490.24 | 190.84 | 0 | 0 | 2398.5 | 11070 | 11070 | 61.5 | 24569.25 | 285.63 | 14.65 | -59.14 | 8.97 | 20 | 19.74 | 0 | 0.5 | 0.5 | 1 | 0.5 | 0 | 0 | 0 | 0 | 0 | 0 | 0 | 0 | 0 | 0 | 0 | 0 | 0 | 0 | 0 | 0 | 0
8011 | 7.8 | 1411.34 | 660 | 131.35 | 2202.69 | 740.21 | 444.13 | 11547.34 | 3387.03 | 14490.24 | 190.84 | 0 | 0 | 2398.5 | 11070 | 11070 | 61.5 | 24569.25 | 286.18 | 15.2 | -58.55 | 9.57 | 20 | 17.71 | 0 | 0.5 | 0.5 | 1 | 0.5 | 0 | 0 | 0 | 0 | 0 | 0 | 0 | 0 | 0 | 0 | 0 | 0 | 0 | 0 | 0 | 0 | 0
8012 | 7.9 | 1411.34 | 660 | 131.35 | 2202.69 | 740.21 | 444.13 | 11547.34 | 3387.03 | 14490.24 | 190.84 | 0 | 0 | 2398.5 | 11070 | 11070 | 61.5 | 24569.25 | 286.27 | 15.29 | -58.45 | 9.67 | 20 | 17.37 | 0 | 0.5 | 0.5 | 1 | 0.5 | 0 | 0 | 0 | 0 | 0 | 0 | 0 | 0 | 0 | 0 | 0 | 0 | 0 | 0 | 0 | 0 | 0
8013 | 6.9 | 1411.34 | 660 | 131.35 | 2202.69 | 740.21 | 444.13 | 11547.34 | 3387.03 | 14490.24 | 190.84 | 0 | 0 | 2398.5 | 11070 | 11070 | 61.5 | 24569.25 | 285.35 | 14.38 | -59.44 | 8.68 | 20 | 20.76 | 0 | 0.5 | 0.5 | 1 | 0.5 | 0 | 0 | 0 | 0 | 0 | 0 | 0 | 0 | 0 | 0 | 0 | 0 | 0 | 0 | 0 | 0 | 0
8014 | 7.1 | 1411.34 | 660 | 131.35 | 2202.69 | 740.21 | 444.13 | 11547.34 | 3387.03 | 14490.24 | 190.84 | 0 | 0 | 2398.5 | 11070 | 11070 | 61.5 | 24569.25 | 285.54 | 14.56 | -59.24 | 8.88 | 20 | 20.08 | 0 | 0.5 | 0.5 | 1 | 0.5 | 0 | 0 | 0 | 0 | 0 | 0 | 0 | 0 | 0 | 0 | 0 | 0 | 0 | 0 | 0 | 0 | 0
8015 | 7 | 1411.34 | 660 | 131.35 | 2202.69 | 740.21 | 444.13 | 11547.34 | 3387.03 | 14490.24 | 190.84 | 0 | 0 | 2398.5 | 11070 | 11070 | 61.5 | 24569.25 | 285.44 | 14.47 | -59.34 | 8.78 | 20 | 20.42 | 0 | 0.5 | 0.5 | 1 | 0.5 | 0 | 0 | 0 | 0 | 0 | 0 | 0 | 0 | 0 | 0 | 0 | 0 | 0 | 0 | 0 | 0 | 0
8016 | 7.1 | 1411.34 | 660 | 131.35 | 2202.69 | 740.21 | 444.13 | 11547.34 | 3387.03 | 14490.24 | 190.84 | 0 | 0 | 2398.5 | 11070 | 11070 | 61.5 | 24569.25 | 285.54 | 14.56 | -59.24 | 8.88 | 20 | 20.08 | 0 | 0.5 | 0.5 | 1 | 0.5 | 0 | 0 | 0 | 0 | 0 | 0 | 0 | 0 | 0 | 0 | 0 | 0 | 0 | 0 | 0 | 0 | 0
8017 | 7.2 | 1411.34 | 660 | 131.35 | 2202.69 | 740.21 | 444.13 | 11547.34 | 3387.03 | 14490.24 | 190.84 | 0 | 0 | 2398.5 | 2214 | 2214 | 61.5 | 6857.25 | 280.83 | 9.85 | -60.35 | 7.77 | 20 | 37.45 | 0 | 0.5 | 0.1 | 0.5 | 0.5 | 0 | 0 | 0 | 0 | 0 | 0 | 0 | 0 | 0 | 0 | 0 | 0 | 0 | 0 | 0 | 0 | 0
8018 | 7.3 | 1411.34 | 660 | 131.35 | 2202.69 | 740.21 | 444.13 | 11547.34 | 3387.03 | 14490.24 | 190.84 | 0 | 0 | 2398.5 | 2214 | 2214 | 61.5 | 6857.25 | 280.92 | 9.94 | -60.25 | 7.87 | 20 | 37.11 | 0 | 0.5 | 0.1 | 0.5 | 0.5 | 0 | 0 | 0 | 0 | 0 | 0 | 0 | 0 | 0 | 0 | 0 | 0 | 0 | 0 | 0 | 0 | 0
8019 | 7.4 | 1411.34 | 660 | 131.35 | 2202.69 | 740.21 | 444.13 | 11547.34 | 3387.03 | 14490.24 | 190.84 | 0 | 0 | 2398.5 | 2214 | 2214 | 61.5 | 6857.25 | 281.01 | 10.04 | -60.15 | 7.97 | 20 | 36.77 | 0 | 0.5 | 0.1 | 0.5 | 0.5 | 0 | 0 | 0 | 0 | 0 | 0 | 0 | 0 | 0 | 0 | 0 | 0 | 0 | 0 | 0 | 0 | 0
8020 | 7.7 | 1411.34 | 660 | 131.35 | 2202.69 | 740.21 | 444.13 | 11547.34 | 3387.03 | 14490.24 | 190.84 | 0 | 0 | 2398.5 | 2214 | 2214 | 61.5 | 6857.25 | 281.29 | 10.31 | -59.85 | 8.26 | 20 | 35.76 | 0 | 0.5 | 0.1 | 0.5 | 0.5 | 0 | 0 | 0 | 0 | 0 | 0 | 0 | 0 | 0 | 0 | 0 | 0 | 0 | 0 | 0 | 0 | 0
8021 | 8.1 | 1411.34 | 660 | 131.35 | 2202.69 | 740.21 | 444.13 | 11547.34 | 3387.03 | 14490.24 | 190.84 | 0 | 0 | 2398.5 | 2214 | 2214 | 61.5 | 6857.25 | 281.65 | 10.68 | -59.46 | 8.66 | 20 | 34.4 | 0 | 0.5 | 0.1 | 0.5 | 0.5 | 0 | 0 | 0 | 0 | 0 | 0 | 0 | 0 | 0 | 0 | 0 | 0 | 0 | 0 | 0 | 0 | 0
8022 | 8.3 | 1411.34 | 660 | 131.35 | 2202.69 | 740.21 | 444.13 | 11547.34 | 3387.03 | 14490.24 | 190.84 | 0 | 0 | 2398.5 | 2214 | 2214 | 61.5 | 6857.25 | 281.84 | 10.86 | -59.26 | 8.85 | 20 | 33.73 | 0 | 0.5 | 0.1 | 0.5 | 0.5 | 0 | 0 | 0 | 0 | 0 | 0 | 0 | 0 | 0 | 0 | 0 | 0 | 0 | 0 | 0 | 0 | 0
8023 | 8.6 | 1411.34 | 660 | 131.35 | 2202.69 | 740.21 | 444.13 | 11547.34 | 3387.03 | 14490.24 | 190.84 | 0 | 0 | 2398.5 | 2214 | 2214 | 61.5 | 6857.25 | 282.11 | 11.14 | -58.96 | 9.15 | 20 | 32.71 | 0 | 0.5 | 0.1 | 0.5 | 0.5 | 0 | 0 | 0 | 0 | 0 | 0 | 0 | 0 | 0 | 0 | 0 | 0 | 0 | 0 | 0 | 0 | 0
8024 | 9.1 | 1411.34 | 660 | 131.35 | 2202.69 | 740.21 | 444.13 | 11547.34 | 3387.03 | 14490.24 | 190.84 | 0 | 0 | 2398.5 | 11070 | 11070 | 61.5 | 24569.25 | 287.37 | 16.4 | -57.26 | 10.85 | 20 | 13.3 | 0 | 0.5 | 0.5 | 1 | 0.5 | 0 | 0 | 0 | 0 | 0 | 0 | 0 | 0 | 0 | 0 | 0 | 0 | 0 | 0 | 0 | 0 | 0
8025 | 9.7 | 1411.34 | 660 | 131.35 | 2202.69 | 740.21 | 444.13 | 11547.34 | 3387.03 | 14490.24 | 190.84 | 2472.62 | 163.43 | 2398.5 | 11070 | 11070 | 61.5 | 24569.25 | 288.64 | 17.66 | -56.49 | 11.62 | 20 | 8.64 | 0 | 0.5 | 0.5 | 1 | 0.5 | 0 | 745.4 | 0 | 1430.3 | 0 | 207.98 | 0 | 88.94 | 0 | 55.38 | 0 | 79.8 | 0 | 10.16 | 0 | 4.96 | 13.13
8026 | 10.1 | 1411.34 | 660 | 131.35 | 2202.69 | 740.21 | 444.13 | 11547.34 | 3387.03 | 14490.24 | 190.84 | 3189.42 | 260.75 | 2398.5 | 11070 | 11070 | 61.5 | 24569.25 | 289.22 | 18.25 | -56.04 | 12.07 | 20 | 6.47 | 0 | 0.5 | 0.5 | 1 | 0.5 | 0 | 899.9 | 0 | 586.55 | 0 | 1192.86 | 0 | 510.11 | 0 | 66.86 | 0 | 32.72 | 0 | 58.27 | 0 | 28.46 | 74.43
8027 | 10.7 | 1411.34 | 660 | 131.35 | 2202.69 | 740.21 | 444.13 | 11547.34 | 3387.03 | 14490.24 | 190.84 | 9099.87 | 735.15 | 2398.5 | 11070 | 11070 | 61.5 | 24569.25 | 291.5 | 20.53 | -55.02 | 13.1 | 20.53 | 0 | 0 | 0.5 | 0.5 | 1 | 0.5 | 0 | 2464.88 | 0 | 1781.79 | 0 | 3447.78 | 0 | 1405.42 | 0 | 183.13 | 0 | 99.41 | 0 | 168.43 | 0 | 78.41 | 205.78
8028 | 11 | 1411.34 | 660 | 131.35 | 2202.69 | 740.21 | 444.13 | 11547.34 | 3387.03 | 14490.24 | 190.84 | 16090.77 | 1268.39 | 2398.5 | 11070 | 11070 | 61.5 | 24569.25 | 293.84 | 22.86 | -54.21 | 13.91 | 22.86 | 0 | 0 | 0.5 | 0.5 | 1 | 0.5 | 0 | 3995.98 | 0 | 3363.85 | 0 | 6452.53 | 0 | 2278.41 | 0 | 296.88 | 0 | 187.67 | 0 | 315.22 | 0 | 127.11 | 341.5
8029 | 11.8 | 1411.34 | 660 | 131.35 | 2202.69 | 740.21 | 444.13 | 11547.34 | 3387.03 | 14490.24 | 190.84 | 25816.04 | 1944.46 | 2398.5 | 11070 | 11070 | 61.5 | 24569.25 | 297.46 | 26.48 | -52.71 | 15.41 | 23.9 | 0 | 0 | 0.5 | 0.5 | 1 | 0.5 | 0 | 5396.29 | 0 | 5571.9 | 0 | 11771.02 | 0 | 3076.83 | 0 | 400.92 | 0 | 310.86 | 0 | 575.04 | 0 | 171.66 | 485.98
8030 | 12.6 | 1411.34 | 660 | 131.35 | 2202.69 | 740.21 | 444.13 | 11547.34 | 3387.03 | 14490.24 | 190.84 | 11482.23 | 1735.13 | 2398.5 | 11070 | 11070 | 61.5 | 24569.25 | 294.28 | 23.31 | -52.91 | 15.21 | 23.31 | 0 | 0 | 0.5 | 0.5 | 1 | 0.5 | 0 | 2483.49 | 0 | 2120 | 0 | 5462.72 | 0 | 1416.02 | 0 | 369.02 | 0 | 236.55 | 0 | 533.73 | 0 | 158 | 437.82
8031 | 12.3 | 1411.34 | 660 | 131.35 | 2202.69 | 740.21 | 444.13 | 11547.34 | 3387.03 | 14490.24 | 190.84 | 13931.95 | 1092.39 | 2398.5 | 11070 | 11070 | 61.5 | 24569.25 | 294.48 | 23.5 | -53.08 | 15.03 | 23.5 | 0 | 0 | 0.5 | 0.5 | 1 | 0.5 | 0 | 3492.82 | 0 | 2270.59 | 0 | 6177.02 | 0 | 1991.52 | 0 | 259.5 | 0 | 126.68 | 0 | 301.76 | 0 | 111.11 | 293.34
8032 | 11.6 | 1411.34 | 660 | 131.35 | 2202.69 | 740.21 | 444.13 | 11547.34 | 3387.03 | 14490.24 | 190.84 | 12109.86 | 833.5 | 2398.5 | 11070 | 11070 | 61.5 | 24569.25 | 293.28 | 22.3 | -53.92 | 14.2 | 22.3 | 0 | 0 | 0.5 | 0.5 | 1 | 0.5 | 0 | 2062.65 | 0 | 1515.03 | 0 | 7356.1 | 0 | 1176.07 | 0 | 153.25 | 0 | 84.53 | 0 | 359.36 | 0 | 65.61 | 170.75
8033 | 11 | 1411.34 | 660 | 131.35 | 2202.69 | 740.21 | 444.13 | 11547.34 | 3387.03 | 14490.24 | 190.84 | 523.05 | 43.71 | 2398.5 | 11070 | 11070 | 61.5 | 24569.25 | 289.34 | 18.36 | -55.35 | 12.76 | 20 | 6.04 | 0 | 0.5 | 0.5 | 1 | 0.5 | 0 | 150.58 | 0 | 85.85 | 0 | 200.77 | 0 | 85.85 | 0 | 11.19 | 0 | 4.79 | 0 | 9.81 | 0 | 4.79 | 13.13
8034 | 11 | 1411.34 | 660 | 131.35 | 2202.69 | 740.21 | 444.13 | 11547.34 | 3387.03 | 14490.24 | 190.84 | 0 | 0 | 2398.5 | 11070 | 11070 | 61.5 | 24569.25 | 289.12 | 18.14 | -55.39 | 12.73 | 20 | 6.87 | 0 | 0.5 | 0.5 | 1 | 0.5 | 0 | 0 | 0 | 0 | 0 | 0 | 0 | 0 | 0 | 0 | 0 | 0 | 0 | 0 | 0 | 0 | 0
8035 | 11.3 | 1411.34 | 660 | 131.35 | 2202.69 | 740.21 | 444.13 | 11547.34 | 3387.03 | 14490.24 | 190.84 | 0 | 0 | 2398.5 | 11070 | 11070 | 61.5 | 24569.25 | 289.39 | 18.41 | -55.09 | 13.02 | 20 | 5.85 | 0 | 0.5 | 0.5 | 1 | 0.5 | 0 | 0 | 0 | 0 | 0 | 0 | 0 | 0 | 0 | 0 | 0 | 0 | 0 | 0 | 0 | 0 | 0
8036 | 10.6 | 1411.34 | 660 | 131.35 | 2202.69 | 740.21 | 444.13 | 11547.34 | 3387.03 | 14490.24 | 190.84 | 0 | 0 | 2398.5 | 11070 | 11070 | 61.5 | 24569.25 | 288.75 | 17.77 | -55.78 | 12.33 | 20 | 8.22 | 0 | 0.5 | 0.5 | 1 | 0.5 | 0 | 0 | 0 | 0 | 0 | 0 | 0 | 0 | 0 | 0 | 0 | 0 | 0 | 0 | 0 | 0 | 0
8037 | 10.9 | 1411.34 | 660 | 131.35 | 2202.69 | 740.21 | 444.13 | 11547.34 | 3387.03 | 14490.24 | 190.84 | 0 | 0 | 2398.5 | 11070 | 11070 | 61.5 | 24569.25 | 289.02 | 18.05 | -55.49 | 12.63 | 20 | 7.21 | 0 | 0.5 | 0.5 | 1 | 0.5 | 0 | 0 | 0 | 0 | 0 | 0 | 0 | 0 | 0 | 0 | 0 | 0 | 0 | 0 | 0 | 0 | 0
8038 | 10.5 | 1411.34 | 660 | 131.35 | 2202.69 | 740.21 | 444.13 | 11547.34 | 3387.03 | 14490.24 | 190.84 | 0 | 0 | 2398.5 | 11070 | 11070 | 61.5 | 24569.25 | 288.66 | 17.68 | -55.88 | 12.23 | 20 | 8.56 | 0 | 0.5 | 0.5 | 1 | 0.5 | 0 | 0 | 0 | 0 | 0 | 0 | 0 | 0 | 0 | 0 | 0 | 0 | 0 | 0 | 0 | 0 | 0
8039 | 9.8 | 1411.34 | 660 | 131.35 | 2202.69 | 740.21 | 444.13 | 11547.34 | 3387.03 | 14490.24 | 190.84 | 0 | 0 | 2398.5 | 11070 | 11070 | 61.5 | 24569.25 | 288.01 | 17.04 | -56.57 | 11.54 | 20 | 10.93 | 0 | 0.5 | 0.5 | 1 | 0.5 | 0 | 0 | 0 | 0 | 0 | 0 | 0 | 0 | 0 | 0 | 0 | 0 | 0 | 0 | 0 | 0 | 0
8040 | 8.9 | 1411.34 | 660 | 131.35 | 2202.69 | 740.21 | 444.13 | 11547.34 | 3387.03 | 14490.24 | 190.84 | 0 | 0 | 2398.5 | 11070 | 11070 | 61.5 | 24569.25 | 287.19 | 16.21 | -57.46 | 10.65 | 20 | 13.98 | 0 | 0.5 | 0.5 | 1 | 0.5 | 0 | 0 | 0 | 0 | 0 | 0 | 0 | 0 | 0 | 0 | 0 | 0 | 0 | 0 | 0 | 0 | 0
8041 | 8.4 | 1411.34 | 660 | 131.35 | 2202.69 | 740.21 | 444.13 | 11547.34 | 3387.03 | 14490.24 | 190.84 | 0 | 0 | 2398.5 | 2214 | 2214 | 61.5 | 6857.25 | 281.93 | 10.95 | -59.16 | 8.95 | 20 | 33.39 | 0 | 0.5 | 0.1 | 0.5 | 0.5 | 0 | 0 | 0 | 0 | 0 | 0 | 0 | 0 | 0 | 0 | 0 | 0 | 0 | 0 | 0 | 0 | 0
8042 | 7.8 | 1411.34 | 660 | 131.35 | 2202.69 | 740.21 | 444.13 | 11547.34 | 3387.03 | 14490.24 | 190.84 | 0 | 0 | 2398.5 | 2214 | 2214 | 61.5 | 6857.25 | 281.38 | 10.4 | -59.75 | 8.36 | 20 | 35.42 | 0 | 0.5 | 0.1 | 0.5 | 0.5 | 0 | 0 | 0 | 0 | 0 | 0 | 0 | 0 | 0 | 0 | 0 | 0 | 0 | 0 | 0 | 0 | 0
8043 | 7.9 | 1411.34 | 660 | 131.35 | 2202.69 | 740.21 | 444.13 | 11547.34 | 3387.03 | 14490.24 | 190.84 | 0 | 0 | 2398.5 | 2214 | 2214 | 61.5 | 6857.25 | 281.47 | 10.49 | -59.66 | 8.46 | 20 | 35.08 | 0 | 0.5 | 0.1 | 0.5 | 0.5 | 0 | 0 | 0 | 0 | 0 | 0 | 0 | 0 | 0 | 0 | 0 | 0 | 0 | 0 | 0 | 0 | 0
8044 | 6.9 | 1411.34 | 660 | 131.35 | 2202.69 | 740.21 | 444.13 | 11547.34 | 3387.03 | 14490.24 | 190.84 | 0 | 0 | 2398.5 | 2214 | 2214 | 61.5 | 6857.25 | 280.55 | 9.58 | -60.64 | 7.47 | 20 | 38.47 | 0 | 0.5 | 0.1 | 0.5 | 0.5 | 0 | 0 | 0 | 0 | 0 | 0 | 0 | 0 | 0 | 0 | 0 | 0 | 0 | 0 | 0 | 0 | 0
8045 | 6.9 | 1411.34 | 660 | 131.35 | 2202.69 | 740.21 | 444.13 | 11547.34 | 3387.03 | 14490.24 | 190.84 | 0 | 0 | 2398.5 | 2214 | 2214 | 61.5 | 6857.25 | 280.55 | 9.58 | -60.64 | 7.47 | 20 | 38.47 | 0 | 0.5 | 0.1 | 0.5 | 0.5 | 0 | 0 | 0 | 0 | 0 | 0 | 0 | 0 | 0 | 0 | 0 | 0 | 0 | 0 | 0 | 0 | 0
8046 | 7 | 1411.34 | 660 | 131.35 | 2202.69 | 740.21 | 444.13 | 11547.34 | 3387.03 | 14490.24 | 190.84 | 0 | 0 | 2398.5 | 2214 | 2214 | 61.5 | 6857.25 | 280.64 | 9.67 | -60.54 | 7.57 | 20 | 38.13 | 0 | 0.5 | 0.1 | 0.5 | 0.5 | 0 | 0 | 0 | 0 | 0 | 0 | 0 | 0 | 0 | 0 | 0 | 0 | 0 | 0 | 0 | 0 | 0
8047 | 6.6 | 1411.34 | 660 | 131.35 | 2202.69 | 740.21 | 444.13 | 11547.34 | 3387.03 | 14490.24 | 190.84 | 0 | 0 | 2398.5 | 2214 | 2214 | 61.5 | 6857.25 | 280.28 | 9.3 | -60.94 | 7.18 | 20 | 39.48 | 0 | 0.5 | 0.1 | 0.5 | 0.5 | 0 | 0 | 0 | 0 | 0 | 0 | 0 | 0 | 0 | 0 | 0 | 0 | 0 | 0 | 0 | 0 | 0
8048 | 6.3 | 1411.34 | 660 | 131.35 | 2202.69 | 740.21 | 444.13 | 11547.34 | 3387.03 | 14490.24 | 190.84 | 0 | 0 | 2398.5 | 11070 | 11070 | 61.5 | 24569.25 | 284.8 | 13.83 | -60.03 | 8.09 | 20 | 22.79 | 0 | 0.5 | 0.5 | 1 | 0.5 | 0 | 0 | 0 | 0 | 0 | 0 | 0 | 0 | 0 | 0 | 0 | 0 | 0 | 0 | 0 | 0 | 0
8049 | 6.3 | 1411.34 | 660 | 131.35 | 2202.69 | 740.21 | 444.13 | 11547.34 | 3387.03 | 14490.24 | 190.84 | 0 | 0 | 2398.5 | 11070 | 11070 | 61.5 | 24569.25 | 284.8 | 13.83 | -60.03 | 8.09 | 20 | 22.79 | 0 | 0.5 | 0.5 | 1 | 0.5 | 0 | 0 | 0 | 0 | 0 | 0 | 0 | 0 | 0 | 0 | 0 | 0 | 0 | 0 | 0 | 0 | 0
8050 | 6.7 | 1411.34 | 660 | 131.35 | 2202.69 | 740.21 | 444.13 | 11547.34 | 3387.03 | 14490.24 | 190.84 | 6150.99 | 466.28 | 2398.5 | 11070 | 11070 | 61.5 | 24569.25 | 286.96 | 15.99 | -59.18 | 8.93 | 20 | 14.82 | 0 | 0.5 | 0.5 | 1 | 0.5 | 0 | 1356.38 | 0 | 2439.91 | 0 | 1649.38 | 0 | 705.33 | 0 | 100.77 | 0 | 136.13 | 0 | 80.58 | 0 | 39.35 | 109.46
8051 | 7.2 | 1411.34 | 660 | 131.35 | 2202.69 | 740.21 | 444.13 | 11547.34 | 3387.03 | 14490.24 | 190.84 | 14636.71 | 1118.34 | 2398.5 | 11070 | 11070 | 61.5 | 24569.25 | 289.9 | 18.92 | -58.07 | 10.05 | 20 | 3.98 | 0 | 0.5 | 0.5 | 1 | 0.5 | 0 | 3154.29 | 0 | 4376.24 | 0 | 5307.68 | 0 | 1798.5 | 0 | 234.35 | 0 | 244.15 | 0 | 259.29 | 0 | 100.34 | 280.21
8052 | 7.6 | 1411.34 | 660 | 131.35 | 2202.69 | 740.21 | 444.13 | 11547.34 | 3387.03 | 14490.24 | 190.84 | 14457.56 | 1151.11 | 2398.5 | 11070 | 11070 | 61.5 | 24569.25 | 290.22 | 19.25 | -57.68 | 10.43 | 20 | 2.78 | 0 | 0.5 | 0.5 | 1 | 0.5 | 0 | 3732.53 | 0 | 2861.82 | 0 | 5735 | 0 | 2128.2 | 0 | 277.31 | 0 | 159.66 | 0 | 280.17 | 0 | 118.73 | 315.23
8053 | 7.9 | 1411.34 | 660 | 131.35 | 2202.69 | 740.21 | 444.13 | 11547.34 | 3387.03 | 14490.24 | 190.84 | 12764.99 | 1035.89 | 2398.5 | 11070 | 11070 | 61.5 | 24569.25 | 290.01 | 19.03 | -57.51 | 10.61 | 20 | 3.57 | 0 | 0.5 | 0.5 | 1 | 0.5 | 0 | 3528.78 | 0 | 2191.29 | 0 | 5032.9 | 0 | 2012.02 | 0 | 262.17 | 0 | 122.25 | 0 | 245.87 | 0 | 112.25 | 293.34
8054 | 8.8 | 1411.34 | 660 | 131.35 | 2202.69 | 740.21 | 444.13 | 11547.34 | 3387.03 | 14490.24 | 190.84 | 32024.77 | 2269.95 | 2398.5 | 11070 | 11070 | 61.5 | 24569.25 | 296.39 | 25.41 | -55.22 | 12.89 | 23.9 | 0 | 0 | 0.5 | 0.5 | 1 | 0.5 | 0 | 5526.99 | 0 | 6322.41 | 0 | 17024.01 | 0 | 3151.36 | 0 | 410.63 | 0 | 352.73 | 0 | 831.66 | 0 | 175.82 | 499.12
8055 | 8 | 1411.34 | 660 | 131.35 | 2202.69 | 740.21 | 444.13 | 11547.34 | 3387.03 | 14490.24 | 190.84 | 8476.78 | 1287.86 | 2398.5 | 11070 | 11070 | 61.5 | 24569.25 | 289.13 | 18.15 | -57.69 | 10.43 | 20 | 6.83 | 0 | 0.5 | 0.5 | 1 | 0.5 | 0 | 1907.78 | 0 | 1376.17 | 0 | 4105.07 | 0 | 1087.77 | 0 | 283.48 | 0 | 153.56 | 0 | 401.08 | 0 | 121.38 | 328.37
8056 | 7.7 | 1411.34 | 660 | 131.35 | 2202.69 | 740.21 | 444.13 | 11547.34 | 3387.03 | 14490.24 | 190.84 | 4994.32 | 396.44 | 2398.5 | 11070 | 11070 | 61.5 | 24569.25 | 287.55 | 16.57 | -58.28 | 9.84 | 20 | 12.65 | 0 | 0.5 | 0.5 | 1 | 0.5 | 0 | 1281.36 | 0 | 768.35 | 0 | 2214.01 | 0 | 730.6 | 0 | 95.2 | 0 | 42.87 | 0 | 108.16 | 0 | 40.76 | 109.46
8057 | 7.5 | 1411.34 | 660 | 131.35 | 2202.69 | 740.21 | 444.13 | 11547.34 | 3387.03 | 14490.24 | 190.84 | 523.17 | 43.72 | 2398.5 | 11070 | 11070 | 61.5 | 24569.25 | 286.06 | 15.08 | -58.81 | 9.31 | 20 | 18.16 | 0 | 0.5 | 0.5 | 1 | 0.5 | 0 | 150.61 | 0 | 85.87 | 0 | 200.81 | 0 | 85.87 | 0 | 11.19 | 0 | 4.79 | 0 | 9.81 | 0 | 4.79 | 13.13
8058 | 6.8 | 1411.34 | 660 | 131.35 | 2202.69 | 740.21 | 444.13 | 11547.34 | 3387.03 | 14490.24 | 190.84 | 0 | 0 | 2398.5 | 11070 | 11070 | 61.5 | 24569.25 | 285.26 | 14.28 | -59.53 | 8.58 | 20 | 21.09 | 0 | 0.5 | 0.5 | 1 | 0.5 | 0 | 0 | 0 | 0 | 0 | 0 | 0 | 0 | 0 | 0 | 0 | 0 | 0 | 0 | 0 | 0 | 0
8059 | 6 | 1411.34 | 660 | 131.35 | 2202.69 | 740.21 | 444.13 | 11547.34 | 3387.03 | 14490.24 | 190.84 | 0 | 0 | 2398.5 | 11070 | 11070 | 61.5 | 24569.25 | 284.53 | 13.55 | -60.32 | 7.79 | 20 | 23.8 | 0 | 0.5 | 0.5 | 1 | 0.5 | 0 | 0 | 0 | 0 | 0 | 0 | 0 | 0 | 0 | 0 | 0 | 0 | 0 | 0 | 0 | 0 | 0
8060 | 5.1 | 1411.34 | 660 | 131.35 | 2202.69 | 740.21 | 444.13 | 11547.34 | 3387.03 | 14490.24 | 190.84 | 0 | 0 | 2398.5 | 11070 | 11070 | 61.5 | 24569.25 | 283.7 | 12.72 | -61.21 | 6.9 | 20 | 26.85 | 0 | 0.5 | 0.5 | 1 | 0.5 | 0 | 0 | 0 | 0 | 0 | 0 | 0 | 0 | 0 | 0 | 0 | 0 | 0 | 0 | 0 | 0 | 0
8061 | 3.7 | 1411.34 | 660 | 131.35 | 2202.69 | 740.21 | 444.13 | 11547.34 | 3387.03 | 14490.24 | 190.84 | 0 | 0 | 2398.5 | 11070 | 11070 | 61.5 | 24569.25 | 282.42 | 11.44 | -62.59 | 5.52 | 20 | 31.59 | 0 | 0.5 | 0.5 | 1 | 0.5 | 0 | 0 | 0 | 0 | 0 | 0 | 0 | 0 | 0 | 0 | 0 | 0 | 0 | 0 | 0 | 0 | 0
8062 | 4 | 1411.34 | 660 | 131.35 | 2202.69 | 740.21 | 444.13 | 11547.34 | 3387.03 | 14490.24 | 190.84 | 0 | 0 | 2398.5 | 11070 | 11070 | 61.5 | 24569.25 | 282.69 | 11.71 | -62.3 | 5.82 | 20 | 30.58 | 0 | 0.5 | 0.5 | 1 | 0.5 | 0 | 0 | 0 | 0 | 0 | 0 | 0 | 0 | 0 | 0 | 0 | 0 | 0 | 0 | 0 | 0 | 0
8063 | 3.5 | 1411.34 | 660 | 131.35 | 2202.69 | 740.21 | 444.13 | 11547.34 | 3387.03 | 14490.24 | 190.84 | 0 | 0 | 2398.5 | 11070 | 11070 | 61.5 | 24569.25 | 282.23 | 11.26 | -62.79 | 5.32 | 20 | 32.27 | 0 | 0.5 | 0.5 | 1 | 0.5 | 0 | 0 | 0 | 0 | 0 | 0 | 0 | 0 | 0 | 0 | 0 | 0 | 0 | 0 | 0 | 0 | 0
8064 | 3.3 | 1411.34 | 660 | 131.35 | 2202.69 | 740.21 | 444.13 | 11547.34 | 3387.03 | 14490.24 | 190.84 | 0 | 0 | 2398.5 | 11070 | 11070 | 61.5 | 24569.25 | 282.05 | 11.07 | -62.99 | 5.13 | 20 | 32.95 | 0 | 0.5 | 0.5 | 1 | 0.5 | 0 | 0 | 0 | 0 | 0 | 0 | 0 | 0 | 0 | 0 | 0 | 0 | 0 | 0 | 0 | 0 | 0
8065 | 3 | 1411.34 | 660 | 131.35 | 2202.69 | 740.21 | 444.13 | 11547.34 | 3387.03 | 14490.24 | 190.84 | 0 | 0 | 2398.5 | 2214 | 2214 | 61.5 | 6857.25 | 276.97 | 6 | -64.49 | 3.62 | 20 | 51.68 | 0 | 0.5 | 0.1 | 0.5 | 0.5 | 0 | 0 | 0 | 0 | 0 | 0 | 0 | 0 | 0 | 0 | 0 | 0 | 0 | 0 | 0 | 0 | 0
8066 | 3.3 | 1411.34 | 660 | 131.35 | 2202.69 | 740.21 | 444.13 | 11547.34 | 3387.03 | 14490.24 | 190.84 | 0 | 0 | 2398.5 | 2214 | 2214 | 61.5 | 6857.25 | 277.25 | 6.27 | -64.2 | 3.92 | 20 | 50.66 | 0 | 0.5 | 0.1 | 0.5 | 0.5 | 0 | 0 | 0 | 0 | 0 | 0 | 0 | 0 | 0 | 0 | 0 | 0 | 0 | 0 | 0 | 0 | 0
8067 | 2.7 | 1411.34 | 660 | 131.35 | 2202.69 | 740.21 | 444.13 | 11547.34 | 3387.03 | 14490.24 | 190.84 | 0 | 0 | 2398.5 | 2214 | 2214 | 61.5 | 6857.25 | 276.7 | 5.72 | -64.79 | 3.33 | 20 | 52.69 | 0 | 0.5 | 0.1 | 0.5 | 0.5 | 0 | 0 | 0 | 0 | 0 | 0 | 0 | 0 | 0 | 0 | 0 | 0 | 0 | 0 | 0 | 0 | 0
8068 | 1.5 | 1411.34 | 660 | 131.35 | 2202.69 | 740.21 | 444.13 | 11547.34 | 3387.03 | 14490.24 | 190.84 | 0 | 0 | 2398.5 | 2214 | 2214 | 61.5 | 6857.25 | 275.6 | 4.62 | -65.97 | 2.14 | 20 | 56.76 | 0 | 0.5 | 0.1 | 0.5 | 0.5 | 0 | 0 | 0 | 0 | 0 | 0 | 0 | 0 | 0 | 0 | 0 | 0 | 0 | 0 | 0 | 0 | 0
8069 | 1.4 | 1411.34 | 660 | 131.35 | 2202.69 | 740.21 | 444.13 | 11547.34 | 3387.03 | 14490.24 | 190.84 | 0 | 0 | 2398.5 | 2214 | 2214 | 61.5 | 6857.25 | 275.5 | 4.53 | -66.07 | 2.04 | 20 | 57.1 | 0 | 0.5 | 0.1 | 0.5 | 0.5 | 0 | 0 | 0 | 0 | 0 | 0 | 0 | 0 | 0 | 0 | 0 | 0 | 0 | 0 | 0 | 0 | 0
8070 | 2.2 | 1411.34 | 660 | 131.35 | 2202.69 | 740.21 | 444.13 | 11547.34 | 3387.03 | 14490.24 | 190.84 | 0 | 0 | 2398.5 | 2214 | 2214 | 61.5 | 6857.25 | 276.24 | 5.26 | -65.28 | 2.83 | 20 | 54.39 | 0 | 0.5 | 0.1 | 0.5 | 0.5 | 0 | 0 | 0 | 0 | 0 | 0 | 0 | 0 | 0 | 0 | 0 | 0 | 0 | 0 | 0 | 0 | 0
8071 | 1.9 | 1411.34 | 660 | 131.35 | 2202.69 | 740.21 | 444.13 | 11547.34 | 3387.03 | 14490.24 | 190.84 | 0 | 0 | 2398.5 | 2214 | 2214 | 61.5 | 6857.25 | 275.96 | 4.99 | -65.58 | 2.54 | 20 | 55.4 | 0 | 0.5 | 0.1 | 0.5 | 0.5 | 0 | 0 | 0 | 0 | 0 | 0 | 0 | 0 | 0 | 0 | 0 | 0 | 0 | 0 | 0 | 0 | 0
8072 | 1.9 | 1411.34 | 660 | 131.35 | 2202.69 | 740.21 | 177.65 | 11280.86 | 3120.55 | 14223.76 | 190.84 | 0 | 0 | 959.4 | 4428 | 4428 | 24.6 | 9827.7 | 296.24 | 6.19 | -66.62 | 2.76 | 20 | 47.61 | 0 | 0.2 | 0.2 | 1 | 0.2 | 0 | 0 | 0 | 0 | 0 | 0 | 0 | 0 | 0 | 0 | 0 | 0 | 0 | 0 | 0 | 0 | 0
8073 | 2.6 | 1411.34 | 660 | 131.35 | 2202.69 | 740.21 | 177.65 | 11280.86 | 3120.55 | 14223.76 | 190.84 | 549.16 | 45.24 | 959.4 | 4428 | 4428 | 24.6 | 9827.7 | 297.05 | 7 | -65.89 | 3.49 | 20 | 44.83 | 0 | 0.2 | 0.2 | 1 | 0.2 | 0 | 158.09 | 0 | 90.14 | 0 | 210.79 | 0 | 90.14 | 0 | 11.75 | 0 | 5.03 | 0 | 10.3 | 0 | 5.03 | 13.13
8074 | 3 | 1411.34 | 660 | 131.35 | 2202.69 | 740.21 | 177.65 | 11280.86 | 3120.55 | 14223.76 | 190.84 | 14921.71 | 1053.18 | 959.4 | 4428 | 4428 | 24.6 | 9827.7 | 301.87 | 11.82 | -64.43 | 4.95 | 20 | 28.2 | 0 | 0.2 | 0.2 | 1 | 0.2 | 0 | 2515.63 | 0 | 8597.19 | 0 | 2667.98 | 0 | 1140.91 | 0 | 186.9 | 0 | 479.65 | 0 | 130.34 | 0 | 63.65 | 192.64
8075 | 3 | 1411.34 | 660 | 131.35 | 2202.69 | 740.21 | 177.65 | 11280.86 | 3120.55 | 14223.76 | 190.84 | 19078.43 | 1411.13 | 959.4 | 4428 | 4428 | 24.6 | 9827.7 | 303.18 | 13.13 | -64.11 | 5.26 | 20 | 23.69 | 0 | 0.2 | 0.2 | 1 | 0.2 | 0 | 3519.96 | 0 | 6810.46 | 0 | 6741.02 | 0 | 2006.99 | 0 | 261.52 | 0 | 379.96 | 0 | 329.31 | 0 | 111.97 | 328.37
8076 | 3.5 | 1411.34 | 660 | 131.35 | 2202.69 | 740.21 | 177.65 | 11280.86 | 3120.55 | 14223.76 | 190.84 | 17873.07 | 1387.38 | 959.4 | 4428 | 4428 | 24.6 | 9827.7 | 303.28 | 13.23 | -63.7 | 5.67 | 20 | 23.36 | 0 | 0.2 | 0.2 | 1 | 0.2 | 0 | 4178.62 | 0 | 4035.82 | 0 | 7276.08 | 0 | 2382.55 | 0 | 310.45 | 0 | 225.16 | 0 | 355.45 | 0 | 132.92 | 363.39
8077 | 3.6 | 1411.34 | 660 | 131.35 | 2202.69 | 740.21 | 177.65 | 11280.86 | 3120.55 | 14223.76 | 190.84 | 15422.5 | 1234.18 | 959.4 | 4428 | 4428 | 24.6 | 9827.7 | 302.61 | 12.56 | -63.79 | 5.59 | 20 | 25.65 | 0 | 0.2 | 0.2 | 1 | 0.2 | 0 | 4083.94 | 0 | 2766.36 | 0 | 6243.64 | 0 | 2328.56 | 0 | 303.42 | 0 | 154.34 | 0 | 305.01 | 0 | 129.91 | 341.5
8078 | 3.6 | 1411.34 | 660 | 131.35 | 2202.69 | 740.21 | 177.65 | 11280.86 | 3120.55 | 14223.76 | 190.84 | 8794.59 | 717.28 | 959.4 | 4428 | 4428 | 24.6 | 9827.7 | 300.54 | 10.49 | -64.28 | 5.09 | 20 | 32.79 | 0 | 0.2 | 0.2 | 1 | 0.2 | 0 | 2437.69 | 0 | 1470.95 | 0 | 3496.05 | 0 | 1389.91 | 0 | 181.11 | 0 | 82.07 | 0 | 170.79 | 0 | 77.54 | 205.78
8079 | 4.5 | 1411.34 | 660 | 131.35 | 2202.69 | 740.21 | 177.65 | 11280.86 | 3120.55 | 14223.76 | 190.84 | 6779.77 | 551.07 | 959.4 | 4428 | 4428 | 24.6 | 9827.7 | 300.72 | 10.67 | -63.54 | 5.83 | 20 | 32.16 | 0 | 0.2 | 0.2 | 1 | 0.2 | 0 | 1855.35 | 0 | 1110.35 | 0 | 2756.2 | 0 | 1057.87 | 0 | 137.84 | 0 | 61.95 | 0 | 134.65 | 0 | 59.02 | 157.62
8080 | 5 | 1411.34 | 660 | 131.35 | 2202.69 | 740.21 | 177.65 | 11280.86 | 3120.55 | 14223.76 | 190.84 | 1076.76 | 88.92 | 959.4 | 4428 | 4428 | 24.6 | 9827.7 | 299.38 | 9.34 | -63.48 | 5.9 | 20 | 36.77 | 0 | 0.2 | 0.2 | 1 | 0.2 | 0 | 300.71 | 0 | 173.72 | 0 | 430.88 | 0 | 171.46 | 0 | 22.34 | 0 | 9.69 | 0 | 21.05 | 0 | 9.57 | 26.27
8081 | 5.3 | 1411.34 | 660 | 131.35 | 2202.69 | 740.21 | 177.65 | 11280.86 | 3120.55 | 14223.76 | 190.84 | 0 | 0 | 959.4 | 4428 | 4428 | 24.6 | 9827.7 | 299.32 | 9.27 | -63.26 | 6.11 | 20 | 37 | 0 | 0.2 | 0.2 | 1 | 0.2 | 0 | 0 | 0 | 0 | 0 | 0 | 0 | 0 | 0 | 0 | 0 | 0 | 0 | 0 | 0 | 0 | 0
8082 | 5.6 | 1411.34 | 660 | 131.35 | 2202.69 | 740.21 | 444.13 | 11547.34 | 3387.03 | 14490.24 | 190.84 | 0 | 0 | 2398.5 | 11070 | 11070 | 61.5 | 24569.25 | 284.16 | 13.18 | -60.72 | 7.4 | 20 | 25.16 | 0 | 0.5 | 0.5 | 1 | 0.5 | 0 | 0 | 0 | 0 | 0 | 0 | 0 | 0 | 0 | 0 | 0 | 0 | 0 | 0 | 0 | 0 | 0
8083 | 5.7 | 1411.34 | 660 | 131.35 | 2202.69 | 740.21 | 444.13 | 11547.34 | 3387.03 | 14490.24 | 190.84 | 0 | 0 | 2398.5 | 11070 | 11070 | 61.5 | 24569.25 | 284.25 | 13.27 | -60.62 | 7.49 | 20 | 24.82 | 0 | 0.5 | 0.5 | 1 | 0.5 | 0 | 0 | 0 | 0 | 0 | 0 | 0 | 0 | 0 | 0 | 0 | 0 | 0 | 0 | 0 | 0 | 0
8084 | 5.8 | 1411.34 | 660 | 131.35 | 2202.69 | 740.21 | 444.13 | 11547.34 | 3387.03 | 14490.24 | 190.84 | 0 | 0 | 2398.5 | 11070 | 11070 | 61.5 | 24569.25 | 284.34 | 13.37 | -60.52 | 7.59 | 20 | 24.48 | 0 | 0.5 | 0.5 | 1 | 0.5 | 0 | 0 | 0 | 0 | 0 | 0 | 0 | 0 | 0 | 0 | 0 | 0 | 0 | 0 | 0 | 0 | 0
8085 | 5.9 | 1411.34 | 660 | 131.35 | 2202.69 | 740.21 | 444.13 | 11547.34 | 3387.03 | 14490.24 | 190.84 | 0 | 0 | 2398.5 | 11070 | 11070 | 61.5 | 24569.25 | 284.43 | 13.46 | -60.42 | 7.69 | 20 | 24.14 | 0 | 0.5 | 0.5 | 1 | 0.5 | 0 | 0 | 0 | 0 | 0 | 0 | 0 | 0 | 0 | 0 | 0 | 0 | 0 | 0 | 0 | 0 | 0
8086 | 5.9 | 1411.34 | 660 | 131.35 | 2202.69 | 740.21 | 444.13 | 11547.34 | 3387.03 | 14490.24 | 190.84 | 0 | 0 | 2398.5 | 11070 | 11070 | 61.5 | 24569.25 | 284.43 | 13.46 | -60.42 | 7.69 | 20 | 24.14 | 0 | 0.5 | 0.5 | 1 | 0.5 | 0 | 0 | 0 | 0 | 0 | 0 | 0 | 0 | 0 | 0 | 0 | 0 | 0 | 0 | 0 | 0 | 0
8087 | 5.9 | 1411.34 | 660 | 131.35 | 2202.69 | 740.21 | 444.13 | 11547.34 | 3387.03 | 14490.24 | 190.84 | 0 | 0 | 2398.5 | 11070 | 11070 | 61.5 | 24569.25 | 284.43 | 13.46 | -60.42 | 7.69 | 20 | 24.14 | 0 | 0.5 | 0.5 | 1 | 0.5 | 0 | 0 | 0 | 0 | 0 | 0 | 0 | 0 | 0 | 0 | 0 | 0 | 0 | 0 | 0 | 0 | 0
8088 | 6 | 1411.34 | 660 | 131.35 | 2202.69 | 740.21 | 444.13 | 11547.34 | 3387.03 | 14490.24 | 190.84 | 0 | 0 | 2398.5 | 11070 | 11070 | 61.5 | 24569.25 | 284.53 | 13.55 | -60.32 | 7.79 | 20 | 23.8 | 0 | 0.5 | 0.5 | 1 | 0.5 | 0 | 0 | 0 | 0 | 0 | 0 | 0 | 0 | 0 | 0 | 0 | 0 | 0 | 0 | 0 | 0 | 0
8089 | 6.1 | 1411.34 | 660 | 131.35 | 2202.69 | 740.21 | 444.13 | 11547.34 | 3387.03 | 14490.24 | 190.84 | 0 | 0 | 2398.5 | 2214 | 2214 | 61.5 | 6857.25 | 279.82 | 8.84 | -61.43 | 6.68 | 20 | 41.18 | 0 | 0.5 | 0.1 | 0.5 | 0.5 | 0 | 0 | 0 | 0 | 0 | 0 | 0 | 0 | 0 | 0 | 0 | 0 | 0 | 0 | 0 | 0 | 0
8090 | 6.1 | 1411.34 | 660 | 131.35 | 2202.69 | 740.21 | 444.13 | 11547.34 | 3387.03 | 14490.24 | 190.84 | 0 | 0 | 2398.5 | 2214 | 2214 | 61.5 | 6857.25 | 279.82 | 8.84 | -61.43 | 6.68 | 20 | 41.18 | 0 | 0.5 | 0.1 | 0.5 | 0.5 | 0 | 0 | 0 | 0 | 0 | 0 | 0 | 0 | 0 | 0 | 0 | 0 | 0 | 0 | 0 | 0 | 0
8091 | 6.1 | 1411.34 | 660 | 131.35 | 2202.69 | 740.21 | 444.13 | 11547.34 | 3387.03 | 14490.24 | 190.84 | 0 | 0 | 2398.5 | 2214 | 2214 | 61.5 | 6857.25 | 279.82 | 8.84 | -61.43 | 6.68 | 20 | 41.18 | 0 | 0.5 | 0.1 | 0.5 | 0.5 | 0 | 0 | 0 | 0 | 0 | 0 | 0 | 0 | 0 | 0 | 0 | 0 | 0 | 0 | 0 | 0 | 0
8092 | 6 | 1411.34 | 660 | 131.35 | 2202.69 | 740.21 | 444.13 | 11547.34 | 3387.03 | 14490.24 | 190.84 | 0 | 0 | 2398.5 | 2214 | 2214 | 61.5 | 6857.25 | 279.73 | 8.75 | -61.53 | 6.58 | 20 | 41.52 | 0 | 0.5 | 0.1 | 0.5 | 0.5 | 0 | 0 | 0 | 0 | 0 | 0 | 0 | 0 | 0 | 0 | 0 | 0 | 0 | 0 | 0 | 0 | 0
8093 | 6.1 | 1411.34 | 660 | 131.35 | 2202.69 | 740.21 | 444.13 | 11547.34 | 3387.03 | 14490.24 | 190.84 | 0 | 0 | 2398.5 | 2214 | 2214 | 61.5 | 6857.25 | 279.82 | 8.84 | -61.43 | 6.68 | 20 | 41.18 | 0 | 0.5 | 0.1 | 0.5 | 0.5 | 0 | 0 | 0 | 0 | 0 | 0 | 0 | 0 | 0 | 0 | 0 | 0 | 0 | 0 | 0 | 0 | 0
8094 | 6 | 1411.34 | 660 | 131.35 | 2202.69 | 740.21 | 444.13 | 11547.34 | 3387.03 | 14490.24 | 190.84 | 0 | 0 | 2398.5 | 2214 | 2214 | 61.5 | 6857.25 | 279.73 | 8.75 | -61.53 | 6.58 | 20 | 41.52 | 0 | 0.5 | 0.1 | 0.5 | 0.5 | 0 | 0 | 0 | 0 | 0 | 0 | 0 | 0 | 0 | 0 | 0 | 0 | 0 | 0 | 0 | 0 | 0
8095 | 5.8 | 1411.34 | 660 | 131.35 | 2202.69 | 740.21 | 444.13 | 11547.34 | 3387.03 | 14490.24 | 190.84 | 0 | 0 | 2398.5 | 2214 | 2214 | 61.5 | 6857.25 | 279.54 | 8.57 | -61.73 | 6.39 | 20 | 42.19 | 0 | 0.5 | 0.1 | 0.5 | 0.5 | 0 | 0 | 0 | 0 | 0 | 0 | 0 | 0 | 0 | 0 | 0 | 0 | 0 | 0 | 0 | 0 | 0
8096 | 5.4 | 1411.34 | 660 | 131.35 | 2202.69 | 740.21 | 177.65 | 11280.86 | 3120.55 | 14223.76 | 190.84 | 0 | 0 | 959.4 | 4428 | 4428 | 24.6 | 9827.7 | 299.41 | 9.36 | -63.17 | 6.21 | 20 | 36.69 | 0 | 0.2 | 0.2 | 1 | 0.2 | 0 | 0 | 0 | 0 | 0 | 0 | 0 | 0 | 0 | 0 | 0 | 0 | 0 | 0 | 0 | 0 | 0
8097 | 5.3 | 1411.34 | 660 | 131.35 | 2202.69 | 740.21 | 177.65 | 11280.86 | 3120.55 | 14223.76 | 190.84 | 0 | 0 | 959.4 | 4428 | 4428 | 24.6 | 9827.7 | 299.32 | 9.27 | -63.26 | 6.11 | 20 | 37 | 0 | 0.2 | 0.2 | 1 | 0.2 | 0 | 0 | 0 | 0 | 0 | 0 | 0 | 0 | 0 | 0 | 0 | 0 | 0 | 0 | 0 | 0 | 0
8098 | 5.1 | 1411.34 | 660 | 131.35 | 2202.69 | 740.21 | 177.65 | 11280.86 | 3120.55 | 14223.76 | 190.84 | 526.06 | 43.88 | 959.4 | 4428 | 4428 | 24.6 | 9827.7 | 299.3 | 9.25 | -63.42 | 5.95 | 20 | 37.05 | 0 | 0.2 | 0.2 | 1 | 0.2 | 0 | 150.65 | 0 | 89.08 | 0 | 200.56 | 0 | 85.77 | 0 | 11.19 | 0 | 4.97 | 0 | 9.8 | 0 | 4.79 | 13.13
8099 | 5.2 | 1411.34 | 660 | 131.35 | 2202.69 | 740.21 | 177.65 | 11280.86 | 3120.55 | 14223.76 | 190.84 | 2498.06 | 207.18 | 959.4 | 4428 | 4428 | 24.6 | 9827.7 | 300.01 | 9.96 | -63.17 | 6.2 | 20 | 34.61 | 0 | 0.2 | 0.2 | 1 | 0.2 | 0 | 710.89 | 0 | 425.44 | 0 | 956.4 | 0 | 405.33 | 0 | 52.82 | 0 | 23.74 | 0 | 46.72 | 0 | 22.61 | 61.3
8100 | 5.2 | 1411.34 | 660 | 131.35 | 2202.69 | 740.21 | 177.65 | 11280.86 | 3120.55 | 14223.76 | 190.84 | 3951.44 | 326.96 | 959.4 | 4428 | 4428 | 24.6 | 9827.7 | 300.47 | 10.42 | -63.07 | 6.31 | 20 | 33.03 | 0 | 0.2 | 0.2 | 1 | 0.2 | 0 | 1121.62 | 0 | 666.78 | 0 | 1523.52 | 0 | 639.52 | 0 | 83.33 | 0 | 37.2 | 0 | 74.43 | 0 | 35.68 | 96.32
8101 | 5.1 | 1411.34 | 660 | 131.35 | 2202.69 | 740.21 | 177.65 | 11280.86 | 3120.55 | 14223.76 | 190.84 | 4503.65 | 372.19 | 959.4 | 4428 | 4428 | 24.6 | 9827.7 | 300.55 | 10.5 | -63.12 | 6.25 | 20 | 32.75 | 0 | 0.2 | 0.2 | 1 | 0.2 | 0 | 1275.47 | 0 | 753.17 | 0 | 1747.77 | 0 | 727.24 | 0 | 94.76 | 0 | 42.02 | 0 | 85.38 | 0 | 40.57 | 109.46
8102 | 5.4 | 1411.34 | 660 | 131.35 | 2202.69 | 740.21 | 177.65 | 11280.86 | 3120.55 | 14223.76 | 190.84 | 4522.9 | 373.1 | 959.4 | 4428 | 4428 | 24.6 | 9827.7 | 300.83 | 10.78 | -62.83 | 6.55 | 20 | 31.79 | 0 | 0.2 | 0.2 | 1 | 0.2 | 0 | 1275 | 0 | 750.34 | 0 | 1770.59 | 0 | 726.97 | 0 | 94.73 | 0 | 41.86 | 0 | 86.5 | 0 | 40.56 | 109.46
8103 | 5.5 | 1411.34 | 660 | 131.35 | 2202.69 | 740.21 | 177.65 | 11280.86 | 3120.55 | 14223.76 | 190.84 | 3069.14 | 253.19 | 959.4 | 4428 | 4428 | 24.6 | 9827.7 | 300.46 | 10.41 | -62.84 | 6.54 | 20 | 33.05 | 0 | 0.2 | 0.2 | 1 | 0.2 | 0 | 861.66 | 0 | 503.27 | 0 | 1212.91 | 0 | 491.3 | 0 | 64.02 | 0 | 28.08 | 0 | 59.25 | 0 | 27.41 | 74.43
8104 | 5.4 | 1411.34 | 660 | 131.35 | 2202.69 | 740.21 | 177.65 | 11280.86 | 3120.55 | 14223.76 | 190.84 | 1077.63 | 88.96 | 959.4 | 4428 | 4428 | 24.6 | 9827.7 | 299.75 | 9.7 | -63.08 | 6.29 | 20 | 35.52 | 0 | 0.2 | 0.2 | 1 | 0.2 | 0 | 300.71 | 0 | 173.81 | 0 | 431.66 | 0 | 171.45 | 0 | 22.34 | 0 | 9.7 | 0 | 21.09 | 0 | 9.57 | 26.27
8105 | 5.1 | 1411.34 | 660 | 131.35 | 2202.69 | 740.21 | 177.65 | 11280.86 | 3120.55 | 14223.76 | 190.84 | 0 | 0 | 959.4 | 4428 | 4428 | 24.6 | 9827.7 | 299.14 | 9.09 | -63.46 | 5.91 | 20 | 37.62 | 0 | 0.2 | 0.2 | 1 | 0.2 | 0 | 0 | 0 | 0 | 0 | 0 | 0 | 0 | 0 | 0 | 0 | 0 | 0 | 0 | 0 | 0 | 0
8106 | 5.1 | 1411.34 | 660 | 131.35 | 2202.69 | 740.21 | 444.13 | 11547.34 | 3387.03 | 14490.24 | 190.84 | 0 | 0 | 2398.5 | 11070 | 11070 | 61.5 | 24569.25 | 283.7 | 12.72 | -61.21 | 6.9 | 20 | 26.85 | 0 | 0.5 | 0.5 | 1 | 0.5 | 0 | 0 | 0 | 0 | 0 | 0 | 0 | 0 | 0 | 0 | 0 | 0 | 0 | 0 | 0 | 0 | 0
8107 | 5 | 1411.34 | 660 | 131.35 | 2202.69 | 740.21 | 444.13 | 11547.34 | 3387.03 | 14490.24 | 190.84 | 0 | 0 | 2398.5 | 11070 | 11070 | 61.5 | 24569.25 | 283.61 | 12.63 | -61.31 | 6.8 | 20 | 27.19 | 0 | 0.5 | 0.5 | 1 | 0.5 | 0 | 0 | 0 | 0 | 0 | 0 | 0 | 0 | 0 | 0 | 0 | 0 | 0 | 0 | 0 | 0 | 0
8108 | 4.8 | 1411.34 | 660 | 131.35 | 2202.69 | 740.21 | 444.13 | 11547.34 | 3387.03 | 14490.24 | 190.84 | 0 | 0 | 2398.5 | 11070 | 11070 | 61.5 | 24569.25 | 283.42 | 12.45 | -61.51 | 6.61 | 20 | 27.87 | 0 | 0.5 | 0.5 | 1 | 0.5 | 0 | 0 | 0 | 0 | 0 | 0 | 0 | 0 | 0 | 0 | 0 | 0 | 0 | 0 | 0 | 0 | 0
8109 | 4.8 | 1411.34 | 660 | 131.35 | 2202.69 | 740.21 | 444.13 | 11547.34 | 3387.03 | 14490.24 | 190.84 | 0 | 0 | 2398.5 | 11070 | 11070 | 61.5 | 24569.25 | 283.42 | 12.45 | -61.51 | 6.61 | 20 | 27.87 | 0 | 0.5 | 0.5 | 1 | 0.5 | 0 | 0 | 0 | 0 | 0 | 0 | 0 | 0 | 0 | 0 | 0 | 0 | 0 | 0 | 0 | 0 | 0
8110 | 4.9 | 1411.34 | 660 | 131.35 | 2202.69 | 740.21 | 444.13 | 11547.34 | 3387.03 | 14490.24 | 190.84 | 0 | 0 | 2398.5 | 11070 | 11070 | 61.5 | 24569.25 | 283.52 | 12.54 | -61.41 | 6.7 | 20 | 27.53 | 0 | 0.5 | 0.5 | 1 | 0.5 | 0 | 0 | 0 | 0 | 0 | 0 | 0 | 0 | 0 | 0 | 0 | 0 | 0 | 0 | 0 | 0 | 0
8111 | 4.7 | 1411.34 | 660 | 131.35 | 2202.69 | 740.21 | 444.13 | 11547.34 | 3387.03 | 14490.24 | 190.84 | 0 | 0 | 2398.5 | 11070 | 11070 | 61.5 | 24569.25 | 283.33 | 12.36 | -61.61 | 6.51 | 20 | 28.21 | 0 | 0.5 | 0.5 | 1 | 0.5 | 0 | 0 | 0 | 0 | 0 | 0 | 0 | 0 | 0 | 0 | 0 | 0 | 0 | 0 | 0 | 0 | 0
8112 | 4.3 | 1411.34 | 660 | 131.35 | 2202.69 | 740.21 | 444.13 | 11547.34 | 3387.03 | 14490.24 | 190.84 | 0 | 0 | 2398.5 | 11070 | 11070 | 61.5 | 24569.25 | 282.97 | 11.99 | -62 | 6.11 | 20 | 29.56 | 0 | 0.5 | 0.5 | 1 | 0.5 | 0 | 0 | 0 | 0 | 0 | 0 | 0 | 0 | 0 | 0 | 0 | 0 | 0 | 0 | 0 | 0 | 0
8113 | 4 | 1411.34 | 660 | 131.35 | 2202.69 | 740.21 | 444.13 | 11547.34 | 3387.03 | 14490.24 | 190.84 | 0 | 0 | 2398.5 | 2214 | 2214 | 61.5 | 6857.25 | 277.89 | 6.91 | -63.5 | 4.61 | 20 | 48.29 | 0 | 0.5 | 0.1 | 0.5 | 0.5 | 0 | 0 | 0 | 0 | 0 | 0 | 0 | 0 | 0 | 0 | 0 | 0 | 0 | 0 | 0 | 0 | 0
8114 | 3.7 | 1411.34 | 660 | 131.35 | 2202.69 | 740.21 | 444.13 | 11547.34 | 3387.03 | 14490.24 | 190.84 | 0 | 0 | 2398.5 | 2214 | 2214 | 61.5 | 6857.25 | 277.62 | 6.64 | -63.8 | 4.31 | 20 | 49.31 | 0 | 0.5 | 0.1 | 0.5 | 0.5 | 0 | 0 | 0 | 0 | 0 | 0 | 0 | 0 | 0 | 0 | 0 | 0 | 0 | 0 | 0 | 0 | 0
8115 | 3.6 | 1411.34 | 660 | 131.35 | 2202.69 | 740.21 | 444.13 | 11547.34 | 3387.03 | 14490.24 | 190.84 | 0 | 0 | 2398.5 | 2214 | 2214 | 61.5 | 6857.25 | 277.52 | 6.55 | -63.9 | 4.22 | 20 | 49.64 | 0 | 0.5 | 0.1 | 0.5 | 0.5 | 0 | 0 | 0 | 0 | 0 | 0 | 0 | 0 | 0 | 0 | 0 | 0 | 0 | 0 | 0 | 0 | 0
8116 | 3.6 | 1411.34 | 660 | 131.35 | 2202.69 | 740.21 | 444.13 | 11547.34 | 3387.03 | 14490.24 | 190.84 | 0 | 0 | 2398.5 | 2214 | 2214 | 61.5 | 6857.25 | 277.52 | 6.55 | -63.9 | 4.22 | 20 | 49.64 | 0 | 0.5 | 0.1 | 0.5 | 0.5 | 0 | 0 | 0 | 0 | 0 | 0 | 0 | 0 | 0 | 0 | 0 | 0 | 0 | 0 | 0 | 0 | 0
8117 | 3.5 | 1411.34 | 660 | 131.35 | 2202.69 | 740.21 | 444.13 | 11547.34 | 3387.03 | 14490.24 | 190.84 | 0 | 0 | 2398.5 | 2214 | 2214 | 61.5 | 6857.25 | 277.43 | 6.46 | -64 | 4.12 | 20 | 49.98 | 0 | 0.5 | 0.1 | 0.5 | 0.5 | 0 | 0 | 0 | 0 | 0 | 0 | 0 | 0 | 0 | 0 | 0 | 0 | 0 | 0 | 0 | 0 | 0
8118 | 3.5 | 1411.34 | 660 | 131.35 | 2202.69 | 740.21 | 444.13 | 11547.34 | 3387.03 | 14490.24 | 190.84 | 0 | 0 | 2398.5 | 2214 | 2214 | 61.5 | 6857.25 | 277.43 | 6.46 | -64 | 4.12 | 20 | 49.98 | 0 | 0.5 | 0.1 | 0.5 | 0.5 | 0 | 0 | 0 | 0 | 0 | 0 | 0 | 0 | 0 | 0 | 0 | 0 | 0 | 0 | 0 | 0 | 0
8119 | 3.5 | 1411.34 | 660 | 131.35 | 2202.69 | 740.21 | 444.13 | 11547.34 | 3387.03 | 14490.24 | 190.84 | 0 | 0 | 2398.5 | 2214 | 2214 | 61.5 | 6857.25 | 277.43 | 6.46 | -64 | 4.12 | 20 | 49.98 | 0 | 0.5 | 0.1 | 0.5 | 0.5 | 0 | 0 | 0 | 0 | 0 | 0 | 0 | 0 | 0 | 0 | 0 | 0 | 0 | 0 | 0 | 0 | 0
8120 | 3.6 | 1411.34 | 660 | 131.35 | 2202.69 | 740.21 | 177.65 | 11280.86 | 3120.55 | 14223.76 | 190.84 | 0 | 0 | 959.4 | 4428 | 4428 | 24.6 | 9827.7 | 297.78 | 7.73 | -64.94 | 4.43 | 20 | 42.3 | 0 | 0.2 | 0.2 | 1 | 0.2 | 0 | 0 | 0 | 0 | 0 | 0 | 0 | 0 | 0 | 0 | 0 | 0 | 0 | 0 | 0 | 0 | 0
8121 | 3.7 | 1411.34 | 660 | 131.35 | 2202.69 | 740.21 | 177.65 | 11280.86 | 3120.55 | 14223.76 | 190.84 | 0 | 0 | 959.4 | 4428 | 4428 | 24.6 | 9827.7 | 297.87 | 7.82 | -64.84 | 4.53 | 20 | 41.99 | 0 | 0.2 | 0.2 | 1 | 0.2 | 0 | 0 | 0 | 0 | 0 | 0 | 0 | 0 | 0 | 0 | 0 | 0 | 0 | 0 | 0 | 0 | 0
8122 | 4 | 1411.34 | 660 | 131.35 | 2202.69 | 740.21 | 177.65 | 11280.86 | 3120.55 | 14223.76 | 190.84 | 3444.3 | 275.23 | 959.4 | 4428 | 4428 | 24.6 | 9827.7 | 299.22 | 9.17 | -64.29 | 5.09 | 20 | 37.34 | 0 | 0.2 | 0.2 | 1 | 0.2 | 0 | 909.02 | 0 | 851.09 | 0 | 1179.71 | 0 | 504.48 | 0 | 67.54 | 0 | 47.48 | 0 | 57.63 | 0 | 28.15 | 74.43
8123 | 4.6 | 1411.34 | 660 | 131.35 | 2202.69 | 740.21 | 177.65 | 11280.86 | 3120.55 | 14223.76 | 190.84 | 5158.35 | 423.56 | 959.4 | 4428 | 4428 | 24.6 | 9827.7 | 300.3 | 10.25 | -63.57 | 5.81 | 20 | 33.6 | 0 | 0.2 | 0.2 | 1 | 0.2 | 0 | 1451.09 | 0 | 910.08 | 0 | 1969.8 | 0 | 827.38 | 0 | 107.81 | 0 | 50.77 | 0 | 96.23 | 0 | 46.16 | 122.59
8124 | 4.9 | 1411.34 | 660 | 131.35 | 2202.69 | 740.21 | 177.65 | 11280.86 | 3120.55 | 14223.76 | 190.84 | 9990.69 | 814.03 | 959.4 | 4428 | 4428 | 24.6 | 9827.7 | 302.09 | 12.04 | -62.91 | 6.47 | 20 | 27.44 | 0 | 0.2 | 0.2 | 1 | 0.2 | 0 | 2781.93 | 0 | 1747.71 | 0 | 3874.86 | 0 | 1586.19 | 0 | 206.69 | 0 | 97.51 | 0 | 189.29 | 0 | 88.5 | 232.05
8125 | 5 | 1411.34 | 660 | 131.35 | 2202.69 | 740.21 | 177.65 | 11280.86 | 3120.55 | 14223.76 | 190.84 | 11563.27 | 939.84 | 959.4 | 4428 | 4428 | 24.6 | 9827.7 | 302.67 | 12.62 | -62.69 | 6.68 | 20 | 25.43 | 0 | 0.2 | 0.2 | 1 | 0.2 | 0 | 3201.56 | 0 | 1982.61 | 0 | 4553.64 | 0 | 1825.45 | 0 | 237.86 | 0 | 110.61 | 0 | 222.45 | 0 | 101.84 | 267.07
8126 | 5.2 | 1411.34 | 660 | 131.35 | 2202.69 | 740.21 | 177.65 | 11280.86 | 3120.55 | 14223.76 | 190.84 | 10640.28 | 863.39 | 959.4 | 4428 | 4428 | 24.6 | 9827.7 | 302.56 | 12.51 | -62.56 | 6.81 | 20 | 25.81 | 0 | 0.2 | 0.2 | 1 | 0.2 | 0 | 2925.34 | 0 | 1787.31 | 0 | 4259.68 | 0 | 1667.95 | 0 | 217.34 | 0 | 99.72 | 0 | 208.09 | 0 | 93.06 | 245.18
8127 | 5.5 | 1411.34 | 660 | 131.35 | 2202.69 | 740.21 | 177.65 | 11280.86 | 3120.55 | 14223.76 | 190.84 | 9730.04 | 781.99 | 959.4 | 4428 | 4428 | 24.6 | 9827.7 | 302.55 | 12.5 | -62.34 | 7.04 | 20 | 25.86 | 0 | 0.2 | 0.2 | 1 | 0.2 | 0 | 2608.66 | 0 | 1593.18 | 0 | 4040.79 | 0 | 1487.4 | 0 | 193.81 | 0 | 88.89 | 0 | 197.4 | 0 | 82.98 | 218.91
8128 | 5.4 | 1411.34 | 660 | 131.35 | 2202.69 | 740.21 | 177.65 | 11280.86 | 3120.55 | 14223.76 | 190.84 | 6465.4 | 505.42 | 959.4 | 4428 | 4428 | 24.6 | 9827.7 | 301.43 | 11.38 | -62.68 | 6.69 | 20 | 29.72 | 0 | 0.2 | 0.2 | 1 | 0.2 | 0 | 1600.57 | 0 | 978.02 | 0 | 2974.21 | 0 | 912.61 | 0 | 118.92 | 0 | 54.56 | 0 | 145.3 | 0 | 50.92 | 135.72
8129 | 5 | 1411.34 | 660 | 131.35 | 2202.69 | 740.21 | 177.65 | 11280.86 | 3120.55 | 14223.76 | 190.84 | 523.48 | 43.73 | 959.4 | 4428 | 4428 | 24.6 | 9827.7 | 299.21 | 9.16 | -63.52 | 5.85 | 20 | 37.37 | 0 | 0.2 | 0.2 | 1 | 0.2 | 0 | 150.7 | 0 | 85.92 | 0 | 200.93 | 0 | 85.92 | 0 | 11.2 | 0 | 4.79 | 0 | 9.82 | 0 | 4.79 | 13.13
8130 | 4.7 | 1411.34 | 660 | 131.35 | 2202.69 | 740.21 | 444.13 | 11547.34 | 3387.03 | 14490.24 | 190.84 | 0 | 0 | 2398.5 | 11070 | 11070 | 61.5 | 24569.25 | 283.33 | 12.36 | -61.61 | 6.51 | 20 | 28.21 | 0 | 0.5 | 0.5 | 1 | 0.5 | 0 | 0 | 0 | 0 | 0 | 0 | 0 | 0 | 0 | 0 | 0 | 0 | 0 | 0 | 0 | 0 | 0
8131 | 4.7 | 1411.34 | 660 | 131.35 | 2202.69 | 740.21 | 444.13 | 11547.34 | 3387.03 | 14490.24 | 190.84 | 0 | 0 | 2398.5 | 11070 | 11070 | 61.5 | 24569.25 | 283.33 | 12.36 | -61.61 | 6.51 | 20 | 28.21 | 0 | 0.5 | 0.5 | 1 | 0.5 | 0 | 0 | 0 | 0 | 0 | 0 | 0 | 0 | 0 | 0 | 0 | 0 | 0 | 0 | 0 | 0 | 0
8132 | 4.5 | 1411.34 | 660 | 131.35 | 2202.69 | 740.21 | 444.13 | 11547.34 | 3387.03 | 14490.24 | 190.84 | 0 | 0 | 2398.5 | 11070 | 11070 | 61.5 | 24569.25 | 283.15 | 12.17 | -61.8 | 6.31 | 20 | 28.88 | 0 | 0.5 | 0.5 | 1 | 0.5 | 0 | 0 | 0 | 0 | 0 | 0 | 0 | 0 | 0 | 0 | 0 | 0 | 0 | 0 | 0 | 0 | 0
8133 | 4.5 | 1411.34 | 660 | 131.35 | 2202.69 | 740.21 | 444.13 | 11547.34 | 3387.03 | 14490.24 | 190.84 | 0 | 0 | 2398.5 | 11070 | 11070 | 61.5 | 24569.25 | 283.15 | 12.17 | -61.8 | 6.31 | 20 | 28.88 | 0 | 0.5 | 0.5 | 1 | 0.5 | 0 | 0 | 0 | 0 | 0 | 0 | 0 | 0 | 0 | 0 | 0 | 0 | 0 | 0 | 0 | 0 | 0
8134 | 4.5 | 1411.34 | 660 | 131.35 | 2202.69 | 740.21 | 444.13 | 11547.34 | 3387.03 | 14490.24 | 190.84 | 0 | 0 | 2398.5 | 11070 | 11070 | 61.5 | 24569.25 | 283.15 | 12.17 | -61.8 | 6.31 | 20 | 28.88 | 0 | 0.5 | 0.5 | 1 | 0.5 | 0 | 0 | 0 | 0 | 0 | 0 | 0 | 0 | 0 | 0 | 0 | 0 | 0 | 0 | 0 | 0 | 0
8135 | 4.6 | 1411.34 | 660 | 131.35 | 2202.69 | 740.21 | 444.13 | 11547.34 | 3387.03 | 14490.24 | 190.84 | 0 | 0 | 2398.5 | 11070 | 11070 | 61.5 | 24569.25 | 283.24 | 12.26 | -61.71 | 6.41 | 20 | 28.55 | 0 | 0.5 | 0.5 | 1 | 0.5 | 0 | 0 | 0 | 0 | 0 | 0 | 0 | 0 | 0 | 0 | 0 | 0 | 0 | 0 | 0 | 0 | 0
8136 | 4.7 | 1411.34 | 660 | 131.35 | 2202.69 | 740.21 | 444.13 | 11547.34 | 3387.03 | 14490.24 | 190.84 | 0 | 0 | 2398.5 | 11070 | 11070 | 61.5 | 24569.25 | 283.33 | 12.36 | -61.61 | 6.51 | 20 | 28.21 | 0 | 0.5 | 0.5 | 1 | 0.5 | 0 | 0 | 0 | 0 | 0 | 0 | 0 | 0 | 0 | 0 | 0 | 0 | 0 | 0 | 0 | 0 | 0
8137 | 4.9 | 1411.34 | 660 | 131.35 | 2202.69 | 740.21 | 444.13 | 11547.34 | 3387.03 | 14490.24 | 190.84 | 0 | 0 | 2398.5 | 2214 | 2214 | 61.5 | 6857.25 | 278.72 | 7.74 | -62.62 | 5.5 | 20 | 45.24 | 0 | 0.5 | 0.1 | 0.5 | 0.5 | 0 | 0 | 0 | 0 | 0 | 0 | 0 | 0 | 0 | 0 | 0 | 0 | 0 | 0 | 0 | 0 | 0
8138 | 5.1 | 1411.34 | 660 | 131.35 | 2202.69 | 740.21 | 444.13 | 11547.34 | 3387.03 | 14490.24 | 190.84 | 0 | 0 | 2398.5 | 2214 | 2214 | 61.5 | 6857.25 | 278.9 | 7.92 | -62.42 | 5.7 | 20 | 44.56 | 0 | 0.5 | 0.1 | 0.5 | 0.5 | 0 | 0 | 0 | 0 | 0 | 0 | 0 | 0 | 0 | 0 | 0 | 0 | 0 | 0 | 0 | 0 | 0
8139 | 5.9 | 1411.34 | 660 | 131.35 | 2202.69 | 740.21 | 444.13 | 11547.34 | 3387.03 | 14490.24 | 190.84 | 0 | 0 | 2398.5 | 2214 | 2214 | 61.5 | 6857.25 | 279.63 | 8.66 | -61.63 | 6.49 | 20 | 41.85 | 0 | 0.5 | 0.1 | 0.5 | 0.5 | 0 | 0 | 0 | 0 | 0 | 0 | 0 | 0 | 0 | 0 | 0 | 0 | 0 | 0 | 0 | 0 | 0
8140 | 6.7 | 1411.34 | 660 | 131.35 | 2202.69 | 740.21 | 444.13 | 11547.34 | 3387.03 | 14490.24 | 190.84 | 0 | 0 | 2398.5 | 2214 | 2214 | 61.5 | 6857.25 | 280.37 | 9.39 | -60.84 | 7.27 | 20 | 39.14 | 0 | 0.5 | 0.1 | 0.5 | 0.5 | 0 | 0 | 0 | 0 | 0 | 0 | 0 | 0 | 0 | 0 | 0 | 0 | 0 | 0 | 0 | 0 | 0
8141 | 7.2 | 1411.34 | 660 | 131.35 | 2202.69 | 740.21 | 444.13 | 11547.34 | 3387.03 | 14490.24 | 190.84 | 0 | 0 | 2398.5 | 2214 | 2214 | 61.5 | 6857.25 | 280.83 | 9.85 | -60.35 | 7.77 | 20 | 37.45 | 0 | 0.5 | 0.1 | 0.5 | 0.5 | 0 | 0 | 0 | 0 | 0 | 0 | 0 | 0 | 0 | 0 | 0 | 0 | 0 | 0 | 0 | 0 | 0
8142 | 9.2 | 1411.34 | 660 | 131.35 | 2202.69 | 740.21 | 444.13 | 11547.34 | 3387.03 | 14490.24 | 190.84 | 0 | 0 | 2398.5 | 2214 | 2214 | 61.5 | 6857.25 | 282.66 | 11.69 | -58.37 | 9.74 | 20 | 30.68 | 0 | 0.5 | 0.1 | 0.5 | 0.5 | 0 | 0 | 0 | 0 | 0 | 0 | 0 | 0 | 0 | 0 | 0 | 0 | 0 | 0 | 0 | 0 | 0
8143 | 8.3 | 1411.34 | 660 | 131.35 | 2202.69 | 740.21 | 444.13 | 11547.34 | 3387.03 | 14490.24 | 190.84 | 0 | 0 | 2398.5 | 2214 | 2214 | 61.5 | 6857.25 | 281.84 | 10.86 | -59.26 | 8.85 | 20 | 33.73 | 0 | 0.5 | 0.1 | 0.5 | 0.5 | 0 | 0 | 0 | 0 | 0 | 0 | 0 | 0 | 0 | 0 | 0 | 0 | 0 | 0 | 0 | 0 | 0
8144 | 7.4 | 1411.34 | 660 | 131.35 | 2202.69 | 740.21 | 177.65 | 11280.86 | 3120.55 | 14223.76 | 190.84 | 0 | 0 | 959.4 | 4428 | 4428 | 24.6 | 9827.7 | 301.22 | 11.17 | -61.19 | 8.18 | 20 | 30.45 | 0 | 0.2 | 0.2 | 1 | 0.2 | 0 | 0 | 0 | 0 | 0 | 0 | 0 | 0 | 0 | 0 | 0 | 0 | 0 | 0 | 0 | 0 | 0
8145 | 6.5 | 1411.34 | 660 | 131.35 | 2202.69 | 740.21 | 177.65 | 11280.86 | 3120.55 | 14223.76 | 190.84 | 549.16 | 45.24 | 959.4 | 4428 | 4428 | 24.6 | 9827.7 | 300.58 | 10.53 | -62.04 | 7.34 | 20 | 32.66 | 0 | 0.2 | 0.2 | 1 | 0.2 | 0 | 158.09 | 0 | 90.14 | 0 | 210.79 | 0 | 90.14 | 0 | 11.75 | 0 | 5.03 | 0 | 10.3 | 0 | 5.03 | 13.13
8146 | 7 | 1411.34 | 660 | 131.35 | 2202.69 | 740.21 | 177.65 | 11280.86 | 3120.55 | 14223.76 | 190.84 | 10232.76 | 726.05 | 959.4 | 4428 | 4428 | 24.6 | 9827.7 | 304.04 | 13.99 | -60.83 | 8.55 | 20 | 20.73 | 0 | 0.2 | 0.2 | 1 | 0.2 | 0 | 1741.78 | 0 | 5856.43 | 0 | 1845.4 | 0 | 789.15 | 0 | 129.41 | 0 | 326.74 | 0 | 90.15 | 0 | 44.03 | 135.72
8147 | 6.8 | 1411.34 | 660 | 131.35 | 2202.69 | 740.21 | 177.65 | 11280.86 | 3120.55 | 14223.76 | 190.84 | 10510.2 | 825.59 | 959.4 | 4428 | 4428 | 24.6 | 9827.7 | 303.96 | 13.91 | -61 | 8.38 | 20 | 20.98 | 0 | 0.2 | 0.2 | 1 | 0.2 | 0 | 2556.56 | 0 | 2603.89 | 0 | 3892.06 | 0 | 1457.69 | 0 | 189.94 | 0 | 145.27 | 0 | 190.13 | 0 | 81.33 | 218.91
8148 | 7.5 | 1411.34 | 660 | 131.35 | 2202.69 | 740.21 | 177.65 | 11280.86 | 3120.55 | 14223.76 | 190.84 | 41777.75 | 2920.58 | 959.4 | 4428 | 4428 | 24.6 | 9827.7 | 314.27 | 24.22 | -57.99 | 11.38 | 23.9 | 0 | 0 | 0.2 | 0.2 | 1 | 0.2 | 0 | 5958.5 | 0 | 13821.18 | 0 | 18600.7 | 0 | 3397.39 | 0 | 442.69 | 0 | 771.1 | 0 | 908.68 | 0 | 189.54 | 608.57
8149 | 7.5 | 1411.34 | 660 | 131.35 | 2202.69 | 740.21 | 177.65 | 11280.86 | 3120.55 | 14223.76 | 190.84 | 41755.49 | 5348.04 | 959.4 | 4428 | 4428 | 24.6 | 9827.7 | 315.13 | 25.08 | -57.83 | 11.55 | 23.9 | 0 | 0 | 0.2 | 0.2 | 1 | 0.2 | 0 | 3495.23 | 0 | 12542.72 | 0 | 23724.64 | 0 | 1992.89 | 0 | 519.36 | 0 | 1399.54 | 0 | 2317.99 | 0 | 222.37 | 888.78
8150 | 7.1 | 1411.34 | 660 | 131.35 | 2202.69 | 740.21 | 177.65 | 11280.86 | 3120.55 | 14223.76 | 190.84 | 42702.48 | 5314.45 | 959.4 | 4428 | 4428 | 24.6 | 9827.7 | 315.03 | 24.98 | -58.16 | 11.22 | 23.9 | 0 | 0 | 0.2 | 0.2 | 1 | 0.2 | 0 | 3287.42 | 0 | 9698.68 | 0 | 27841.97 | 0 | 1874.41 | 0 | 488.48 | 0 | 1082.2 | 0 | 2720.27 | 0 | 209.15 | 814.35
8151 | 6 | 1411.34 | 660 | 131.35 | 2202.69 | 740.21 | 177.65 | 11280.86 | 3120.55 | 14223.76 | 190.84 | 24252.28 | 3069.65 | 959.4 | 4428 | 4428 | 24.6 | 9827.7 | 308.03 | 17.98 | -60.68 | 8.7 | 20 | 6.96 | 0 | 0.2 | 0.2 | 1 | 0.2 | 0 | 2497.26 | 0 | 3901.71 | 0 | 16429.44 | 0 | 1423.87 | 0 | 371.07 | 0 | 435.36 | 0 | 1605.22 | 0 | 158.88 | 499.12
8152 | 5.2 | 1411.34 | 660 | 131.35 | 2202.69 | 740.21 | 177.65 | 11280.86 | 3120.55 | 14223.76 | 190.84 | 55947.19 | 3155.38 | 959.4 | 4428 | 4428 | 24.6 | 9827.7 | 316.37 | 26.32 | -59.26 | 10.11 | 23.9 | 0 | 0 | 0.2 | 0.2 | 1 | 0.2 | 0 | 2904.47 | 0 | 5009.9 | 0 | 46376.76 | 0 | 1656.06 | 0 | 215.79 | 0 | 279.51 | 0 | 2265.59 | 0 | 92.39 | 302.1
8153 | 4.1 | 1411.34 | 660 | 131.35 | 2202.69 | 740.21 | 177.65 | 11280.86 | 3120.55 | 14223.76 | 190.84 | 531.15 | 88.37 | 959.4 | 4428 | 4428 | 24.6 | 9827.7 | 298.57 | 8.52 | -64.4 | 4.97 | 20 | 39.59 | 0 | 0.2 | 0.2 | 1 | 0.2 | 0 | 152.91 | 0 | 87.18 | 0 | 203.88 | 0 | 87.18 | 0 | 22.72 | 0 | 9.73 | 0 | 19.92 | 0 | 9.73 | 26.27
8154 | 2.7 | 1411.34 | 660 | 131.35 | 2202.69 | 740.21 | 444.13 | 11547.34 | 3387.03 | 14490.24 | 190.84 | 0 | 0 | 2398.5 | 11070 | 11070 | 61.5 | 24569.25 | 281.5 | 10.52 | -63.58 | 4.53 | 20 | 34.98 | 0 | 0.5 | 0.5 | 1 | 0.5 | 0 | 0 | 0 | 0 | 0 | 0 | 0 | 0 | 0 | 0 | 0 | 0 | 0 | 0 | 0 | 0 | 0
8155 | 1 | 1411.34 | 660 | 131.35 | 2202.69 | 740.21 | 444.13 | 11547.34 | 3387.03 | 14490.24 | 190.84 | 0 | 0 | 2398.5 | 11070 | 11070 | 61.5 | 24569.25 | 279.94 | 8.96 | -65.26 | 2.86 | 20 | 40.74 | 0 | 0.5 | 0.5 | 1 | 0.5 | 0 | 0 | 0 | 0 | 0 | 0 | 0 | 0 | 0 | 0 | 0 | 0 | 0 | 0 | 0 | 0 | 0
8156 | -0.1 | 1411.34 | 660 | 131.35 | 2202.69 | 740.21 | 444.13 | 11547.34 | 3387.03 | 14490.24 | 190.84 | 0 | 0 | 2398.5 | 11070 | 11070 | 61.5 | 24569.25 | 278.93 | 7.95 | -66.35 | 1.77 | 20 | 44.46 | 0 | 0.5 | 0.5 | 1 | 0.5 | 0 | 0 | 0 | 0 | 0 | 0 | 0 | 0 | 0 | 0 | 0 | 0 | 0 | 0 | 0 | 0 | 0
8157 | -0.3 | 1411.34 | 660 | 131.35 | 2202.69 | 740.21 | 444.13 | 11547.34 | 3387.03 | 14490.24 | 190.84 | 0 | 0 | 2398.5 | 11070 | 11070 | 61.5 | 24569.25 | 278.74 | 7.77 | -66.54 | 1.57 | 20 | 45.14 | 0 | 0.5 | 0.5 | 1 | 0.5 | 0 | 0 | 0 | 0 | 0 | 0 | 0 | 0 | 0 | 0 | 0 | 0 | 0 | 0 | 0 | 0 | 0
8158 | -2.4 | 1411.34 | 660 | 131.35 | 2202.69 | 740.21 | 444.13 | 11547.34 | 3387.03 | 14490.24 | 190.84 | 0 | 0 | 2398.5 | 11070 | 11070 | 61.5 | 24569.25 | 276.82 | 5.84 | -68.62 | -0.5 | 20 | 52.25 | 0 | 0.5 | 0.5 | 1 | 0.5 | 0 | 0 | 0 | 0 | 0 | 0 | 0 | 0 | 0 | 0 | 0 | 0 | 0 | 0 | 0 | 0 | 0
8159 | -1.7 | 1411.34 | 660 | 131.35 | 2202.69 | 740.21 | 444.13 | 11547.34 | 3387.03 | 14490.24 | 190.84 | 0 | 0 | 2398.5 | 11070 | 11070 | 61.5 | 24569.25 | 277.46 | 6.48 | -67.92 | 0.19 | 20 | 49.88 | 0 | 0.5 | 0.5 | 1 | 0.5 | 0 | 0 | 0 | 0 | 0 | 0 | 0 | 0 | 0 | 0 | 0 | 0 | 0 | 0 | 0 | 0 | 0
8160 | -0.1 | 1411.34 | 660 | 131.35 | 2202.69 | 740.21 | 444.13 | 11547.34 | 3387.03 | 14490.24 | 190.84 | 0 | 0 | 2398.5 | 11070 | 11070 | 61.5 | 24569.25 | 278.93 | 7.95 | -66.35 | 1.77 | 20 | 44.46 | 0 | 0.5 | 0.5 | 1 | 0.5 | 0 | 0 | 0 | 0 | 0 | 0 | 0 | 0 | 0 | 0 | 0 | 0 | 0 | 0 | 0 | 0 | 0
8161 | -0.7 | 1411.34 | 660 | 131.35 | 2202.69 | 740.21 | 444.13 | 11547.34 | 3387.03 | 14490.24 | 190.84 | 0 | 0 | 2398.5 | 2214 | 2214 | 61.5 | 6857.25 | 273.58 | 2.6 | -68.14 | -0.03 | 20 | 64.21 | 0 | 0.5 | 0.1 | 0.5 | 0.5 | 0 | 0 | 0 | 0 | 0 | 0 | 0 | 0 | 0 | 0 | 0 | 0 | 0 | 0 | 0 | 0 | 0
8162 | -0.8 | 1411.34 | 660 | 131.35 | 2202.69 | 740.21 | 444.13 | 11547.34 | 3387.03 | 14490.24 | 190.84 | 0 | 0 | 2398.5 | 2214 | 2214 | 61.5 | 6857.25 | 273.49 | 2.51 | -68.24 | -0.13 | 20 | 64.55 | 0 | 0.5 | 0.1 | 0.5 | 0.5 | 0 | 0 | 0 | 0 | 0 | 0 | 0 | 0 | 0 | 0 | 0 | 0 | 0 | 0 | 0 | 0 | 0
8163 | -1.3 | 1411.34 | 660 | 131.35 | 2202.69 | 740.21 | 444.13 | 11547.34 | 3387.03 | 14490.24 | 190.84 | 0 | 0 | 2398.5 | 2214 | 2214 | 61.5 | 6857.25 | 273.03 | 2.05 | -68.74 | -0.62 | 20 | 66.24 | 0 | 0.5 | 0.1 | 0.5 | 0.5 | 0 | 0 | 0 | 0 | 0 | 0 | 0 | 0 | 0 | 0 | 0 | 0 | 0 | 0 | 0 | 0 | 0
8164 | -1.6 | 1411.34 | 660 | 131.35 | 2202.69 | 740.21 | 444.13 | 11547.34 | 3387.03 | 14490.24 | 190.84 | 0 | 0 | 2398.5 | 2214 | 2214 | 61.5 | 6857.25 | 272.75 | 1.78 | -69.03 | -0.92 | 20 | 67.26 | 0 | 0.5 | 0.1 | 0.5 | 0.5 | 0 | 0 | 0 | 0 | 0 | 0 | 0 | 0 | 0 | 0 | 0 | 0 | 0 | 0 | 0 | 0 | 0
8165 | -2 | 1411.34 | 660 | 131.35 | 2202.69 | 740.21 | 444.13 | 11547.34 | 3387.03 | 14490.24 | 190.84 | 0 | 0 | 2398.5 | 2214 | 2214 | 61.5 | 6857.25 | 272.38 | 1.41 | -69.43 | -1.31 | 20 | 68.61 | 0 | 0.5 | 0.1 | 0.5 | 0.5 | 0 | 0 | 0 | 0 | 0 | 0 | 0 | 0 | 0 | 0 | 0 | 0 | 0 | 0 | 0 | 0 | 0
8166 | -2.2 | 1411.34 | 660 | 131.35 | 2202.69 | 740.21 | 444.13 | 11547.34 | 3387.03 | 14490.24 | 190.84 | 0 | 0 | 2398.5 | 2214 | 2214 | 61.5 | 6857.25 | 272.2 | 1.22 | -69.62 | -1.51 | 20 | 69.29 | 0 | 0.5 | 0.1 | 0.5 | 0.5 | 0 | 0 | 0 | 0 | 0 | 0 | 0 | 0 | 0 | 0 | 0 | 0 | 0 | 0 | 0 | 0 | 0
8167 | -2.6 | 1411.34 | 660 | 131.35 | 2202.69 | 740.21 | 444.13 | 11547.34 | 3387.03 | 14490.24 | 190.84 | 0 | 0 | 2398.5 | 2214 | 2214 | 61.5 | 6857.25 | 271.83 | 0.86 | -70.02 | -1.9 | 20 | 70.64 | 0 | 0.5 | 0.1 | 0.5 | 0.5 | 0 | 0 | 0 | 0 | 0 | 0 | 0 | 0 | 0 | 0 | 0 | 0 | 0 | 0 | 0 | 0 | 0
8168 | -3.1 | 1411.34 | 660 | 131.35 | 2202.69 | 740.21 | 177.65 | 11280.86 | 3120.55 | 14223.76 | 190.84 | 0 | 0 | 959.4 | 4428 | 4428 | 24.6 | 9827.7 | 291.72 | 1.67 | -71.55 | -2.18 | 20 | 63.21 | 0 | 0.2 | 0.2 | 1 | 0.2 | 0 | 0 | 0 | 0 | 0 | 0 | 0 | 0 | 0 | 0 | 0 | 0 | 0 | 0 | 0 | 0 | 0
8169 | -2.7 | 1411.34 | 660 | 131.35 | 2202.69 | 740.21 | 177.65 | 11280.86 | 3120.55 | 14223.76 | 190.84 | 1099.19 | 90.52 | 959.4 | 4428 | 4428 | 24.6 | 9827.7 | 292.42 | 2.37 | -71.08 | -1.7 | 20 | 60.77 | 0 | 0.2 | 0.2 | 1 | 0.2 | 0 | 316.43 | 0 | 180.42 | 0 | 421.91 | 0 | 180.42 | 0 | 23.51 | 0 | 10.07 | 0 | 20.61 | 0 | 10.07 | 26.27
8170 | -1.3 | 1411.34 | 660 | 131.35 | 2202.69 | 740.21 | 177.65 | 11280.86 | 3120.55 | 14223.76 | 190.84 | 28972.77 | 1979.02 | 959.4 | 4428 | 4428 | 24.6 | 9827.7 | 302.32 | 12.27 | -67.63 | 1.74 | 20 | 26.64 | 0 | 0.2 | 0.2 | 1 | 0.2 | 0 | 3729.66 | 0 | 20788.51 | 0 | 3120.27 | 0 | 1334.33 | 0 | 277.1 | 0 | 1159.81 | 0 | 152.43 | 0 | 74.44 | 315.23
8171 | -0.2 | 1411.34 | 660 | 131.35 | 2202.69 | 740.21 | 177.65 | 11280.86 | 3120.55 | 14223.76 | 190.84 | 63355.71 | 4164.53 | 959.4 | 4428 | 4428 | 24.6 | 9827.7 | 313.92 | 23.87 | -64.01 | 5.37 | 23.87 | 0 | 0 | 0.2 | 0.2 | 1 | 0.2 | 0 | 4690.17 | 0 | 35823.35 | 0 | 20167.97 | 0 | 2674.22 | 0 | 348.46 | 0 | 1998.62 | 0 | 985.24 | 0 | 149.2 | 683
8172 | 1 | 1411.34 | 660 | 131.35 | 2202.69 | 740.21 | 177.65 | 11280.86 | 3120.55 | 14223.76 | 190.84 | 102160.84 | 6457.55 | 959.4 | 4428 | 4428 | 24.6 | 9827.7 | 327.08 | 37.03 | -59.97 | 9.4 | 23.9 | 0 | 0 | 0.2 | 0.2 | 1 | 0.2 | 0 | 5483.75 | 0 | 44290.77 | 0 | 49259.61 | 0 | 3126.7 | 0 | 407.42 | 0 | 2471.03 | 0 | 2406.42 | 0 | 174.44 | 998.23
8173 | 1.7 | 1411.34 | 660 | 131.35 | 2202.69 | 740.21 | 177.65 | 11280.86 | 3120.55 | 14223.76 | 190.84 | 62369.06 | 7654.11 | 959.4 | 4428 | 4428 | 24.6 | 9827.7 | 316.52 | 26.47 | -61.96 | 7.42 | 23.9 | 0 | 0 | 0.2 | 0.2 | 1 | 0.2 | 0 | 2903.5 | 0 | 20319.53 | 0 | 37490.53 | 0 | 1655.5 | 0 | 431.43 | 0 | 2267.3 | 0 | 3662.97 | 0 | 184.72 | 1107.69
8174 | 2 | 1411.34 | 660 | 131.35 | 2202.69 | 740.21 | 177.65 | 11280.86 | 3120.55 | 14223.76 | 190.84 | 63546.13 | 7581.11 | 959.4 | 4428 | 4428 | 24.6 | 9827.7 | 317.12 | 27.07 | -61.59 | 7.79 | 23.9 | 0 | 0 | 0.2 | 0.2 | 1 | 0.2 | 0 | 2800.29 | 0 | 15097.04 | 0 | 44052.14 | 0 | 1596.66 | 0 | 416.1 | 0 | 1684.56 | 0 | 4304.06 | 0 | 178.16 | 998.23
8175 | 1.8 | 1411.34 | 660 | 131.35 | 2202.69 | 740.21 | 177.65 | 11280.86 | 3120.55 | 14223.76 | 190.84 | 50579.88 | 5887.47 | 959.4 | 4428 | 4428 | 24.6 | 9827.7 | 312.68 | 22.63 | -62.8 | 6.57 | 22.63 | 0 | 0 | 0.2 | 0.2 | 1 | 0.2 | 0 | 2400.64 | 0 | 8120.94 | 0 | 38689.51 | 0 | 1368.79 | 0 | 356.71 | 0 | 906.15 | 0 | 3780.11 | 0 | 152.73 | 691.76
8176 | 1 | 1411.34 | 660 | 131.35 | 2202.69 | 740.21 | 177.65 | 11280.86 | 3120.55 | 14223.76 | 190.84 | 77621.37 | 4260.4 | 959.4 | 4428 | 4428 | 24.6 | 9827.7 | 319.28 | 29.23 | -61.83 | 7.55 | 23.9 | 0 | 0 | 0.2 | 0.2 | 1 | 0.2 | 0 | 2757.85 | 0 | 6609.31 | 0 | 66681.75 | 0 | 1572.46 | 0 | 204.9 | 0 | 368.74 | 0 | 3257.53 | 0 | 87.73 | 341.5
8177 | -0.7 | 1411.34 | 660 | 131.35 | 2202.69 | 740.21 | 177.65 | 11280.86 | 3120.55 | 14223.76 | 190.84 | 531.34 | 88.39 | 959.4 | 4428 | 4428 | 24.6 | 9827.7 | 294.22 | 4.17 | -69.14 | 0.23 | 20 | 54.57 | 0 | 0.2 | 0.2 | 1 | 0.2 | 0 | 152.96 | 0 | 87.21 | 0 | 203.95 | 0 | 87.21 | 0 | 22.73 | 0 | 9.73 | 0 | 19.93 | 0 | 9.73 | 26.27
8178 | -1.3 | 1411.34 | 660 | 131.35 | 2202.69 | 740.21 | 444.13 | 11547.34 | 3387.03 | 14490.24 | 190.84 | 0 | 0 | 2398.5 | 11070 | 11070 | 61.5 | 24569.25 | 277.83 | 6.85 | -67.53 | 0.59 | 20 | 48.53 | 0 | 0.5 | 0.5 | 1 | 0.5 | 0 | 0 | 0 | 0 | 0 | 0 | 0 | 0 | 0 | 0 | 0 | 0 | 0 | 0 | 0 | 0 | 0
8179 | -2.1 | 1411.34 | 660 | 131.35 | 2202.69 | 740.21 | 444.13 | 11547.34 | 3387.03 | 14490.24 | 190.84 | 0 | 0 | 2398.5 | 11070 | 11070 | 61.5 | 24569.25 | 277.09 | 6.12 | -68.32 | -0.2 | 20 | 51.24 | 0 | 0.5 | 0.5 | 1 | 0.5 | 0 | 0 | 0 | 0 | 0 | 0 | 0 | 0 | 0 | 0 | 0 | 0 | 0 | 0 | 0 | 0 | 0
8180 | -2.1 | 1411.34 | 660 | 131.35 | 2202.69 | 740.21 | 444.13 | 11547.34 | 3387.03 | 14490.24 | 190.84 | 0 | 0 | 2398.5 | 11070 | 11070 | 61.5 | 24569.25 | 277.09 | 6.12 | -68.32 | -0.2 | 20 | 51.24 | 0 | 0.5 | 0.5 | 1 | 0.5 | 0 | 0 | 0 | 0 | 0 | 0 | 0 | 0 | 0 | 0 | 0 | 0 | 0 | 0 | 0 | 0 | 0
8181 | -2.4 | 1411.34 | 660 | 131.35 | 2202.69 | 740.21 | 444.13 | 11547.34 | 3387.03 | 14490.24 | 190.84 | 0 | 0 | 2398.5 | 11070 | 11070 | 61.5 | 24569.25 | 276.82 | 5.84 | -68.62 | -0.5 | 20 | 52.25 | 0 | 0.5 | 0.5 | 1 | 0.5 | 0 | 0 | 0 | 0 | 0 | 0 | 0 | 0 | 0 | 0 | 0 | 0 | 0 | 0 | 0 | 0 | 0
8182 | -2.6 | 1411.34 | 660 | 131.35 | 2202.69 | 740.21 | 444.13 | 11547.34 | 3387.03 | 14490.24 | 190.84 | 0 | 0 | 2398.5 | 11070 | 11070 | 61.5 | 24569.25 | 276.63 | 5.66 | -68.81 | -0.7 | 20 | 52.93 | 0 | 0.5 | 0.5 | 1 | 0.5 | 0 | 0 | 0 | 0 | 0 | 0 | 0 | 0 | 0 | 0 | 0 | 0 | 0 | 0 | 0 | 0 | 0
8183 | -3.8 | 1411.34 | 660 | 131.35 | 2202.69 | 740.21 | 444.13 | 11547.34 | 3387.03 | 14490.24 | 190.84 | 0 | 0 | 2398.5 | 11070 | 11070 | 61.5 | 24569.25 | 275.53 | 4.56 | -70 | -1.88 | 20 | 57 | 0 | 0.5 | 0.5 | 1 | 0.5 | 0 | 0 | 0 | 0 | 0 | 0 | 0 | 0 | 0 | 0 | 0 | 0 | 0 | 0 | 0 | 0 | 0
8184 | -3.7 | 1411.34 | 660 | 131.35 | 2202.69 | 740.21 | 444.13 | 11547.34 | 3387.03 | 14490.24 | 190.84 | 0 | 0 | 2398.5 | 11070 | 11070 | 61.5 | 24569.25 | 275.62 | 4.65 | -69.9 | -1.78 | 20 | 56.66 | 0 | 0.5 | 0.5 | 1 | 0.5 | 0 | 0 | 0 | 0 | 0 | 0 | 0 | 0 | 0 | 0 | 0 | 0 | 0 | 0 | 0 | 0 | 0
8185 | -3.5 | 1411.34 | 660 | 131.35 | 2202.69 | 740.21 | 444.13 | 11547.34 | 3387.03 | 14490.24 | 190.84 | 0 | 0 | 2398.5 | 2214 | 2214 | 61.5 | 6857.25 | 271.01 | 0.03 | -70.91 | -2.79 | 20 | 73.69 | 0 | 0.5 | 0.1 | 0.5 | 0.5 | 0 | 0 | 0 | 0 | 0 | 0 | 0 | 0 | 0 | 0 | 0 | 0 | 0 | 0 | 0 | 0 | 0
8186 | -4 | 1411.34 | 660 | 131.35 | 2202.69 | 740.21 | 444.13 | 11547.34 | 3387.03 | 14490.24 | 190.84 | 0 | 0 | 2398.5 | 2214 | 2214 | 61.5 | 6857.25 | 270.55 | -0.43 | -71.4 | -3.29 | 20 | 75.39 | 0 | 0.5 | 0.1 | 0.5 | 0.5 | 0 | 0 | 0 | 0 | 0 | 0 | 0 | 0 | 0 | 0 | 0 | 0 | 0 | 0 | 0 | 0 | 0
8187 | -3.8 | 1411.34 | 660 | 131.35 | 2202.69 | 740.21 | 444.13 | 11547.34 | 3387.03 | 14490.24 | 190.84 | 0 | 0 | 2398.5 | 2214 | 2214 | 61.5 | 6857.25 | 270.73 | -0.24 | -71.2 | -3.09 | 20 | 74.71 | 0 | 0.5 | 0.1 | 0.5 | 0.5 | 0 | 0 | 0 | 0 | 0 | 0 | 0 | 0 | 0 | 0 | 0 | 0 | 0 | 0 | 0 | 0 | 0
8188 | -4.4 | 1411.34 | 660 | 131.35 | 2202.69 | 740.21 | 444.13 | 11547.34 | 3387.03 | 14490.24 | 190.84 | 0 | 0 | 2398.5 | 2214 | 2214 | 61.5 | 6857.25 | 270.18 | -0.79 | -71.8 | -3.68 | 20 | 76.74 | 0 | 0.5 | 0.1 | 0.5 | 0.5 | 0 | 0 | 0 | 0 | 0 | 0 | 0 | 0 | 0 | 0 | 0 | 0 | 0 | 0 | 0 | 0 | 0
8189 | -5.5 | 1411.34 | 660 | 131.35 | 2202.69 | 740.21 | 444.13 | 11547.34 | 3387.03 | 14490.24 | 190.84 | 0 | 0 | 2398.5 | 2214 | 2214 | 61.5 | 6857.25 | 269.17 | -1.8 | -72.88 | -4.77 | 20 | 80.47 | 0 | 0.5 | 0.1 | 0.5 | 0.5 | 0 | 0 | 0 | 0 | 0 | 0 | 0 | 0 | 0 | 0 | 0 | 0 | 0 | 0 | 0 | 0 | 0
8190 | -5.4 | 1411.34 | 660 | 131.35 | 2202.69 | 740.21 | 444.13 | 11547.34 | 3387.03 | 14490.24 | 190.84 | 0 | 0 | 2398.5 | 2214 | 2214 | 61.5 | 6857.25 | 269.26 | -1.71 | -72.78 | -4.67 | 20 | 80.13 | 0 | 0.5 | 0.1 | 0.5 | 0.5 | 0 | 0 | 0 | 0 | 0 | 0 | 0 | 0 | 0 | 0 | 0 | 0 | 0 | 0 | 0 | 0 | 0
8191 | -3.9 | 1411.34 | 660 | 131.35 | 2202.69 | 740.21 | 444.13 | 11547.34 | 3387.03 | 14490.24 | 190.84 | 0 | 0 | 2398.5 | 2214 | 2214 | 61.5 | 6857.25 | 270.64 | -0.34 | -71.3 | -3.19 | 20 | 75.05 | 0 | 0.5 | 0.1 | 0.5 | 0.5 | 0 | 0 | 0 | 0 | 0 | 0 | 0 | 0 | 0 | 0 | 0 | 0 | 0 | 0 | 0 | 0 | 0
8192 | -3.9 | 1411.34 | 660 | 131.35 | 2202.69 | 740.21 | 444.13 | 11547.34 | 3387.03 | 14490.24 | 190.84 | 0 | 0 | 2398.5 | 11070 | 11070 | 61.5 | 24569.25 | 275.44 | 4.46 | -70.1 | -1.98 | 20 | 57.33 | 0 | 0.5 | 0.5 | 1 | 0.5 | 0 | 0 | 0 | 0 | 0 | 0 | 0 | 0 | 0 | 0 | 0 | 0 | 0 | 0 | 0 | 0 | 0
8193 | -4.1 | 1411.34 | 660 | 131.35 | 2202.69 | 740.21 | 444.13 | 11547.34 | 3387.03 | 14490.24 | 190.84 | 1099.19 | 90.52 | 2398.5 | 11070 | 11070 | 61.5 | 24569.25 | 275.58 | 4.6 | -70.21 | -2.1 | 20 | 56.82 | 0 | 0.5 | 0.5 | 1 | 0.5 | 0 | 316.43 | 0 | 180.42 | 0 | 421.91 | 0 | 180.42 | 0 | 23.51 | 0 | 10.07 | 0 | 20.61 | 0 | 10.07 | 26.27
8194 | -2.3 | 1411.34 | 660 | 131.35 | 2202.69 | 740.21 | 444.13 | 11547.34 | 3387.03 | 14490.24 | 190.84 | 27412.38 | 1876.76 | 2398.5 | 11070 | 11070 | 61.5 | 24569.25 | 284.85 | 13.87 | -66.52 | 1.59 | 20 | 22.63 | 0 | 0.5 | 0.5 | 1 | 0.5 | 0 | 3572.16 | 0 | 19559.31 | 0 | 2998.61 | 0 | 1282.3 | 0 | 265.4 | 0 | 1091.23 | 0 | 146.49 | 0 | 71.54 | 302.1
8195 | -0.4 | 1411.34 | 660 | 131.35 | 2202.69 | 740.21 | 444.13 | 11547.34 | 3387.03 | 14490.24 | 190.84 | 59698.3 | 3942.24 | 2398.5 | 11070 | 11070 | 61.5 | 24569.25 | 295.9 | 24.92 | -62.31 | 5.81 | 23.9 | 0 | 0 | 0.5 | 0.5 | 1 | 0.5 | 0 | 4703.64 | 0 | 33266.79 | 0 | 19045.96 | 0 | 2681.9 | 0 | 349.46 | 0 | 1855.99 | 0 | 930.43 | 0 | 149.63 | 656.73
8196 | 0.6 | 1411.34 | 660 | 131.35 | 2202.69 | 740.21 | 444.13 | 11547.34 | 3387.03 | 14490.24 | 190.84 | 47270.4 | 6014.32 | 2398.5 | 11070 | 11070 | 61.5 | 24569.25 | 294.13 | 23.15 | -62.02 | 6.09 | 23.15 | 0 | 0 | 0.5 | 0.5 | 1 | 0.5 | 0 | 2810.41 | 0 | 20210.76 | 0 | 22646.8 | 0 | 1602.43 | 0 | 417.6 | 0 | 2255.16 | 0 | 2212.68 | 0 | 178.8 | 950.07
8197 | 1.2 | 1411.34 | 660 | 131.35 | 2202.69 | 740.21 | 444.13 | 11547.34 | 3387.03 | 14490.24 | 190.84 | 116705.59 | 7198.24 | 2398.5 | 11070 | 11070 | 61.5 | 24569.25 | 313.79 | 42.82 | -56.62 | 11.49 | 23.9 | 0 | 0 | 0.5 | 0.5 | 1 | 0.5 | 0 | 5972.05 | 0 | 37733.52 | 0 | 69594.9 | 0 | 3405.12 | 0 | 443.7 | 0 | 2105.19 | 0 | 3399.84 | 0 | 189.98 | 1059.53
8198 | 1.8 | 1411.34 | 660 | 131.35 | 2202.69 | 740.21 | 444.13 | 11547.34 | 3387.03 | 14490.24 | 190.84 | 59526.41 | 7139.24 | 2398.5 | 11070 | 11070 | 61.5 | 24569.25 | 298.86 | 27.88 | -59.93 | 8.19 | 23.9 | 0 | 0 | 0.5 | 0.5 | 1 | 0.5 | 0 | 2869.13 | 0 | 14104.78 | 0 | 40916.6 | 0 | 1635.91 | 0 | 426.33 | 0 | 1573.84 | 0 | 3997.71 | 0 | 182.54 | 958.83
8199 | 1.8 | 1411.34 | 660 | 131.35 | 2202.69 | 740.21 | 444.13 | 11547.34 | 3387.03 | 14490.24 | 190.84 | 46128.19 | 5413.57 | 2398.5 | 11070 | 11070 | 61.5 | 24569.25 | 294.76 | 23.78 | -60.96 | 7.16 | 23.78 | 0 | 0 | 0.5 | 0.5 | 1 | 0.5 | 0 | 2494.64 | 0 | 7440.06 | 0 | 34771.12 | 0 | 1422.38 | 0 | 370.68 | 0 | 830.18 | 0 | 3397.27 | 0 | 158.71 | 656.73
8200 | 0.9 | 1411.34 | 660 | 131.35 | 2202.69 | 740.21 | 444.13 | 11547.34 | 3387.03 | 14490.24 | 190.84 | 54452.83 | 3071.77 | 2398.5 | 11070 | 11070 | 61.5 | 24569.25 | 295.55 | 24.57 | -61.44 | 6.68 | 23.9 | 0 | 0 | 0.5 | 0.5 | 1 | 0.5 | 0 | 2852.62 | 0 | 4963.13 | 0 | 45010.59 | 0 | 1626.49 | 0 | 211.94 | 0 | 276.9 | 0 | 2198.85 | 0 | 90.74 | 293.34
8201 | -0.4 | 1411.34 | 660 | 131.35 | 2202.69 | 740.21 | 444.13 | 11547.34 | 3387.03 | 14490.24 | 190.84 | 531.5 | 88.41 | 2398.5 | 11070 | 11070 | 61.5 | 24569.25 | 278.94 | 7.96 | -66.6 | 1.52 | 20 | 44.42 | 0 | 0.5 | 0.5 | 1 | 0.5 | 0 | 153.01 | 0 | 87.24 | 0 | 204.01 | 0 | 87.24 | 0 | 22.74 | 0 | 9.73 | 0 | 19.93 | 0 | 9.73 | 26.27
8202 | -1.2 | 1411.34 | 660 | 131.35 | 2202.69 | 740.21 | 444.13 | 11547.34 | 3387.03 | 14490.24 | 190.84 | 0 | 0 | 2398.5 | 11070 | 11070 | 61.5 | 24569.25 | 277.92 | 6.94 | -67.43 | 0.68 | 20 | 48.19 | 0 | 0.5 | 0.5 | 1 | 0.5 | 0 | 0 | 0 | 0 | 0 | 0 | 0 | 0 | 0 | 0 | 0 | 0 | 0 | 0 | 0 | 0 | 0
8203 | -0.9 | 1411.34 | 660 | 131.35 | 2202.69 | 740.21 | 444.13 | 11547.34 | 3387.03 | 14490.24 | 190.84 | 0 | 0 | 2398.5 | 11070 | 11070 | 61.5 | 24569.25 | 278.19 | 7.22 | -67.13 | 0.98 | 20 | 47.17 | 0 | 0.5 | 0.5 | 1 | 0.5 | 0 | 0 | 0 | 0 | 0 | 0 | 0 | 0 | 0 | 0 | 0 | 0 | 0 | 0 | 0 | 0 | 0
8204 | -1.3 | 1411.34 | 660 | 131.35 | 2202.69 | 740.21 | 444.13 | 11547.34 | 3387.03 | 14490.24 | 190.84 | 0 | 0 | 2398.5 | 11070 | 11070 | 61.5 | 24569.25 | 277.83 | 6.85 | -67.53 | 0.59 | 20 | 48.53 | 0 | 0.5 | 0.5 | 1 | 0.5 | 0 | 0 | 0 | 0 | 0 | 0 | 0 | 0 | 0 | 0 | 0 | 0 | 0 | 0 | 0 | 0 | 0
8205 | -2.2 | 1411.34 | 660 | 131.35 | 2202.69 | 740.21 | 444.13 | 11547.34 | 3387.03 | 14490.24 | 190.84 | 0 | 0 | 2398.5 | 11070 | 11070 | 61.5 | 24569.25 | 277 | 6.02 | -68.42 | -0.3 | 20 | 51.58 | 0 | 0.5 | 0.5 | 1 | 0.5 | 0 | 0 | 0 | 0 | 0 | 0 | 0 | 0 | 0 | 0 | 0 | 0 | 0 | 0 | 0 | 0 | 0
8206 | -2.4 | 1411.34 | 660 | 131.35 | 2202.69 | 740.21 | 444.13 | 11547.34 | 3387.03 | 14490.24 | 190.84 | 0 | 0 | 2398.5 | 11070 | 11070 | 61.5 | 24569.25 | 276.82 | 5.84 | -68.62 | -0.5 | 20 | 52.25 | 0 | 0.5 | 0.5 | 1 | 0.5 | 0 | 0 | 0 | 0 | 0 | 0 | 0 | 0 | 0 | 0 | 0 | 0 | 0 | 0 | 0 | 0 | 0
8207 | -3.5 | 1411.34 | 660 | 131.35 | 2202.69 | 740.21 | 444.13 | 11547.34 | 3387.03 | 14490.24 | 190.84 | 0 | 0 | 2398.5 | 11070 | 11070 | 61.5 | 24569.25 | 275.81 | 4.83 | -69.7 | -1.59 | 20 | 55.98 | 0 | 0.5 | 0.5 | 1 | 0.5 | 0 | 0 | 0 | 0 | 0 | 0 | 0 | 0 | 0 | 0 | 0 | 0 | 0 | 0 | 0 | 0 | 0
8208 | -2.9 | 1411.34 | 660 | 131.35 | 2202.69 | 740.21 | 444.13 | 11547.34 | 3387.03 | 14490.24 | 190.84 | 0 | 0 | 2398.5 | 11070 | 11070 | 61.5 | 24569.25 | 276.36 | 5.38 | -69.11 | -0.99 | 20 | 53.95 | 0 | 0.5 | 0.5 | 1 | 0.5 | 0 | 0 | 0 | 0 | 0 | 0 | 0 | 0 | 0 | 0 | 0 | 0 | 0 | 0 | 0 | 0 | 0
8209 | -2.7 | 1411.34 | 660 | 131.35 | 2202.69 | 740.21 | 444.13 | 11547.34 | 3387.03 | 14490.24 | 190.84 | 0 | 0 | 2398.5 | 2214 | 2214 | 61.5 | 6857.25 | 271.74 | 0.77 | -70.12 | -2 | 20 | 70.98 | 0 | 0.5 | 0.1 | 0.5 | 0.5 | 0 | 0 | 0 | 0 | 0 | 0 | 0 | 0 | 0 | 0 | 0 | 0 | 0 | 0 | 0 | 0 | 0
8210 | -3.6 | 1411.34 | 660 | 131.35 | 2202.69 | 740.21 | 444.13 | 11547.34 | 3387.03 | 14490.24 | 190.84 | 0 | 0 | 2398.5 | 2214 | 2214 | 61.5 | 6857.25 | 270.92 | -0.06 | -71.01 | -2.89 | 20 | 74.03 | 0 | 0.5 | 0.1 | 0.5 | 0.5 | 0 | 0 | 0 | 0 | 0 | 0 | 0 | 0 | 0 | 0 | 0 | 0 | 0 | 0 | 0 | 0 | 0
8211 | -3.4 | 1411.34 | 660 | 131.35 | 2202.69 | 740.21 | 444.13 | 11547.34 | 3387.03 | 14490.24 | 190.84 | 0 | 0 | 2398.5 | 2214 | 2214 | 61.5 | 6857.25 | 271.1 | 0.12 | -70.81 | -2.69 | 20 | 73.35 | 0 | 0.5 | 0.1 | 0.5 | 0.5 | 0 | 0 | 0 | 0 | 0 | 0 | 0 | 0 | 0 | 0 | 0 | 0 | 0 | 0 | 0 | 0 | 0
8212 | -3.8 | 1411.34 | 660 | 131.35 | 2202.69 | 740.21 | 444.13 | 11547.34 | 3387.03 | 14490.24 | 190.84 | 0 | 0 | 2398.5 | 2214 | 2214 | 61.5 | 6857.25 | 270.73 | -0.24 | -71.2 | -3.09 | 20 | 74.71 | 0 | 0.5 | 0.1 | 0.5 | 0.5 | 0 | 0 | 0 | 0 | 0 | 0 | 0 | 0 | 0 | 0 | 0 | 0 | 0 | 0 | 0 | 0 | 0
8213 | -4 | 1411.34 | 660 | 131.35 | 2202.69 | 740.21 | 444.13 | 11547.34 | 3387.03 | 14490.24 | 190.84 | 0 | 0 | 2398.5 | 2214 | 2214 | 61.5 | 6857.25 | 270.55 | -0.43 | -71.4 | -3.29 | 20 | 75.39 | 0 | 0.5 | 0.1 | 0.5 | 0.5 | 0 | 0 | 0 | 0 | 0 | 0 | 0 | 0 | 0 | 0 | 0 | 0 | 0 | 0 | 0 | 0 | 0
8214 | -4.5 | 1411.34 | 660 | 131.35 | 2202.69 | 740.21 | 444.13 | 11547.34 | 3387.03 | 14490.24 | 190.84 | 0 | 0 | 2398.5 | 2214 | 2214 | 61.5 | 6857.25 | 270.09 | -0.89 | -71.89 | -3.78 | 20 | 77.08 | 0 | 0.5 | 0.1 | 0.5 | 0.5 | 0 | 0 | 0 | 0 | 0 | 0 | 0 | 0 | 0 | 0 | 0 | 0 | 0 | 0 | 0 | 0 | 0
8215 | -3.7 | 1411.34 | 660 | 131.35 | 2202.69 | 740.21 | 444.13 | 11547.34 | 3387.03 | 14490.24 | 190.84 | 0 | 0 | 2398.5 | 2214 | 2214 | 61.5 | 6857.25 | 270.82 | -0.15 | -71.1 | -2.99 | 20 | 74.37 | 0 | 0.5 | 0.1 | 0.5 | 0.5 | 0 | 0 | 0 | 0 | 0 | 0 | 0 | 0 | 0 | 0 | 0 | 0 | 0 | 0 | 0 | 0 | 0
8216 | -4 | 1411.34 | 660 | 131.35 | 2202.69 | 740.21 | 444.13 | 11547.34 | 3387.03 | 14490.24 | 190.84 | 0 | 0 | 2398.5 | 11070 | 11070 | 61.5 | 24569.25 | 275.35 | 4.37 | -70.19 | -2.08 | 20 | 57.67 | 0 | 0.5 | 0.5 | 1 | 0.5 | 0 | 0 | 0 | 0 | 0 | 0 | 0 | 0 | 0 | 0 | 0 | 0 | 0 | 0 | 0 | 0 | 0
8217 | -5.3 | 1411.34 | 660 | 131.35 | 2202.69 | 740.21 | 444.13 | 11547.34 | 3387.03 | 14490.24 | 190.84 | 549.16 | 45.24 | 2398.5 | 11070 | 11070 | 61.5 | 24569.25 | 274.32 | 3.34 | -71.44 | -3.32 | 20 | 61.48 | 0 | 0.5 | 0.5 | 1 | 0.5 | 0 | 158.09 | 0 | 90.14 | 0 | 210.79 | 0 | 90.14 | 0 | 11.75 | 0 | 5.03 | 0 | 10.3 | 0 | 5.03 | 13.13
8218 | -1.9 | 1411.34 | 660 | 131.35 | 2202.69 | 740.21 | 444.13 | 11547.34 | 3387.03 | 14490.24 | 190.84 | 23541.62 | 1633.8 | 2398.5 | 11070 | 11070 | 61.5 | 24569.25 | 284.1 | 13.12 | -66.41 | 1.71 | 20 | 25.39 | 0 | 0.5 | 0.5 | 1 | 0.5 | 0 | 3238.06 | 0 | 16242.75 | 0 | 2844.44 | 0 | 1216.37 | 0 | 240.57 | 0 | 906.2 | 0 | 138.96 | 0 | 67.86 | 280.21
8219 | 0.3 | 1411.34 | 660 | 131.35 | 2202.69 | 740.21 | 444.13 | 11547.34 | 3387.03 | 14490.24 | 190.84 | 55926.38 | 3713.64 | 2398.5 | 11070 | 11070 | 61.5 | 24569.25 | 295.46 | 24.48 | -61.89 | 6.23 | 23.9 | 0 | 0 | 0.5 | 0.5 | 1 | 0.5 | 0 | 4709.29 | 0 | 30639.92 | 0 | 17892.04 | 0 | 2685.12 | 0 | 349.88 | 0 | 1709.43 | 0 | 874.06 | 0 | 149.81 | 630.46
8220 | 1.9 | 1411.34 | 660 | 131.35 | 2202.69 | 740.21 | 444.13 | 11547.34 | 3387.03 | 14490.24 | 190.84 | 43987.84 | 5629.45 | 2398.5 | 11070 | 11070 | 61.5 | 24569.25 | 294.33 | 23.35 | -60.99 | 7.12 | 23.35 | 0 | 0 | 0.5 | 0.5 | 1 | 0.5 | 0 | 2955.29 | 0 | 18444.59 | 0 | 20902.92 | 0 | 1685.03 | 0 | 439.13 | 0 | 2058.09 | 0 | 2042.29 | 0 | 188.02 | 901.91
8221 | 3.5 | 1411.34 | 660 | 131.35 | 2202.69 | 740.21 | 444.13 | 11547.34 | 3387.03 | 14490.24 | 190.84 | 98875.24 | 6195.96 | 2398.5 | 11070 | 11070 | 61.5 | 24569.25 | 310.81 | 39.83 | -55.63 | 12.48 | 23.9 | 0 | 0 | 0.5 | 0.5 | 1 | 0.5 | 0 | 6510.59 | 0 | 31051.8 | 0 | 57600.67 | 0 | 3712.18 | 0 | 483.71 | 0 | 1732.41 | 0 | 2813.9 | 0 | 207.11 | 958.83
8222 | 4.6 | 1411.34 | 660 | 131.35 | 2202.69 | 740.21 | 444.13 | 11547.34 | 3387.03 | 14490.24 | 190.84 | 53755.05 | 6507.45 | 2398.5 | 11070 | 11070 | 61.5 | 24569.25 | 299.69 | 28.71 | -57.6 | 10.51 | 23.9 | 0 | 0 | 0.5 | 0.5 | 1 | 0.5 | 0 | 3028.77 | 0 | 12636.62 | 0 | 36362.72 | 0 | 1726.93 | 0 | 450.05 | 0 | 1410.02 | 0 | 3552.77 | 0 | 192.69 | 901.91
8223 | 5.2 | 1411.34 | 660 | 131.35 | 2202.69 | 740.21 | 444.13 | 11547.34 | 3387.03 | 14490.24 | 190.84 | 44667.94 | 5255.17 | 2398.5 | 11070 | 11070 | 61.5 | 24569.25 | 297.44 | 26.46 | -57.71 | 10.4 | 23.9 | 0 | 0 | 0.5 | 0.5 | 1 | 0.5 | 0 | 2499.18 | 0 | 7233.61 | 0 | 33510.19 | 0 | 1424.97 | 0 | 371.36 | 0 | 807.14 | 0 | 3274.07 | 0 | 159 | 643.6
8224 | 3.6 | 1411.34 | 660 | 131.35 | 2202.69 | 740.21 | 444.13 | 11547.34 | 3387.03 | 14490.24 | 190.84 | 27729.8 | 3121.05 | 2398.5 | 11070 | 11070 | 61.5 | 24569.25 | 290.8 | 19.83 | -60.59 | 7.52 | 20 | 0.64 | 0 | 0.5 | 0.5 | 1 | 0.5 | 0 | 1415.21 | 0 | 2535.68 | 0 | 22971.99 | 0 | 806.92 | 0 | 210.29 | 0 | 282.94 | 0 | 2244.45 | 0 | 90.04 | 293.34
8225 | 1.8 | 1411.34 | 660 | 131.35 | 2202.69 | 740.21 | 444.13 | 11547.34 | 3387.03 | 14490.24 | 190.84 | 523.79 | 43.75 | 2398.5 | 11070 | 11070 | 61.5 | 24569.25 | 280.83 | 9.85 | -64.43 | 3.68 | 20 | 37.46 | 0 | 0.5 | 0.5 | 1 | 0.5 | 0 | 150.79 | 0 | 85.98 | 0 | 201.05 | 0 | 85.98 | 0 | 11.2 | 0 | 4.8 | 0 | 9.82 | 0 | 4.8 | 13.13
8226 | 0.9 | 1411.34 | 660 | 131.35 | 2202.69 | 740.21 | 444.13 | 11547.34 | 3387.03 | 14490.24 | 190.84 | 0 | 0 | 2398.5 | 11070 | 11070 | 61.5 | 24569.25 | 279.85 | 8.87 | -65.36 | 2.76 | 20 | 41.08 | 0 | 0.5 | 0.5 | 1 | 0.5 | 0 | 0 | 0 | 0 | 0 | 0 | 0 | 0 | 0 | 0 | 0 | 0 | 0 | 0 | 0 | 0 | 0
8227 | -1.8 | 1411.34 | 660 | 131.35 | 2202.69 | 740.21 | 444.13 | 11547.34 | 3387.03 | 14490.24 | 190.84 | 0 | 0 | 2398.5 | 11070 | 11070 | 61.5 | 24569.25 | 277.37 | 6.39 | -68.02 | 0.09 | 20 | 50.22 | 0 | 0.5 | 0.5 | 1 | 0.5 | 0 | 0 | 0 | 0 | 0 | 0 | 0 | 0 | 0 | 0 | 0 | 0 | 0 | 0 | 0 | 0 | 0
8228 | -1.9 | 1411.34 | 660 | 131.35 | 2202.69 | 740.21 | 444.13 | 11547.34 | 3387.03 | 14490.24 | 190.84 | 0 | 0 | 2398.5 | 11070 | 11070 | 61.5 | 24569.25 | 277.28 | 6.3 | -68.12 | -0.01 | 20 | 50.56 | 0 | 0.5 | 0.5 | 1 | 0.5 | 0 | 0 | 0 | 0 | 0 | 0 | 0 | 0 | 0 | 0 | 0 | 0 | 0 | 0 | 0 | 0 | 0
8229 | -2.7 | 1411.34 | 660 | 131.35 | 2202.69 | 740.21 | 444.13 | 11547.34 | 3387.03 | 14490.24 | 190.84 | 0 | 0 | 2398.5 | 11070 | 11070 | 61.5 | 24569.25 | 276.54 | 5.56 | -68.91 | -0.8 | 20 | 53.27 | 0 | 0.5 | 0.5 | 1 | 0.5 | 0 | 0 | 0 | 0 | 0 | 0 | 0 | 0 | 0 | 0 | 0 | 0 | 0 | 0 | 0 | 0 | 0
8230 | -3.6 | 1411.34 | 660 | 131.35 | 2202.69 | 740.21 | 444.13 | 11547.34 | 3387.03 | 14490.24 | 190.84 | 0 | 0 | 2398.5 | 11070 | 11070 | 61.5 | 24569.25 | 275.72 | 4.74 | -69.8 | -1.68 | 20 | 56.32 | 0 | 0.5 | 0.5 | 1 | 0.5 | 0 | 0 | 0 | 0 | 0 | 0 | 0 | 0 | 0 | 0 | 0 | 0 | 0 | 0 | 0 | 0 | 0
8231 | -2.3 | 1411.34 | 660 | 131.35 | 2202.69 | 740.21 | 444.13 | 11547.34 | 3387.03 | 14490.24 | 190.84 | 0 | 0 | 2398.5 | 11070 | 11070 | 61.5 | 24569.25 | 276.91 | 5.93 | -68.52 | -0.4 | 20 | 51.92 | 0 | 0.5 | 0.5 | 1 | 0.5 | 0 | 0 | 0 | 0 | 0 | 0 | 0 | 0 | 0 | 0 | 0 | 0 | 0 | 0 | 0 | 0 | 0
8232 | -3.5 | 1411.34 | 660 | 131.35 | 2202.69 | 740.21 | 444.13 | 11547.34 | 3387.03 | 14490.24 | 190.84 | 0 | 0 | 2398.5 | 11070 | 11070 | 61.5 | 24569.25 | 275.81 | 4.83 | -69.7 | -1.59 | 20 | 55.98 | 0 | 0.5 | 0.5 | 1 | 0.5 | 0 | 0 | 0 | 0 | 0 | 0 | 0 | 0 | 0 | 0 | 0 | 0 | 0 | 0 | 0 | 0 | 0
8233 | -4.2 | 1411.34 | 660 | 131.35 | 2202.69 | 740.21 | 444.13 | 11547.34 | 3387.03 | 14490.24 | 190.84 | 0 | 0 | 2398.5 | 2214 | 2214 | 61.5 | 6857.25 | 270.37 | -0.61 | -71.6 | -3.48 | 20 | 76.06 | 0 | 0.5 | 0.1 | 0.5 | 0.5 | 0 | 0 | 0 | 0 | 0 | 0 | 0 | 0 | 0 | 0 | 0 | 0 | 0 | 0 | 0 | 0 | 0
8234 | -4.2 | 1411.34 | 660 | 131.35 | 2202.69 | 740.21 | 444.13 | 11547.34 | 3387.03 | 14490.24 | 190.84 | 0 | 0 | 2398.5 | 2214 | 2214 | 61.5 | 6857.25 | 270.37 | -0.61 | -71.6 | -3.48 | 20 | 76.06 | 0 | 0.5 | 0.1 | 0.5 | 0.5 | 0 | 0 | 0 | 0 | 0 | 0 | 0 | 0 | 0 | 0 | 0 | 0 | 0 | 0 | 0 | 0 | 0
8235 | -5.8 | 1411.34 | 660 | 131.35 | 2202.69 | 740.21 | 444.13 | 11547.34 | 3387.03 | 14490.24 | 190.84 | 0 | 0 | 2398.5 | 2214 | 2214 | 61.5 | 6857.25 | 268.9 | -2.08 | -73.18 | -5.06 | 20 | 81.48 | 0 | 0.5 | 0.1 | 0.5 | 0.5 | 0 | 0 | 0 | 0 | 0 | 0 | 0 | 0 | 0 | 0 | 0 | 0 | 0 | 0 | 0 | 0 | 0
8236 | -5.4 | 1411.34 | 660 | 131.35 | 2202.69 | 740.21 | 444.13 | 11547.34 | 3387.03 | 14490.24 | 190.84 | 0 | 0 | 2398.5 | 2214 | 2214 | 61.5 | 6857.25 | 269.26 | -1.71 | -72.78 | -4.67 | 20 | 80.13 | 0 | 0.5 | 0.1 | 0.5 | 0.5 | 0 | 0 | 0 | 0 | 0 | 0 | 0 | 0 | 0 | 0 | 0 | 0 | 0 | 0 | 0 | 0 | 0
8237 | -6.7 | 1411.34 | 660 | 131.35 | 2202.69 | 740.21 | 444.13 | 11547.34 | 3387.03 | 14490.24 | 190.84 | 0 | 0 | 2398.5 | 2214 | 2214 | 61.5 | 6857.25 | 268.07 | -2.91 | -74.07 | -5.95 | 20 | 84.53 | 0 | 0.5 | 0.1 | 0.5 | 0.5 | 0 | 0 | 0 | 0 | 0 | 0 | 0 | 0 | 0 | 0 | 0 | 0 | 0 | 0 | 0 | 0 | 0
8238 | -6.7 | 1411.34 | 660 | 131.35 | 2202.69 | 740.21 | 444.13 | 11547.34 | 3387.03 | 14490.24 | 190.84 | 0 | 0 | 2398.5 | 2214 | 2214 | 61.5 | 6857.25 | 268.07 | -2.91 | -74.07 | -5.95 | 20 | 84.53 | 0 | 0.5 | 0.1 | 0.5 | 0.5 | 0 | 0 | 0 | 0 | 0 | 0 | 0 | 0 | 0 | 0 | 0 | 0 | 0 | 0 | 0 | 0 | 0
8239 | -7.2 | 1411.34 | 660 | 131.35 | 2202.69 | 740.21 | 444.13 | 11547.34 | 3387.03 | 14490.24 | 190.84 | 0 | 0 | 2398.5 | 2214 | 2214 | 61.5 | 6857.25 | 267.61 | -3.36 | -74.56 | -6.44 | 20 | 86.22 | 0 | 0.5 | 0.1 | 0.5 | 0.5 | 0 | 0 | 0 | 0 | 0 | 0 | 0 | 0 | 0 | 0 | 0 | 0 | 0 | 0 | 0 | 0 | 0
8240 | -5.9 | 1411.34 | 660 | 131.35 | 2202.69 | 740.21 | 177.65 | 11280.86 | 3120.55 | 14223.76 | 190.84 | 0 | 0 | 959.4 | 4428 | 4428 | 24.6 | 9827.7 | 289.18 | -0.87 | -74.32 | -4.94 | 20 | 71.95 | 0 | 0.2 | 0.2 | 1 | 0.2 | 0 | 0 | 0 | 0 | 0 | 0 | 0 | 0 | 0 | 0 | 0 | 0 | 0 | 0 | 0 | 0 | 0
8241 | -5.7 | 1411.34 | 660 | 131.35 | 2202.69 | 740.21 | 177.65 | 11280.86 | 3120.55 | 14223.76 | 190.84 | 549.16 | 45.24 | 959.4 | 4428 | 4428 | 24.6 | 9827.7 | 289.53 | -0.52 | -74.08 | -4.7 | 20 | 70.73 | 0 | 0.2 | 0.2 | 1 | 0.2 | 0 | 158.09 | 0 | 90.14 | 0 | 210.79 | 0 | 90.14 | 0 | 11.75 | 0 | 5.03 | 0 | 10.3 | 0 | 5.03 | 13.13
8242 | -2 | 1411.34 | 660 | 131.35 | 2202.69 | 740.21 | 177.65 | 11280.86 | 3120.55 | 14223.76 | 190.84 | 38460.34 | 2532.57 | 959.4 | 4428 | 4428 | 24.6 | 9827.7 | 304.6 | 14.55 | -67.62 | 1.75 | 20 | 18.79 | 0 | 0.2 | 0.2 | 1 | 0.2 | 0 | 4094.54 | 0 | 30805.35 | 0 | 2493.95 | 0 | 1066.49 | 0 | 304.21 | 0 | 1718.66 | 0 | 121.83 | 0 | 59.5 | 328.37
8243 | 0.4 | 1411.34 | 660 | 131.35 | 2202.69 | 740.21 | 177.65 | 11280.86 | 3120.55 | 14223.76 | 190.84 | 57019.51 | 3771.52 | 959.4 | 4428 | 4428 | 24.6 | 9827.7 | 312.52 | 22.47 | -63.88 | 5.49 | 22.47 | 0 | 0 | 0.2 | 0.2 | 1 | 0.2 | 0 | 4634.17 | 0 | 31603.28 | 0 | 18139.78 | 0 | 2642.29 | 0 | 344.3 | 0 | 1763.18 | 0 | 886.16 | 0 | 147.42 | 630.46
8244 | 1.6 | 1411.34 | 660 | 131.35 | 2202.69 | 740.21 | 177.65 | 11280.86 | 3120.55 | 14223.76 | 190.84 | 75548.65 | 4910.49 | 959.4 | 4428 | 4428 | 24.6 | 9827.7 | 319.4 | 29.35 | -61.33 | 8.04 | 23.9 | 0 | 0 | 0.2 | 0.2 | 1 | 0.2 | 0 | 6148.02 | 0 | 30487.96 | 0 | 35407.21 | 0 | 3505.45 | 0 | 456.77 | 0 | 1700.96 | 0 | 1729.71 | 0 | 195.57 | 827.48
8245 | 2.9 | 1411.34 | 660 | 131.35 | 2202.69 | 740.21 | 177.65 | 11280.86 | 3120.55 | 14223.76 | 190.84 | 46504.24 | 5862.35 | 959.4 | 4428 | 4428 | 24.6 | 9827.7 | 312.49 | 22.44 | -62 | 7.37 | 22.44 | 0 | 0 | 0.2 | 0.2 | 1 | 0.2 | 0 | 3300.44 | 0 | 14471.49 | 0 | 26850.48 | 0 | 1881.83 | 0 | 490.42 | 0 | 1614.76 | 0 | 2623.39 | 0 | 209.98 | 923.8
8246 | 3.2 | 1411.34 | 660 | 131.35 | 2202.69 | 740.21 | 177.65 | 11280.86 | 3120.55 | 14223.76 | 190.84 | 88592.99 | 5471.24 | 959.4 | 4428 | 4428 | 24.6 | 9827.7 | 324.8 | 34.75 | -58.81 | 10.56 | 23.9 | 0 | 0 | 0.2 | 0.2 | 1 | 0.2 | 0 | 6360.35 | 0 | 20457.08 | 0 | 58149.05 | 0 | 3626.52 | 0 | 472.55 | 0 | 1141.32 | 0 | 2840.69 | 0 | 202.33 | 814.35
8247 | 2.9 | 1411.34 | 660 | 131.35 | 2202.69 | 740.21 | 177.65 | 11280.86 | 3120.55 | 14223.76 | 190.84 | 32096.58 | 3906.75 | 959.4 | 4428 | 4428 | 24.6 | 9827.7 | 307.74 | 17.69 | -63.13 | 6.24 | 20 | 7.95 | 0 | 0.2 | 0.2 | 1 | 0.2 | 0 | 2568.49 | 0 | 5223.1 | 0 | 22840.49 | 0 | 1464.49 | 0 | 381.66 | 0 | 582.8 | 0 | 2231.6 | 0 | 163.41 | 547.28
8248 | 1.2 | 1411.34 | 660 | 131.35 | 2202.69 | 740.21 | 177.65 | 11280.86 | 3120.55 | 14223.76 | 190.84 | 24995.05 | 1531.84 | 959.4 | 4428 | 4428 | 24.6 | 9827.7 | 303.3 | 13.25 | -65.47 | 3.9 | 20 | 23.27 | 0 | 0.2 | 0.2 | 1 | 0.2 | 0 | 2493.95 | 0 | 2673.59 | 0 | 18405.53 | 0 | 1421.99 | 0 | 185.29 | 0 | 149.16 | 0 | 899.14 | 0 | 79.33 | 218.91
8249 | -1.5 | 1411.34 | 660 | 131.35 | 2202.69 | 740.21 | 177.65 | 11280.86 | 3120.55 | 14223.76 | 190.84 | 523.85 | 43.76 | 959.4 | 4428 | 4428 | 24.6 | 9827.7 | 293.33 | 3.28 | -69.93 | -0.56 | 20 | 57.65 | 0 | 0.2 | 0.2 | 1 | 0.2 | 0 | 150.8 | 0 | 85.99 | 0 | 201.07 | 0 | 85.99 | 0 | 11.2 | 0 | 4.8 | 0 | 9.82 | 0 | 4.8 | 13.13
8250 | -2.9 | 1411.34 | 660 | 131.35 | 2202.69 | 740.21 | 444.13 | 11547.34 | 3387.03 | 14490.24 | 190.84 | 0 | 0 | 2398.5 | 11070 | 11070 | 61.5 | 24569.25 | 276.36 | 5.38 | -69.11 | -0.99 | 20 | 53.95 | 0 | 0.5 | 0.5 | 1 | 0.5 | 0 | 0 | 0 | 0 | 0 | 0 | 0 | 0 | 0 | 0 | 0 | 0 | 0 | 0 | 0 | 0 | 0
8251 | -1.5 | 1411.34 | 660 | 131.35 | 2202.69 | 740.21 | 444.13 | 11547.34 | 3387.03 | 14490.24 | 190.84 | 0 | 0 | 2398.5 | 11070 | 11070 | 61.5 | 24569.25 | 277.64 | 6.67 | -67.73 | 0.39 | 20 | 49.21 | 0 | 0.5 | 0.5 | 1 | 0.5 | 0 | 0 | 0 | 0 | 0 | 0 | 0 | 0 | 0 | 0 | 0 | 0 | 0 | 0 | 0 | 0 | 0
8252 | -1.4 | 1411.34 | 660 | 131.35 | 2202.69 | 740.21 | 444.13 | 11547.34 | 3387.03 | 14490.24 | 190.84 | 0 | 0 | 2398.5 | 11070 | 11070 | 61.5 | 24569.25 | 277.73 | 6.76 | -67.63 | 0.49 | 20 | 48.87 | 0 | 0.5 | 0.5 | 1 | 0.5 | 0 | 0 | 0 | 0 | 0 | 0 | 0 | 0 | 0 | 0 | 0 | 0 | 0 | 0 | 0 | 0 | 0
8253 | -0.3 | 1411.34 | 660 | 131.35 | 2202.69 | 740.21 | 444.13 | 11547.34 | 3387.03 | 14490.24 | 190.84 | 0 | 0 | 2398.5 | 11070 | 11070 | 61.5 | 24569.25 | 278.74 | 7.77 | -66.54 | 1.57 | 20 | 45.14 | 0 | 0.5 | 0.5 | 1 | 0.5 | 0 | 0 | 0 | 0 | 0 | 0 | 0 | 0 | 0 | 0 | 0 | 0 | 0 | 0 | 0 | 0 | 0
8254 | 0.3 | 1411.34 | 660 | 131.35 | 2202.69 | 740.21 | 444.13 | 11547.34 | 3387.03 | 14490.24 | 190.84 | 0 | 0 | 2398.5 | 11070 | 11070 | 61.5 | 24569.25 | 279.29 | 8.32 | -65.95 | 2.16 | 20 | 43.11 | 0 | 0.5 | 0.5 | 1 | 0.5 | 0 | 0 | 0 | 0 | 0 | 0 | 0 | 0 | 0 | 0 | 0 | 0 | 0 | 0 | 0 | 0 | 0
8255 | -1.2 | 1411.34 | 660 | 131.35 | 2202.69 | 740.21 | 444.13 | 11547.34 | 3387.03 | 14490.24 | 190.84 | 0 | 0 | 2398.5 | 11070 | 11070 | 61.5 | 24569.25 | 277.92 | 6.94 | -67.43 | 0.68 | 20 | 48.19 | 0 | 0.5 | 0.5 | 1 | 0.5 | 0 | 0 | 0 | 0 | 0 | 0 | 0 | 0 | 0 | 0 | 0 | 0 | 0 | 0 | 0 | 0 | 0
8256 | -1.3 | 1411.34 | 660 | 131.35 | 2202.69 | 740.21 | 444.13 | 11547.34 | 3387.03 | 14490.24 | 190.84 | 0 | 0 | 2398.5 | 11070 | 11070 | 61.5 | 24569.25 | 277.83 | 6.85 | -67.53 | 0.59 | 20 | 48.53 | 0 | 0.5 | 0.5 | 1 | 0.5 | 0 | 0 | 0 | 0 | 0 | 0 | 0 | 0 | 0 | 0 | 0 | 0 | 0 | 0 | 0 | 0 | 0
8257 | -0.5 | 1411.34 | 660 | 131.35 | 2202.69 | 740.21 | 444.13 | 11547.34 | 3387.03 | 14490.24 | 190.84 | 0 | 0 | 2398.5 | 2214 | 2214 | 61.5 | 6857.25 | 273.76 | 2.78 | -67.95 | 0.17 | 20 | 63.53 | 0 | 0.5 | 0.1 | 0.5 | 0.5 | 0 | 0 | 0 | 0 | 0 | 0 | 0 | 0 | 0 | 0 | 0 | 0 | 0 | 0 | 0 | 0 | 0
8258 | 1 | 1411.34 | 660 | 131.35 | 2202.69 | 740.21 | 444.13 | 11547.34 | 3387.03 | 14490.24 | 190.84 | 0 | 0 | 2398.5 | 2214 | 2214 | 61.5 | 6857.25 | 275.14 | 4.16 | -66.47 | 1.65 | 20 | 58.45 | 0 | 0.5 | 0.1 | 0.5 | 0.5 | 0 | 0 | 0 | 0 | 0 | 0 | 0 | 0 | 0 | 0 | 0 | 0 | 0 | 0 | 0 | 0 | 0
8259 | 2 | 1411.34 | 660 | 131.35 | 2202.69 | 740.21 | 444.13 | 11547.34 | 3387.03 | 14490.24 | 190.84 | 0 | 0 | 2398.5 | 2214 | 2214 | 61.5 | 6857.25 | 276.06 | 5.08 | -65.48 | 2.64 | 20 | 55.06 | 0 | 0.5 | 0.1 | 0.5 | 0.5 | 0 | 0 | 0 | 0 | 0 | 0 | 0 | 0 | 0 | 0 | 0 | 0 | 0 | 0 | 0 | 0 | 0
8260 | 2.3 | 1411.34 | 660 | 131.35 | 2202.69 | 740.21 | 444.13 | 11547.34 | 3387.03 | 14490.24 | 190.84 | 0 | 0 | 2398.5 | 2214 | 2214 | 61.5 | 6857.25 | 276.33 | 5.35 | -65.18 | 2.93 | 20 | 54.05 | 0 | 0.5 | 0.1 | 0.5 | 0.5 | 0 | 0 | 0 | 0 | 0 | 0 | 0 | 0 | 0 | 0 | 0 | 0 | 0 | 0 | 0 | 0 | 0
8261 | 2.2 | 1411.34 | 660 | 131.35 | 2202.69 | 740.21 | 444.13 | 11547.34 | 3387.03 | 14490.24 | 190.84 | 0 | 0 | 2398.5 | 2214 | 2214 | 61.5 | 6857.25 | 276.24 | 5.26 | -65.28 | 2.83 | 20 | 54.39 | 0 | 0.5 | 0.1 | 0.5 | 0.5 | 0 | 0 | 0 | 0 | 0 | 0 | 0 | 0 | 0 | 0 | 0 | 0 | 0 | 0 | 0 | 0 | 0
8262 | 1.5 | 1411.34 | 660 | 131.35 | 2202.69 | 740.21 | 444.13 | 11547.34 | 3387.03 | 14490.24 | 190.84 | 0 | 0 | 2398.5 | 2214 | 2214 | 61.5 | 6857.25 | 275.6 | 4.62 | -65.97 | 2.14 | 20 | 56.76 | 0 | 0.5 | 0.1 | 0.5 | 0.5 | 0 | 0 | 0 | 0 | 0 | 0 | 0 | 0 | 0 | 0 | 0 | 0 | 0 | 0 | 0 | 0 | 0
8263 | 1.5 | 1411.34 | 660 | 131.35 | 2202.69 | 740.21 | 444.13 | 11547.34 | 3387.03 | 14490.24 | 190.84 | 0 | 0 | 2398.5 | 2214 | 2214 | 61.5 | 6857.25 | 275.6 | 4.62 | -65.97 | 2.14 | 20 | 56.76 | 0 | 0.5 | 0.1 | 0.5 | 0.5 | 0 | 0 | 0 | 0 | 0 | 0 | 0 | 0 | 0 | 0 | 0 | 0 | 0 | 0 | 0 | 0 | 0
8264 | 1.6 | 1411.34 | 660 | 131.35 | 2202.69 | 740.21 | 177.65 | 11280.86 | 3120.55 | 14223.76 | 190.84 | 0 | 0 | 959.4 | 4428 | 4428 | 24.6 | 9827.7 | 295.97 | 5.92 | -66.91 | 2.46 | 20 | 48.54 | 0 | 0.2 | 0.2 | 1 | 0.2 | 0 | 0 | 0 | 0 | 0 | 0 | 0 | 0 | 0 | 0 | 0 | 0 | 0 | 0 | 0 | 0 | 0
8265 | 1.8 | 1411.34 | 660 | 131.35 | 2202.69 | 740.21 | 177.65 | 11280.86 | 3120.55 | 14223.76 | 190.84 | 0 | 0 | 959.4 | 4428 | 4428 | 24.6 | 9827.7 | 296.15 | 6.1 | -66.72 | 2.66 | 20 | 47.92 | 0 | 0.2 | 0.2 | 1 | 0.2 | 0 | 0 | 0 | 0 | 0 | 0 | 0 | 0 | 0 | 0 | 0 | 0 | 0 | 0 | 0 | 0 | 0
8266 | 1.7 | 1411.34 | 660 | 131.35 | 2202.69 | 740.21 | 177.65 | 11280.86 | 3120.55 | 14223.76 | 190.84 | 1471.48 | 120.99 | 959.4 | 4428 | 4428 | 24.6 | 9827.7 | 296.52 | 6.47 | -66.71 | 2.67 | 20 | 46.64 | 0 | 0.2 | 0.2 | 1 | 0.2 | 0 | 415.66 | 0 | 269.55 | 0 | 550.75 | 0 | 235.52 | 0 | 30.88 | 0 | 15.04 | 0 | 26.91 | 0 | 13.14 | 35.03
8267 | 2 | 1411.34 | 660 | 131.35 | 2202.69 | 740.21 | 177.65 | 11280.86 | 3120.55 | 14223.76 | 190.84 | 4602.68 | 378 | 959.4 | 4428 | 4428 | 24.6 | 9827.7 | 297.78 | 7.73 | -66.17 | 3.2 | 20 | 42.32 | 0 | 0.2 | 0.2 | 1 | 0.2 | 0 | 1293.91 | 0 | 814.37 | 0 | 1756.65 | 0 | 737.75 | 0 | 96.13 | 0 | 45.43 | 0 | 85.82 | 0 | 41.16 | 109.46
8268 | 2.2 | 1411.34 | 660 | 131.35 | 2202.69 | 740.21 | 177.65 | 11280.86 | 3120.55 | 14223.76 | 190.84 | 8823.71 | 719.82 | 959.4 | 4428 | 4428 | 24.6 | 9827.7 | 299.28 | 9.23 | -65.66 | 3.71 | 20 | 37.13 | 0 | 0.2 | 0.2 | 1 | 0.2 | 0 | 2458.58 | 0 | 1543.18 | 0 | 3420.12 | 0 | 1401.82 | 0 | 182.66 | 0 | 86.1 | 0 | 167.08 | 0 | 78.21 | 205.78
8269 | 2.4 | 1411.34 | 660 | 131.35 | 2202.69 | 740.21 | 177.65 | 11280.86 | 3120.55 | 14223.76 | 190.84 | 8174.6 | 668.72 | 959.4 | 4428 | 4428 | 24.6 | 9827.7 | 299.26 | 9.21 | -65.51 | 3.86 | 20 | 37.2 | 0 | 0.2 | 0.2 | 1 | 0.2 | 0 | 2281.7 | 0 | 1390.52 | 0 | 3201.4 | 0 | 1300.97 | 0 | 169.52 | 0 | 77.58 | 0 | 156.39 | 0 | 72.58 | 192.64
8270 | 2.6 | 1411.34 | 660 | 131.35 | 2202.69 | 740.21 | 177.65 | 11280.86 | 3120.55 | 14223.76 | 190.84 | 7240.26 | 592.02 | 959.4 | 4428 | 4428 | 24.6 | 9827.7 | 299.15 | 9.1 | -65.38 | 3.99 | 20 | 37.59 | 0 | 0.2 | 0.2 | 1 | 0.2 | 0 | 2012.56 | 0 | 1210.79 | 0 | 2869.4 | 0 | 1147.51 | 0 | 149.52 | 0 | 67.55 | 0 | 140.18 | 0 | 64.02 | 170.75
8271 | 2.4 | 1411.34 | 660 | 131.35 | 2202.69 | 740.21 | 177.65 | 11280.86 | 3120.55 | 14223.76 | 190.84 | 4615.86 | 377.75 | 959.4 | 4428 | 4428 | 24.6 | 9827.7 | 298.14 | 8.09 | -65.78 | 3.6 | 20 | 41.05 | 0 | 0.2 | 0.2 | 1 | 0.2 | 0 | 1276.96 | 0 | 757.44 | 0 | 1853.37 | 0 | 728.09 | 0 | 94.87 | 0 | 42.26 | 0 | 90.54 | 0 | 40.62 | 109.46
8272 | 2.6 | 1411.34 | 660 | 131.35 | 2202.69 | 740.21 | 177.65 | 11280.86 | 3120.55 | 14223.76 | 190.84 | 1082.35 | 89.2 | 959.4 | 4428 | 4428 | 24.6 | 9827.7 | 297.21 | 7.16 | -65.85 | 3.53 | 20 | 44.25 | 0 | 0.2 | 0.2 | 1 | 0.2 | 0 | 300.7 | 0 | 174.38 | 0 | 435.81 | 0 | 171.45 | 0 | 22.34 | 0 | 9.73 | 0 | 21.29 | 0 | 9.57 | 26.27
8273 | 2.6 | 1411.34 | 660 | 131.35 | 2202.69 | 740.21 | 177.65 | 11280.86 | 3120.55 | 14223.76 | 190.84 | 0 | 0 | 959.4 | 4428 | 4428 | 24.6 | 9827.7 | 296.87 | 6.82 | -65.93 | 3.45 | 20 | 45.42 | 0 | 0.2 | 0.2 | 1 | 0.2 | 0 | 0 | 0 | 0 | 0 | 0 | 0 | 0 | 0 | 0 | 0 | 0 | 0 | 0 | 0 | 0 | 0
8274 | 3.1 | 1411.34 | 660 | 131.35 | 2202.69 | 740.21 | 444.13 | 11547.34 | 3387.03 | 14490.24 | 190.84 | 0 | 0 | 2398.5 | 11070 | 11070 | 61.5 | 24569.25 | 281.86 | 10.89 | -63.19 | 4.93 | 20 | 33.63 | 0 | 0.5 | 0.5 | 1 | 0.5 | 0 | 0 | 0 | 0 | 0 | 0 | 0 | 0 | 0 | 0 | 0 | 0 | 0 | 0 | 0 | 0 | 0
8275 | 3.5 | 1411.34 | 660 | 131.35 | 2202.69 | 740.21 | 444.13 | 11547.34 | 3387.03 | 14490.24 | 190.84 | 0 | 0 | 2398.5 | 11070 | 11070 | 61.5 | 24569.25 | 282.23 | 11.26 | -62.79 | 5.32 | 20 | 32.27 | 0 | 0.5 | 0.5 | 1 | 0.5 | 0 | 0 | 0 | 0 | 0 | 0 | 0 | 0 | 0 | 0 | 0 | 0 | 0 | 0 | 0 | 0 | 0
8276 | 4.5 | 1411.34 | 660 | 131.35 | 2202.69 | 740.21 | 444.13 | 11547.34 | 3387.03 | 14490.24 | 190.84 | 0 | 0 | 2398.5 | 11070 | 11070 | 61.5 | 24569.25 | 283.15 | 12.17 | -61.8 | 6.31 | 20 | 28.88 | 0 | 0.5 | 0.5 | 1 | 0.5 | 0 | 0 | 0 | 0 | 0 | 0 | 0 | 0 | 0 | 0 | 0 | 0 | 0 | 0 | 0 | 0 | 0
8277 | 4.5 | 1411.34 | 660 | 131.35 | 2202.69 | 740.21 | 444.13 | 11547.34 | 3387.03 | 14490.24 | 190.84 | 0 | 0 | 2398.5 | 11070 | 11070 | 61.5 | 24569.25 | 283.15 | 12.17 | -61.8 | 6.31 | 20 | 28.88 | 0 | 0.5 | 0.5 | 1 | 0.5 | 0 | 0 | 0 | 0 | 0 | 0 | 0 | 0 | 0 | 0 | 0 | 0 | 0 | 0 | 0 | 0 | 0
8278 | 5.1 | 1411.34 | 660 | 131.35 | 2202.69 | 740.21 | 444.13 | 11547.34 | 3387.03 | 14490.24 | 190.84 | 0 | 0 | 2398.5 | 11070 | 11070 | 61.5 | 24569.25 | 283.7 | 12.72 | -61.21 | 6.9 | 20 | 26.85 | 0 | 0.5 | 0.5 | 1 | 0.5 | 0 | 0 | 0 | 0 | 0 | 0 | 0 | 0 | 0 | 0 | 0 | 0 | 0 | 0 | 0 | 0 | 0
8279 | 5.9 | 1411.34 | 660 | 131.35 | 2202.69 | 740.21 | 444.13 | 11547.34 | 3387.03 | 14490.24 | 190.84 | 0 | 0 | 2398.5 | 11070 | 11070 | 61.5 | 24569.25 | 284.43 | 13.46 | -60.42 | 7.69 | 20 | 24.14 | 0 | 0.5 | 0.5 | 1 | 0.5 | 0 | 0 | 0 | 0 | 0 | 0 | 0 | 0 | 0 | 0 | 0 | 0 | 0 | 0 | 0 | 0 | 0
8280 | 6 | 1411.34 | 660 | 131.35 | 2202.69 | 740.21 | 444.13 | 11547.34 | 3387.03 | 14490.24 | 190.84 | 0 | 0 | 2398.5 | 11070 | 11070 | 61.5 | 24569.25 | 284.53 | 13.55 | -60.32 | 7.79 | 20 | 23.8 | 0 | 0.5 | 0.5 | 1 | 0.5 | 0 | 0 | 0 | 0 | 0 | 0 | 0 | 0 | 0 | 0 | 0 | 0 | 0 | 0 | 0 | 0 | 0
8281 | 3.4 | 1411.34 | 660 | 131.35 | 2202.69 | 740.21 | 444.13 | 11547.34 | 3387.03 | 14490.24 | 190.84 | 0 | 0 | 2398.5 | 2214 | 2214 | 61.5 | 6857.25 | 277.34 | 6.36 | -64.1 | 4.02 | 20 | 50.32 | 0 | 0.5 | 0.1 | 0.5 | 0.5 | 0 | 0 | 0 | 0 | 0 | 0 | 0 | 0 | 0 | 0 | 0 | 0 | 0 | 0 | 0 | 0 | 0
8282 | 1.5 | 1411.34 | 660 | 131.35 | 2202.69 | 740.21 | 444.13 | 11547.34 | 3387.03 | 14490.24 | 190.84 | 0 | 0 | 2398.5 | 2214 | 2214 | 61.5 | 6857.25 | 275.6 | 4.62 | -65.97 | 2.14 | 20 | 56.76 | 0 | 0.5 | 0.1 | 0.5 | 0.5 | 0 | 0 | 0 | 0 | 0 | 0 | 0 | 0 | 0 | 0 | 0 | 0 | 0 | 0 | 0 | 0 | 0
8283 | 1.5 | 1411.34 | 660 | 131.35 | 2202.69 | 740.21 | 444.13 | 11547.34 | 3387.03 | 14490.24 | 190.84 | 0 | 0 | 2398.5 | 2214 | 2214 | 61.5 | 6857.25 | 275.6 | 4.62 | -65.97 | 2.14 | 20 | 56.76 | 0 | 0.5 | 0.1 | 0.5 | 0.5 | 0 | 0 | 0 | 0 | 0 | 0 | 0 | 0 | 0 | 0 | 0 | 0 | 0 | 0 | 0 | 0 | 0
8284 | 0.9 | 1411.34 | 660 | 131.35 | 2202.69 | 740.21 | 444.13 | 11547.34 | 3387.03 | 14490.24 | 190.84 | 0 | 0 | 2398.5 | 2214 | 2214 | 61.5 | 6857.25 | 275.05 | 4.07 | -66.56 | 1.55 | 20 | 58.79 | 0 | 0.5 | 0.1 | 0.5 | 0.5 | 0 | 0 | 0 | 0 | 0 | 0 | 0 | 0 | 0 | 0 | 0 | 0 | 0 | 0 | 0 | 0 | 0
8285 | 0 | 1411.34 | 660 | 131.35 | 2202.69 | 740.21 | 444.13 | 11547.34 | 3387.03 | 14490.24 | 190.84 | 0 | 0 | 2398.5 | 2214 | 2214 | 61.5 | 6857.25 | 274.22 | 3.24 | -67.45 | 0.66 | 20 | 61.84 | 0 | 0.5 | 0.1 | 0.5 | 0.5 | 0 | 0 | 0 | 0 | 0 | 0 | 0 | 0 | 0 | 0 | 0 | 0 | 0 | 0 | 0 | 0 | 0
8286 | -1.1 | 1411.34 | 660 | 131.35 | 2202.69 | 740.21 | 444.13 | 11547.34 | 3387.03 | 14490.24 | 190.84 | 0 | 0 | 2398.5 | 2214 | 2214 | 61.5 | 6857.25 | 273.21 | 2.23 | -68.54 | -0.42 | 20 | 65.56 | 0 | 0.5 | 0.1 | 0.5 | 0.5 | 0 | 0 | 0 | 0 | 0 | 0 | 0 | 0 | 0 | 0 | 0 | 0 | 0 | 0 | 0 | 0 | 0
8287 | -1.7 | 1411.34 | 660 | 131.35 | 2202.69 | 740.21 | 444.13 | 11547.34 | 3387.03 | 14490.24 | 190.84 | 0 | 0 | 2398.5 | 2214 | 2214 | 61.5 | 6857.25 | 272.66 | 1.68 | -69.13 | -1.02 | 20 | 67.6 | 0 | 0.5 | 0.1 | 0.5 | 0.5 | 0 | 0 | 0 | 0 | 0 | 0 | 0 | 0 | 0 | 0 | 0 | 0 | 0 | 0 | 0 | 0 | 0
8288 | -1.7 | 1411.34 | 660 | 131.35 | 2202.69 | 740.21 | 177.65 | 11280.86 | 3120.55 | 14223.76 | 190.84 | 0 | 0 | 959.4 | 4428 | 4428 | 24.6 | 9827.7 | 292.98 | 2.93 | -70.17 | -0.8 | 20 | 58.84 | 0 | 0.2 | 0.2 | 1 | 0.2 | 0 | 0 | 0 | 0 | 0 | 0 | 0 | 0 | 0 | 0 | 0 | 0 | 0 | 0 | 0 | 0 | 0
8289 | -1.4 | 1411.34 | 660 | 131.35 | 2202.69 | 740.21 | 177.65 | 11280.86 | 3120.55 | 14223.76 | 190.84 | 1099.19 | 90.52 | 959.4 | 4428 | 4428 | 24.6 | 9827.7 | 293.6 | 3.55 | -69.79 | -0.42 | 20 | 56.72 | 0 | 0.2 | 0.2 | 1 | 0.2 | 0 | 316.43 | 0 | 180.42 | 0 | 421.91 | 0 | 180.42 | 0 | 23.51 | 0 | 10.07 | 0 | 20.61 | 0 | 10.07 | 26.27
8290 | -0.1 | 1411.34 | 660 | 131.35 | 2202.69 | 740.21 | 177.65 | 11280.86 | 3120.55 | 14223.76 | 190.84 | 13264.79 | 922.65 | 959.4 | 4428 | 4428 | 24.6 | 9827.7 | 298.55 | 8.5 | -67.61 | 1.77 | 20 | 39.66 | 0 | 0.2 | 0.2 | 1 | 0.2 | 0 | 2137.12 | 0 | 8129.99 | 0 | 2099.75 | 0 | 897.92 | 0 | 158.78 | 0 | 453.58 | 0 | 102.58 | 0 | 50.1 | 157.62
8291 | 1 | 1411.34 | 660 | 131.35 | 2202.69 | 740.21 | 177.65 | 11280.86 | 3120.55 | 14223.76 | 190.84 | 20566.47 | 1477.74 | 959.4 | 4428 | 4428 | 24.6 | 9827.7 | 301.82 | 11.77 | -65.98 | 3.4 | 20 | 28.37 | 0 | 0.2 | 0.2 | 1 | 0.2 | 0 | 3475.44 | 0 | 8015.64 | 0 | 7093.78 | 0 | 1981.61 | 0 | 258.21 | 0 | 447.2 | 0 | 346.54 | 0 | 110.56 | 315.23
8292 | 2.6 | 1411.34 | 660 | 131.35 | 2202.69 | 740.21 | 177.65 | 11280.86 | 3120.55 | 14223.76 | 190.84 | 28236.17 | 2033.53 | 959.4 | 4428 | 4428 | 24.6 | 9827.7 | 305.65 | 15.6 | -63.83 | 5.55 | 20 | 15.15 | 0 | 0.2 | 0.2 | 1 | 0.2 | 0 | 4939.11 | 0 | 8354.03 | 0 | 12126.86 | 0 | 2816.16 | 0 | 366.95 | 0 | 466.08 | 0 | 592.42 | 0 | 157.12 | 450.96
8293 | 4 | 1411.34 | 660 | 131.35 | 2202.69 | 740.21 | 177.65 | 11280.86 | 3120.55 | 14223.76 | 190.84 | 32728.92 | 2330.78 | 959.4 | 4428 | 4428 | 24.6 | 9827.7 | 308.31 | 18.26 | -62.11 | 7.26 | 20 | 6 | 0 | 0.2 | 0.2 | 1 | 0.2 | 0 | 5584.02 | 0 | 7995.72 | 0 | 15965.3 | 0 | 3183.87 | 0 | 414.87 | 0 | 446.09 | 0 | 779.94 | 0 | 177.63 | 512.25
8294 | 4.1 | 1411.34 | 660 | 131.35 | 2202.69 | 740.21 | 177.65 | 11280.86 | 3120.55 | 14223.76 | 190.84 | 16237.76 | 1273.31 | 959.4 | 4428 | 4428 | 24.6 | 9827.7 | 303.31 | 13.26 | -63.23 | 6.14 | 20 | 23.23 | 0 | 0.2 | 0.2 | 1 | 0.2 | 0 | 4036.53 | 0 | 2865.79 | 0 | 7033.9 | 0 | 2301.53 | 0 | 299.9 | 0 | 159.89 | 0 | 343.62 | 0 | 128.4 | 341.5
8295 | 4.1 | 1411.34 | 660 | 131.35 | 2202.69 | 740.21 | 177.65 | 11280.86 | 3120.55 | 14223.76 | 190.84 | 8080.62 | 651.9 | 959.4 | 4428 | 4428 | 24.6 | 9827.7 | 300.76 | 10.72 | -63.84 | 5.53 | 20 | 32.01 | 0 | 0.2 | 0.2 | 1 | 0.2 | 0 | 2178.7 | 0 | 1326.15 | 0 | 3333.53 | 0 | 1242.24 | 0 | 161.87 | 0 | 73.99 | 0 | 162.85 | 0 | 69.31 | 183.89
8296 | 4 | 1411.34 | 660 | 131.35 | 2202.69 | 740.21 | 177.65 | 11280.86 | 3120.55 | 14223.76 | 190.84 | 2670.38 | 215.51 | 959.4 | 4428 | 4428 | 24.6 | 9827.7 | 298.98 | 8.93 | -64.35 | 5.03 | 20 | 38.17 | 0 | 0.2 | 0.2 | 1 | 0.2 | 0 | 708.89 | 0 | 420.48 | 0 | 1136.82 | 0 | 404.19 | 0 | 52.67 | 0 | 23.46 | 0 | 55.54 | 0 | 22.55 | 61.3
8297 | 3.8 | 1411.34 | 660 | 131.35 | 2202.69 | 740.21 | 177.65 | 11280.86 | 3120.55 | 14223.76 | 190.84 | 0 | 0 | 959.4 | 4428 | 4428 | 24.6 | 9827.7 | 297.96 | 7.91 | -64.74 | 4.63 | 20 | 41.68 | 0 | 0.2 | 0.2 | 1 | 0.2 | 0 | 0 | 0 | 0 | 0 | 0 | 0 | 0 | 0 | 0 | 0 | 0 | 0 | 0 | 0 | 0 | 0
8298 | 3.5 | 1411.34 | 660 | 131.35 | 2202.69 | 740.21 | 444.13 | 11547.34 | 3387.03 | 14490.24 | 190.84 | 0 | 0 | 2398.5 | 11070 | 11070 | 61.5 | 24569.25 | 282.23 | 11.26 | -62.79 | 5.32 | 20 | 32.27 | 0 | 0.5 | 0.5 | 1 | 0.5 | 0 | 0 | 0 | 0 | 0 | 0 | 0 | 0 | 0 | 0 | 0 | 0 | 0 | 0 | 0 | 0 | 0
8299 | 3.7 | 1411.34 | 660 | 131.35 | 2202.69 | 740.21 | 444.13 | 11547.34 | 3387.03 | 14490.24 | 190.84 | 0 | 0 | 2398.5 | 11070 | 11070 | 61.5 | 24569.25 | 282.42 | 11.44 | -62.59 | 5.52 | 20 | 31.59 | 0 | 0.5 | 0.5 | 1 | 0.5 | 0 | 0 | 0 | 0 | 0 | 0 | 0 | 0 | 0 | 0 | 0 | 0 | 0 | 0 | 0 | 0 | 0
8300 | 4.4 | 1411.34 | 660 | 131.35 | 2202.69 | 740.21 | 444.13 | 11547.34 | 3387.03 | 14490.24 | 190.84 | 0 | 0 | 2398.5 | 11070 | 11070 | 61.5 | 24569.25 | 283.06 | 12.08 | -61.9 | 6.21 | 20 | 29.22 | 0 | 0.5 | 0.5 | 1 | 0.5 | 0 | 0 | 0 | 0 | 0 | 0 | 0 | 0 | 0 | 0 | 0 | 0 | 0 | 0 | 0 | 0 | 0
8301 | 5.2 | 1411.34 | 660 | 131.35 | 2202.69 | 740.21 | 444.13 | 11547.34 | 3387.03 | 14490.24 | 190.84 | 0 | 0 | 2398.5 | 11070 | 11070 | 61.5 | 24569.25 | 283.79 | 12.82 | -61.11 | 7 | 20 | 26.51 | 0 | 0.5 | 0.5 | 1 | 0.5 | 0 | 0 | 0 | 0 | 0 | 0 | 0 | 0 | 0 | 0 | 0 | 0 | 0 | 0 | 0 | 0 | 0
8302 | 6 | 1411.34 | 660 | 131.35 | 2202.69 | 740.21 | 444.13 | 11547.34 | 3387.03 | 14490.24 | 190.84 | 0 | 0 | 2398.5 | 11070 | 11070 | 61.5 | 24569.25 | 284.53 | 13.55 | -60.32 | 7.79 | 20 | 23.8 | 0 | 0.5 | 0.5 | 1 | 0.5 | 0 | 0 | 0 | 0 | 0 | 0 | 0 | 0 | 0 | 0 | 0 | 0 | 0 | 0 | 0 | 0 | 0
8303 | 7.2 | 1411.34 | 660 | 131.35 | 2202.69 | 740.21 | 444.13 | 11547.34 | 3387.03 | 14490.24 | 190.84 | 0 | 0 | 2398.5 | 11070 | 11070 | 61.5 | 24569.25 | 285.63 | 14.65 | -59.14 | 8.97 | 20 | 19.74 | 0 | 0.5 | 0.5 | 1 | 0.5 | 0 | 0 | 0 | 0 | 0 | 0 | 0 | 0 | 0 | 0 | 0 | 0 | 0 | 0 | 0 | 0 | 0
8304 | 8.3 | 1411.34 | 660 | 131.35 | 2202.69 | 740.21 | 444.13 | 11547.34 | 3387.03 | 14490.24 | 190.84 | 0 | 0 | 2398.5 | 11070 | 11070 | 61.5 | 24569.25 | 286.64 | 15.66 | -58.05 | 10.06 | 20 | 16.01 | 0 | 0.5 | 0.5 | 1 | 0.5 | 0 | 0 | 0 | 0 | 0 | 0 | 0 | 0 | 0 | 0 | 0 | 0 | 0 | 0 | 0 | 0 | 0
8305 | 9.3 | 1411.34 | 660 | 131.35 | 2202.69 | 740.21 | 444.13 | 11547.34 | 3387.03 | 14490.24 | 190.84 | 0 | 0 | 2398.5 | 2214 | 2214 | 61.5 | 6857.25 | 282.76 | 11.78 | -58.27 | 9.84 | 20 | 30.34 | 0 | 0.5 | 0.1 | 0.5 | 0.5 | 0 | 0 | 0 | 0 | 0 | 0 | 0 | 0 | 0 | 0 | 0 | 0 | 0 | 0 | 0 | 0 | 0
8306 | 10.3 | 1411.34 | 660 | 131.35 | 2202.69 | 740.21 | 444.13 | 11547.34 | 3387.03 | 14490.24 | 190.84 | 0 | 0 | 2398.5 | 2214 | 2214 | 61.5 | 6857.25 | 283.67 | 12.7 | -57.29 | 10.83 | 20 | 26.95 | 0 | 0.5 | 0.1 | 0.5 | 0.5 | 0 | 0 | 0 | 0 | 0 | 0 | 0 | 0 | 0 | 0 | 0 | 0 | 0 | 0 | 0 | 0 | 0
8307 | 10.7 | 1411.34 | 660 | 131.35 | 2202.69 | 740.21 | 444.13 | 11547.34 | 3387.03 | 14490.24 | 190.84 | 0 | 0 | 2398.5 | 2214 | 2214 | 61.5 | 6857.25 | 284.04 | 13.06 | -56.89 | 11.22 | 20 | 25.6 | 0 | 0.5 | 0.1 | 0.5 | 0.5 | 0 | 0 | 0 | 0 | 0 | 0 | 0 | 0 | 0 | 0 | 0 | 0 | 0 | 0 | 0 | 0 | 0
8308 | 11 | 1411.34 | 660 | 131.35 | 2202.69 | 740.21 | 444.13 | 11547.34 | 3387.03 | 14490.24 | 190.84 | 0 | 0 | 2398.5 | 2214 | 2214 | 61.5 | 6857.25 | 284.32 | 13.34 | -56.6 | 11.52 | 20 | 24.58 | 0 | 0.5 | 0.1 | 0.5 | 0.5 | 0 | 0 | 0 | 0 | 0 | 0 | 0 | 0 | 0 | 0 | 0 | 0 | 0 | 0 | 0 | 0 | 0
8309 | 11.4 | 1411.34 | 660 | 131.35 | 2202.69 | 740.21 | 444.13 | 11547.34 | 3387.03 | 14490.24 | 190.84 | 0 | 0 | 2398.5 | 2214 | 2214 | 61.5 | 6857.25 | 284.68 | 13.71 | -56.2 | 11.91 | 20 | 23.23 | 0 | 0.5 | 0.1 | 0.5 | 0.5 | 0 | 0 | 0 | 0 | 0 | 0 | 0 | 0 | 0 | 0 | 0 | 0 | 0 | 0 | 0 | 0 | 0
8310 | 11.4 | 1411.34 | 660 | 131.35 | 2202.69 | 740.21 | 444.13 | 11547.34 | 3387.03 | 14490.24 | 190.84 | 0 | 0 | 2398.5 | 2214 | 2214 | 61.5 | 6857.25 | 284.68 | 13.71 | -56.2 | 11.91 | 20 | 23.23 | 0 | 0.5 | 0.1 | 0.5 | 0.5 | 0 | 0 | 0 | 0 | 0 | 0 | 0 | 0 | 0 | 0 | 0 | 0 | 0 | 0 | 0 | 0 | 0
8311 | 11.5 | 1411.34 | 660 | 131.35 | 2202.69 | 740.21 | 444.13 | 11547.34 | 3387.03 | 14490.24 | 190.84 | 0 | 0 | 2398.5 | 2214 | 2214 | 61.5 | 6857.25 | 284.77 | 13.8 | -56.1 | 12.01 | 20 | 22.89 | 0 | 0.5 | 0.1 | 0.5 | 0.5 | 0 | 0 | 0 | 0 | 0 | 0 | 0 | 0 | 0 | 0 | 0 | 0 | 0 | 0 | 0 | 0 | 0
8312 | 11.9 | 1411.34 | 660 | 131.35 | 2202.69 | 740.21 | 177.65 | 11280.86 | 3120.55 | 14223.76 | 190.84 | 0 | 0 | 959.4 | 4428 | 4428 | 24.6 | 9827.7 | 305.29 | 15.24 | -56.75 | 12.62 | 20 | 16.4 | 0 | 0.2 | 0.2 | 1 | 0.2 | 0 | 0 | 0 | 0 | 0 | 0 | 0 | 0 | 0 | 0 | 0 | 0 | 0 | 0 | 0 | 0 | 0
8313 | 11.8 | 1411.34 | 660 | 131.35 | 2202.69 | 740.21 | 177.65 | 11280.86 | 3120.55 | 14223.76 | 190.84 | 0 | 0 | 959.4 | 4428 | 4428 | 24.6 | 9827.7 | 305.2 | 15.15 | -56.85 | 12.52 | 20 | 16.72 | 0 | 0.2 | 0.2 | 1 | 0.2 | 0 | 0 | 0 | 0 | 0 | 0 | 0 | 0 | 0 | 0 | 0 | 0 | 0 | 0 | 0 | 0 | 0
8314 | 12.1 | 1411.34 | 660 | 131.35 | 2202.69 | 740.21 | 177.65 | 11280.86 | 3120.55 | 14223.76 | 190.84 | 530.34 | 44.13 | 959.4 | 4428 | 4428 | 24.6 | 9827.7 | 305.64 | 15.59 | -56.51 | 12.86 | 20 | 15.2 | 0 | 0.2 | 0.2 | 1 | 0.2 | 0 | 151.46 | 0 | 91.38 | 0 | 201.39 | 0 | 86.12 | 0 | 11.25 | 0 | 5.1 | 0 | 9.84 | 0 | 4.8 | 13.13
8315 | 12 | 1411.34 | 660 | 131.35 | 2202.69 | 740.21 | 177.65 | 11280.86 | 3120.55 | 14223.76 | 190.84 | 1411.53 | 117.48 | 959.4 | 4428 | 4428 | 24.6 | 9827.7 | 305.83 | 15.78 | -56.55 | 12.83 | 20 | 14.56 | 0 | 0.2 | 0.2 | 1 | 0.2 | 0 | 403.04 | 0 | 237.98 | 0 | 540.7 | 0 | 229.8 | 0 | 29.94 | 0 | 13.28 | 0 | 26.41 | 0 | 12.82 | 35.03
8316 | 12 | 1411.34 | 660 | 131.35 | 2202.69 | 740.21 | 177.65 | 11280.86 | 3120.55 | 14223.76 | 190.84 | 2487.06 | 206.52 | 959.4 | 4428 | 4428 | 24.6 | 9827.7 | 306.16 | 16.11 | -56.47 | 12.91 | 20 | 13.4 | 0 | 0.2 | 0.2 | 1 | 0.2 | 0 | 708.56 | 0 | 416.91 | 0 | 957.6 | 0 | 404 | 0 | 52.64 | 0 | 23.26 | 0 | 46.78 | 0 | 22.54 | 61.3
8317 | 12 | 1411.34 | 660 | 131.35 | 2202.69 | 740.21 | 177.65 | 11280.86 | 3120.55 | 14223.76 | 190.84 | 2484.74 | 206.36 | 959.4 | 4428 | 4428 | 24.6 | 9827.7 | 306.16 | 16.11 | -56.47 | 12.91 | 20 | 13.4 | 0 | 0.2 | 0.2 | 1 | 0.2 | 0 | 707.92 | 0 | 412.92 | 0 | 960.26 | 0 | 403.64 | 0 | 52.6 | 0 | 23.04 | 0 | 46.91 | 0 | 22.52 | 61.3
8318 | 11.9 | 1411.34 | 660 | 131.35 | 2202.69 | 740.21 | 177.65 | 11280.86 | 3120.55 | 14223.76 | 190.84 | 1946.87 | 161.81 | 959.4 | 4428 | 4428 | 24.6 | 9827.7 | 305.9 | 15.85 | -56.6 | 12.77 | 20 | 14.29 | 0 | 0.2 | 0.2 | 1 | 0.2 | 0 | 554.66 | 0 | 321.4 | 0 | 754.55 | 0 | 316.26 | 0 | 41.21 | 0 | 17.93 | 0 | 36.86 | 0 | 17.64 | 48.16
8319 | 11.8 | 1411.34 | 660 | 131.35 | 2202.69 | 740.21 | 177.65 | 11280.86 | 3120.55 | 14223.76 | 190.84 | 523.86 | 43.73 | 959.4 | 4428 | 4428 | 24.6 | 9827.7 | 305.37 | 15.32 | -56.81 | 12.56 | 20 | 16.15 | 0 | 0.2 | 0.2 | 1 | 0.2 | 0 | 150.05 | 0 | 85.99 | 0 | 202.27 | 0 | 85.56 | 0 | 11.15 | 0 | 4.8 | 0 | 9.88 | 0 | 4.77 | 13.13
8320 | 11.5 | 1411.34 | 660 | 131.35 | 2202.69 | 740.21 | 177.65 | 11280.86 | 3120.55 | 14223.76 | 190.84 | 529.83 | 44.02 | 959.4 | 4428 | 4428 | 24.6 | 9827.7 | 305.1 | 15.05 | -57.11 | 12.27 | 20 | 17.08 | 0 | 0.2 | 0.2 | 1 | 0.2 | 0 | 149.76 | 0 | 86.15 | 0 | 208.54 | 0 | 85.39 | 0 | 11.13 | 0 | 4.81 | 0 | 10.19 | 0 | 4.76 | 13.13
8321 | 11.6 | 1411.34 | 660 | 131.35 | 2202.69 | 740.21 | 177.65 | 11280.86 | 3120.55 | 14223.76 | 190.84 | 0 | 0 | 959.4 | 4428 | 4428 | 24.6 | 9827.7 | 305.02 | 14.97 | -57.05 | 12.33 | 20 | 17.34 | 0 | 0.2 | 0.2 | 1 | 0.2 | 0 | 0 | 0 | 0 | 0 | 0 | 0 | 0 | 0 | 0 | 0 | 0 | 0 | 0 | 0 | 0 | 0
8322 | 11.7 | 1411.34 | 660 | 131.35 | 2202.69 | 740.21 | 444.13 | 11547.34 | 3387.03 | 14490.24 | 190.84 | 0 | 0 | 2398.5 | 11070 | 11070 | 61.5 | 24569.25 | 289.76 | 18.78 | -54.7 | 13.42 | 20 | 4.5 | 0 | 0.5 | 0.5 | 1 | 0.5 | 0 | 0 | 0 | 0 | 0 | 0 | 0 | 0 | 0 | 0 | 0 | 0 | 0 | 0 | 0 | 0 | 0
8323 | 11.5 | 1411.34 | 660 | 131.35 | 2202.69 | 740.21 | 444.13 | 11547.34 | 3387.03 | 14490.24 | 190.84 | 0 | 0 | 2398.5 | 11070 | 11070 | 61.5 | 24569.25 | 289.57 | 18.6 | -54.9 | 13.22 | 20 | 5.17 | 0 | 0.5 | 0.5 | 1 | 0.5 | 0 | 0 | 0 | 0 | 0 | 0 | 0 | 0 | 0 | 0 | 0 | 0 | 0 | 0 | 0 | 0 | 0
8324 | 11.8 | 1411.34 | 660 | 131.35 | 2202.69 | 740.21 | 444.13 | 11547.34 | 3387.03 | 14490.24 | 190.84 | 0 | 0 | 2398.5 | 11070 | 11070 | 61.5 | 24569.25 | 289.85 | 18.87 | -54.6 | 13.52 | 20 | 4.16 | 0 | 0.5 | 0.5 | 1 | 0.5 | 0 | 0 | 0 | 0 | 0 | 0 | 0 | 0 | 0 | 0 | 0 | 0 | 0 | 0 | 0 | 0 | 0
8325 | 11.8 | 1411.34 | 660 | 131.35 | 2202.69 | 740.21 | 444.13 | 11547.34 | 3387.03 | 14490.24 | 190.84 | 0 | 0 | 2398.5 | 11070 | 11070 | 61.5 | 24569.25 | 289.85 | 18.87 | -54.6 | 13.52 | 20 | 4.16 | 0 | 0.5 | 0.5 | 1 | 0.5 | 0 | 0 | 0 | 0 | 0 | 0 | 0 | 0 | 0 | 0 | 0 | 0 | 0 | 0 | 0 | 0 | 0
8326 | 11.8 | 1411.34 | 660 | 131.35 | 2202.69 | 740.21 | 444.13 | 11547.34 | 3387.03 | 14490.24 | 190.84 | 0 | 0 | 2398.5 | 11070 | 11070 | 61.5 | 24569.25 | 289.85 | 18.87 | -54.6 | 13.52 | 20 | 4.16 | 0 | 0.5 | 0.5 | 1 | 0.5 | 0 | 0 | 0 | 0 | 0 | 0 | 0 | 0 | 0 | 0 | 0 | 0 | 0 | 0 | 0 | 0 | 0
8327 | 11.4 | 1411.34 | 660 | 131.35 | 2202.69 | 740.21 | 444.13 | 11547.34 | 3387.03 | 14490.24 | 190.84 | 0 | 0 | 2398.5 | 11070 | 11070 | 61.5 | 24569.25 | 289.48 | 18.51 | -54.99 | 13.12 | 20 | 5.51 | 0 | 0.5 | 0.5 | 1 | 0.5 | 0 | 0 | 0 | 0 | 0 | 0 | 0 | 0 | 0 | 0 | 0 | 0 | 0 | 0 | 0 | 0 | 0
8328 | 10.4 | 1411.34 | 660 | 131.35 | 2202.69 | 740.21 | 444.13 | 11547.34 | 3387.03 | 14490.24 | 190.84 | 0 | 0 | 2398.5 | 11070 | 11070 | 61.5 | 24569.25 | 288.56 | 17.59 | -55.98 | 12.13 | 20 | 8.9 | 0 | 0.5 | 0.5 | 1 | 0.5 | 0 | 0 | 0 | 0 | 0 | 0 | 0 | 0 | 0 | 0 | 0 | 0 | 0 | 0 | 0 | 0 | 0
8329 | 9.9 | 1411.34 | 660 | 131.35 | 2202.69 | 740.21 | 444.13 | 11547.34 | 3387.03 | 14490.24 | 190.84 | 0 | 0 | 2398.5 | 2214 | 2214 | 61.5 | 6857.25 | 283.31 | 12.33 | -57.68 | 10.43 | 20 | 28.31 | 0 | 0.5 | 0.1 | 0.5 | 0.5 | 0 | 0 | 0 | 0 | 0 | 0 | 0 | 0 | 0 | 0 | 0 | 0 | 0 | 0 | 0 | 0 | 0
8330 | 9.8 | 1411.34 | 660 | 131.35 | 2202.69 | 740.21 | 444.13 | 11547.34 | 3387.03 | 14490.24 | 190.84 | 0 | 0 | 2398.5 | 2214 | 2214 | 61.5 | 6857.25 | 283.21 | 12.24 | -57.78 | 10.33 | 20 | 28.64 | 0 | 0.5 | 0.1 | 0.5 | 0.5 | 0 | 0 | 0 | 0 | 0 | 0 | 0 | 0 | 0 | 0 | 0 | 0 | 0 | 0 | 0 | 0 | 0
8331 | 9.1 | 1411.34 | 660 | 131.35 | 2202.69 | 740.21 | 444.13 | 11547.34 | 3387.03 | 14490.24 | 190.84 | 0 | 0 | 2398.5 | 2214 | 2214 | 61.5 | 6857.25 | 282.57 | 11.6 | -58.47 | 9.64 | 20 | 31.02 | 0 | 0.5 | 0.1 | 0.5 | 0.5 | 0 | 0 | 0 | 0 | 0 | 0 | 0 | 0 | 0 | 0 | 0 | 0 | 0 | 0 | 0 | 0 | 0
8332 | 6.8 | 1411.34 | 660 | 131.35 | 2202.69 | 740.21 | 444.13 | 11547.34 | 3387.03 | 14490.24 | 190.84 | 0 | 0 | 2398.5 | 2214 | 2214 | 61.5 | 6857.25 | 280.46 | 9.48 | -60.74 | 7.37 | 20 | 38.81 | 0 | 0.5 | 0.1 | 0.5 | 0.5 | 0 | 0 | 0 | 0 | 0 | 0 | 0 | 0 | 0 | 0 | 0 | 0 | 0 | 0 | 0 | 0 | 0
8333 | 7.6 | 1411.34 | 660 | 131.35 | 2202.69 | 740.21 | 444.13 | 11547.34 | 3387.03 | 14490.24 | 190.84 | 0 | 0 | 2398.5 | 2214 | 2214 | 61.5 | 6857.25 | 281.2 | 10.22 | -59.95 | 8.16 | 20 | 36.1 | 0 | 0.5 | 0.1 | 0.5 | 0.5 | 0 | 0 | 0 | 0 | 0 | 0 | 0 | 0 | 0 | 0 | 0 | 0 | 0 | 0 | 0 | 0 | 0
8334 | 7.9 | 1411.34 | 660 | 131.35 | 2202.69 | 740.21 | 444.13 | 11547.34 | 3387.03 | 14490.24 | 190.84 | 0 | 0 | 2398.5 | 2214 | 2214 | 61.5 | 6857.25 | 281.47 | 10.49 | -59.66 | 8.46 | 20 | 35.08 | 0 | 0.5 | 0.1 | 0.5 | 0.5 | 0 | 0 | 0 | 0 | 0 | 0 | 0 | 0 | 0 | 0 | 0 | 0 | 0 | 0 | 0 | 0 | 0
8335 | 7.7 | 1411.34 | 660 | 131.35 | 2202.69 | 740.21 | 444.13 | 11547.34 | 3387.03 | 14490.24 | 190.84 | 0 | 0 | 2398.5 | 2214 | 2214 | 61.5 | 6857.25 | 281.29 | 10.31 | -59.85 | 8.26 | 20 | 35.76 | 0 | 0.5 | 0.1 | 0.5 | 0.5 | 0 | 0 | 0 | 0 | 0 | 0 | 0 | 0 | 0 | 0 | 0 | 0 | 0 | 0 | 0 | 0 | 0
8336 | 6.5 | 1411.34 | 660 | 131.35 | 2202.69 | 740.21 | 177.65 | 11280.86 | 3120.55 | 14223.76 | 190.84 | 0 | 0 | 959.4 | 4428 | 4428 | 24.6 | 9827.7 | 300.4 | 10.35 | -62.08 | 7.29 | 20 | 33.25 | 0 | 0.2 | 0.2 | 1 | 0.2 | 0 | 0 | 0 | 0 | 0 | 0 | 0 | 0 | 0 | 0 | 0 | 0 | 0 | 0 | 0 | 0 | 0
8337 | 6.5 | 1411.34 | 660 | 131.35 | 2202.69 | 740.21 | 177.65 | 11280.86 | 3120.55 | 14223.76 | 190.84 | 0 | 0 | 959.4 | 4428 | 4428 | 24.6 | 9827.7 | 300.4 | 10.35 | -62.08 | 7.29 | 20 | 33.25 | 0 | 0.2 | 0.2 | 1 | 0.2 | 0 | 0 | 0 | 0 | 0 | 0 | 0 | 0 | 0 | 0 | 0 | 0 | 0 | 0 | 0 | 0 | 0
8338 | 7 | 1411.34 | 660 | 131.35 | 2202.69 | 740.21 | 177.65 | 11280.86 | 3120.55 | 14223.76 | 190.84 | 13858.77 | 956.88 | 959.4 | 4428 | 4428 | 24.6 | 9827.7 | 305.15 | 15.1 | -60.56 | 8.82 | 20 | 16.88 | 0 | 0.2 | 0.2 | 1 | 0.2 | 0 | 2176.72 | 0 | 8758.17 | 0 | 2048.07 | 0 | 875.82 | 0 | 161.72 | 0 | 488.63 | 0 | 100.05 | 0 | 48.86 | 157.62
8339 | 7.8 | 1411.34 | 660 | 131.35 | 2202.69 | 740.21 | 177.65 | 11280.86 | 3120.55 | 14223.76 | 190.84 | 28379.68 | 1980.08 | 959.4 | 4428 | 4428 | 24.6 | 9827.7 | 310.39 | 20.34 | -58.69 | 10.68 | 20.34 | 0 | 0 | 0.2 | 0.2 | 1 | 0.2 | 0 | 3930.57 | 0 | 12747.07 | 0 | 9460.93 | 0 | 2241.12 | 0 | 292.02 | 0 | 711.17 | 0 | 462.18 | 0 | 125.03 | 389.66
8340 | 8.7 | 1411.34 | 660 | 131.35 | 2202.69 | 740.21 | 177.65 | 11280.86 | 3120.55 | 14223.76 | 190.84 | 56483.66 | 3770.93 | 959.4 | 4428 | 4428 | 24.6 | 9827.7 | 319.89 | 29.84 | -55.73 | 13.65 | 23.9 | 0 | 0 | 0.2 | 0.2 | 1 | 0.2 | 0 | 6203.15 | 0 | 21072.25 | 0 | 25671.37 | 0 | 3536.89 | 0 | 460.87 | 0 | 1175.64 | 0 | 1254.09 | 0 | 197.33 | 683
8341 | 7.7 | 1411.34 | 660 | 131.35 | 2202.69 | 740.21 | 177.65 | 11280.86 | 3120.55 | 14223.76 | 190.84 | 6131.04 | 993.15 | 959.4 | 4428 | 4428 | 24.6 | 9827.7 | 303.71 | 13.66 | -60.4 | 8.97 | 20 | 21.85 | 0 | 0.2 | 0.2 | 1 | 0.2 | 0 | 1687.22 | 0 | 1059.98 | 0 | 2421.83 | 0 | 962.01 | 0 | 250.71 | 0 | 118.28 | 0 | 236.62 | 0 | 107.34 | 280.21
8342 | 9.5 | 1411.34 | 660 | 131.35 | 2202.69 | 740.21 | 177.65 | 11280.86 | 3120.55 | 14223.76 | 190.84 | 138196.47 | 8227.68 | 959.4 | 4428 | 4428 | 24.6 | 9827.7 | 345.59 | 55.54 | -48.96 | 20.41 | 23.9 | 0 | 0 | 0.2 | 0.2 | 1 | 0.2 | 0 | 5015.05 | 0 | 33796.67 | 0 | 96525.3 | 0 | 2859.46 | 0 | 372.6 | 0 | 1885.55 | 0 | 4715.44 | 0 | 159.53 | 1094.56
8343 | 7.6 | 1411.34 | 660 | 131.35 | 2202.69 | 740.21 | 177.65 | 11280.86 | 3120.55 | 14223.76 | 190.84 | 6267.42 | 987.58 | 959.4 | 4428 | 4428 | 24.6 | 9827.7 | 303.66 | 13.61 | -60.49 | 8.88 | 20 | 22.03 | 0 | 0.2 | 0.2 | 1 | 0.2 | 0 | 1596.33 | 0 | 1029.54 | 0 | 2731.35 | 0 | 910.19 | 0 | 237.2 | 0 | 114.88 | 0 | 266.86 | 0 | 101.56 | 267.07
8344 | 7.6 | 1411.34 | 660 | 131.35 | 2202.69 | 740.21 | 177.65 | 11280.86 | 3120.55 | 14223.76 | 190.84 | 6642.76 | 514.24 | 959.4 | 4428 | 4428 | 24.6 | 9827.7 | 303.48 | 13.43 | -60.5 | 8.88 | 20 | 22.66 | 0 | 0.2 | 0.2 | 1 | 0.2 | 0 | 1601.06 | 0 | 999.32 | 0 | 3129.49 | 0 | 912.88 | 0 | 118.95 | 0 | 55.75 | 0 | 152.88 | 0 | 50.93 | 135.72
8345 | 7.5 | 1411.34 | 660 | 131.35 | 2202.69 | 740.21 | 177.65 | 11280.86 | 3120.55 | 14223.76 | 190.84 | 1064.01 | 88.47 | 959.4 | 4428 | 4428 | 24.6 | 9827.7 | 301.64 | 11.59 | -61.01 | 8.36 | 20 | 28.98 | 0 | 0.2 | 0.2 | 1 | 0.2 | 0 | 306.31 | 0 | 174.65 | 0 | 408.41 | 0 | 174.65 | 0 | 22.76 | 0 | 9.74 | 0 | 19.95 | 0 | 9.74 | 26.27
8346 | 7.6 | 1411.34 | 660 | 131.35 | 2202.69 | 740.21 | 444.13 | 11547.34 | 3387.03 | 14490.24 | 190.84 | 0 | 0 | 2398.5 | 11070 | 11070 | 61.5 | 24569.25 | 285.99 | 15.02 | -58.75 | 9.37 | 20 | 18.38 | 0 | 0.5 | 0.5 | 1 | 0.5 | 0 | 0 | 0 | 0 | 0 | 0 | 0 | 0 | 0 | 0 | 0 | 0 | 0 | 0 | 0 | 0 | 0
8347 | 6.8 | 1411.34 | 660 | 131.35 | 2202.69 | 740.21 | 444.13 | 11547.34 | 3387.03 | 14490.24 | 190.84 | 0 | 0 | 2398.5 | 11070 | 11070 | 61.5 | 24569.25 | 285.26 | 14.28 | -59.53 | 8.58 | 20 | 21.09 | 0 | 0.5 | 0.5 | 1 | 0.5 | 0 | 0 | 0 | 0 | 0 | 0 | 0 | 0 | 0 | 0 | 0 | 0 | 0 | 0 | 0 | 0 | 0
8348 | 7.2 | 1411.34 | 660 | 131.35 | 2202.69 | 740.21 | 444.13 | 11547.34 | 3387.03 | 14490.24 | 190.84 | 0 | 0 | 2398.5 | 11070 | 11070 | 61.5 | 24569.25 | 285.63 | 14.65 | -59.14 | 8.97 | 20 | 19.74 | 0 | 0.5 | 0.5 | 1 | 0.5 | 0 | 0 | 0 | 0 | 0 | 0 | 0 | 0 | 0 | 0 | 0 | 0 | 0 | 0 | 0 | 0 | 0
8349 | 6.1 | 1411.34 | 660 | 131.35 | 2202.69 | 740.21 | 444.13 | 11547.34 | 3387.03 | 14490.24 | 190.84 | 0 | 0 | 2398.5 | 11070 | 11070 | 61.5 | 24569.25 | 284.62 | 13.64 | -60.23 | 7.89 | 20 | 23.46 | 0 | 0.5 | 0.5 | 1 | 0.5 | 0 | 0 | 0 | 0 | 0 | 0 | 0 | 0 | 0 | 0 | 0 | 0 | 0 | 0 | 0 | 0 | 0
8350 | 5.7 | 1411.34 | 660 | 131.35 | 2202.69 | 740.21 | 444.13 | 11547.34 | 3387.03 | 14490.24 | 190.84 | 0 | 0 | 2398.5 | 11070 | 11070 | 61.5 | 24569.25 | 284.25 | 13.27 | -60.62 | 7.49 | 20 | 24.82 | 0 | 0.5 | 0.5 | 1 | 0.5 | 0 | 0 | 0 | 0 | 0 | 0 | 0 | 0 | 0 | 0 | 0 | 0 | 0 | 0 | 0 | 0 | 0
8351 | 5.5 | 1411.34 | 660 | 131.35 | 2202.69 | 740.21 | 444.13 | 11547.34 | 3387.03 | 14490.24 | 190.84 | 0 | 0 | 2398.5 | 11070 | 11070 | 61.5 | 24569.25 | 284.07 | 13.09 | -60.82 | 7.3 | 20 | 25.5 | 0 | 0.5 | 0.5 | 1 | 0.5 | 0 | 0 | 0 | 0 | 0 | 0 | 0 | 0 | 0 | 0 | 0 | 0 | 0 | 0 | 0 | 0 | 0
8352 | 5.2 | 1411.34 | 660 | 131.35 | 2202.69 | 740.21 | 444.13 | 11547.34 | 3387.03 | 14490.24 | 190.84 | 0 | 0 | 2398.5 | 11070 | 11070 | 61.5 | 24569.25 | 283.79 | 12.82 | -61.11 | 7 | 20 | 26.51 | 0 | 0.5 | 0.5 | 1 | 0.5 | 0 | 0 | 0 | 0 | 0 | 0 | 0 | 0 | 0 | 0 | 0 | 0 | 0 | 0 | 0 | 0 | 0
8353 | 3.5 | 1411.34 | 660 | 131.35 | 2202.69 | 740.21 | 444.13 | 11547.34 | 3387.03 | 14490.24 | 190.84 | 0 | 0 | 2398.5 | 2214 | 2214 | 61.5 | 6857.25 | 277.43 | 6.46 | -64 | 4.12 | 20 | 49.98 | 0 | 0.5 | 0.1 | 0.5 | 0.5 | 0 | 0 | 0 | 0 | 0 | 0 | 0 | 0 | 0 | 0 | 0 | 0 | 0 | 0 | 0 | 0 | 0
8354 | 2.1 | 1411.34 | 660 | 131.35 | 2202.69 | 740.21 | 444.13 | 11547.34 | 3387.03 | 14490.24 | 190.84 | 0 | 0 | 2398.5 | 2214 | 2214 | 61.5 | 6857.25 | 276.15 | 5.17 | -65.38 | 2.73 | 20 | 54.72 | 0 | 0.5 | 0.1 | 0.5 | 0.5 | 0 | 0 | 0 | 0 | 0 | 0 | 0 | 0 | 0 | 0 | 0 | 0 | 0 | 0 | 0 | 0 | 0
8355 | 1.5 | 1411.34 | 660 | 131.35 | 2202.69 | 740.21 | 444.13 | 11547.34 | 3387.03 | 14490.24 | 190.84 | 0 | 0 | 2398.5 | 2214 | 2214 | 61.5 | 6857.25 | 275.6 | 4.62 | -65.97 | 2.14 | 20 | 56.76 | 0 | 0.5 | 0.1 | 0.5 | 0.5 | 0 | 0 | 0 | 0 | 0 | 0 | 0 | 0 | 0 | 0 | 0 | 0 | 0 | 0 | 0 | 0 | 0
8356 | 2.7 | 1411.34 | 660 | 131.35 | 2202.69 | 740.21 | 444.13 | 11547.34 | 3387.03 | 14490.24 | 190.84 | 0 | 0 | 2398.5 | 2214 | 2214 | 61.5 | 6857.25 | 276.7 | 5.72 | -64.79 | 3.33 | 20 | 52.69 | 0 | 0.5 | 0.1 | 0.5 | 0.5 | 0 | 0 | 0 | 0 | 0 | 0 | 0 | 0 | 0 | 0 | 0 | 0 | 0 | 0 | 0 | 0 | 0
8357 | 2.3 | 1411.34 | 660 | 131.35 | 2202.69 | 740.21 | 444.13 | 11547.34 | 3387.03 | 14490.24 | 190.84 | 0 | 0 | 2398.5 | 2214 | 2214 | 61.5 | 6857.25 | 276.33 | 5.35 | -65.18 | 2.93 | 20 | 54.05 | 0 | 0.5 | 0.1 | 0.5 | 0.5 | 0 | 0 | 0 | 0 | 0 | 0 | 0 | 0 | 0 | 0 | 0 | 0 | 0 | 0 | 0 | 0 | 0
8358 | 1.9 | 1411.34 | 660 | 131.35 | 2202.69 | 740.21 | 444.13 | 11547.34 | 3387.03 | 14490.24 | 190.84 | 0 | 0 | 2398.5 | 2214 | 2214 | 61.5 | 6857.25 | 275.96 | 4.99 | -65.58 | 2.54 | 20 | 55.4 | 0 | 0.5 | 0.1 | 0.5 | 0.5 | 0 | 0 | 0 | 0 | 0 | 0 | 0 | 0 | 0 | 0 | 0 | 0 | 0 | 0 | 0 | 0 | 0
8359 | 1.2 | 1411.34 | 660 | 131.35 | 2202.69 | 740.21 | 444.13 | 11547.34 | 3387.03 | 14490.24 | 190.84 | 0 | 0 | 2398.5 | 2214 | 2214 | 61.5 | 6857.25 | 275.32 | 4.34 | -66.27 | 1.85 | 20 | 57.77 | 0 | 0.5 | 0.1 | 0.5 | 0.5 | 0 | 0 | 0 | 0 | 0 | 0 | 0 | 0 | 0 | 0 | 0 | 0 | 0 | 0 | 0 | 0 | 0
8360 | 3 | 1411.34 | 660 | 131.35 | 2202.69 | 740.21 | 444.13 | 11547.34 | 3387.03 | 14490.24 | 190.84 | 0 | 0 | 2398.5 | 11070 | 11070 | 61.5 | 24569.25 | 281.77 | 10.8 | -63.29 | 4.83 | 20 | 33.96 | 0 | 0.5 | 0.5 | 1 | 0.5 | 0 | 0 | 0 | 0 | 0 | 0 | 0 | 0 | 0 | 0 | 0 | 0 | 0 | 0 | 0 | 0 | 0
8361 | 2.6 | 1411.34 | 660 | 131.35 | 2202.69 | 740.21 | 444.13 | 11547.34 | 3387.03 | 14490.24 | 190.84 | 549.16 | 45.24 | 2398.5 | 11070 | 11070 | 61.5 | 24569.25 | 281.57 | 10.59 | -63.64 | 4.48 | 20 | 34.72 | 0 | 0.5 | 0.5 | 1 | 0.5 | 0 | 158.09 | 0 | 90.14 | 0 | 210.79 | 0 | 90.14 | 0 | 11.75 | 0 | 5.03 | 0 | 10.3 | 0 | 5.03 | 13.13
8362 | 3.9 | 1411.34 | 660 | 131.35 | 2202.69 | 740.21 | 444.13 | 11547.34 | 3387.03 | 14490.24 | 190.84 | 19356.66 | 1307.41 | 2398.5 | 11070 | 11070 | 61.5 | 24569.25 | 288.2 | 17.22 | -60.99 | 7.13 | 20 | 10.25 | 0 | 0.5 | 0.5 | 1 | 0.5 | 0 | 2730.51 | 0 | 13398.58 | 0 | 2260.78 | 0 | 966.78 | 0 | 202.87 | 0 | 747.52 | 0 | 110.44 | 0 | 53.94 | 192.64
8363 | 4.5 | 1411.34 | 660 | 131.35 | 2202.69 | 740.21 | 444.13 | 11547.34 | 3387.03 | 14490.24 | 190.84 | 37206.49 | 2521.4 | 2398.5 | 11070 | 11070 | 61.5 | 24569.25 | 293.91 | 22.94 | -59.1 | 9.02 | 22.94 | 0 | 0 | 0.5 | 0.5 | 1 | 0.5 | 0 | 4231.58 | 0 | 18506.95 | 0 | 12055.22 | 0 | 2412.74 | 0 | 314.39 | 0 | 1032.52 | 0 | 588.92 | 0 | 134.61 | 450.96
8364 | 4.8 | 1411.34 | 660 | 131.35 | 2202.69 | 740.21 | 444.13 | 11547.34 | 3387.03 | 14490.24 | 190.84 | 53271.8 | 3570.62 | 2398.5 | 11070 | 11070 | 61.5 | 24569.25 | 298.92 | 27.94 | -57.64 | 10.48 | 23.9 | 0 | 0 | 0.5 | 0.5 | 1 | 0.5 | 0 | 5911.38 | 0 | 19838.45 | 0 | 24151.44 | 0 | 3370.52 | 0 | 439.19 | 0 | 1106.81 | 0 | 1179.84 | 0 | 188.05 | 656.73
8365 | 5.7 | 1411.34 | 660 | 131.35 | 2202.69 | 740.21 | 444.13 | 11547.34 | 3387.03 | 14490.24 | 190.84 | 33363.05 | 4347.78 | 2398.5 | 11070 | 11070 | 61.5 | 24569.25 | 294.59 | 23.61 | -58.05 | 10.06 | 23.61 | 0 | 0 | 0.5 | 0.5 | 1 | 0.5 | 0 | 3389.41 | 0 | 9780.2 | 0 | 18260.89 | 0 | 1932.56 | 0 | 503.64 | 0 | 1091.3 | 0 | 1784.16 | 0 | 215.64 | 753.05
8366 | 5.7 | 1411.34 | 660 | 131.35 | 2202.69 | 740.21 | 444.13 | 11547.34 | 3387.03 | 14490.24 | 190.84 | 51796.54 | 3395.27 | 2398.5 | 11070 | 11070 | 61.5 | 24569.25 | 299.32 | 28.34 | -56.86 | 11.25 | 23.9 | 0 | 0 | 0.5 | 0.5 | 1 | 0.5 | 0 | 6037.21 | 0 | 11362.1 | 0 | 30954.97 | 0 | 3442.27 | 0 | 448.54 | 0 | 633.9 | 0 | 1512.21 | 0 | 192.05 | 608.57
8367 | 4.2 | 1411.34 | 660 | 131.35 | 2202.69 | 740.21 | 444.13 | 11547.34 | 3387.03 | 14490.24 | 190.84 | 12933.85 | 1776.92 | 2398.5 | 11070 | 11070 | 61.5 | 24569.25 | 286.98 | 16 | -61.1 | 7.02 | 20 | 14.75 | 0 | 0.5 | 0.5 | 1 | 0.5 | 0 | 2044.58 | 0 | 2133.84 | 0 | 7589.66 | 0 | 1165.77 | 0 | 303.81 | 0 | 238.1 | 0 | 741.54 | 0 | 130.08 | 363.39
8368 | 4.2 | 1411.34 | 660 | 131.35 | 2202.69 | 740.21 | 444.13 | 11547.34 | 3387.03 | 14490.24 | 190.84 | 14902.04 | 988.18 | 2398.5 | 11070 | 11070 | 61.5 | 24569.25 | 287.18 | 16.2 | -61.02 | 7.1 | 20 | 14.01 | 0 | 0.5 | 0.5 | 1 | 0.5 | 0 | 2163.34 | 0 | 1829.95 | 0 | 9675.26 | 0 | 1233.48 | 0 | 160.73 | 0 | 102.1 | 0 | 472.65 | 0 | 68.82 | 183.89
8369 | 2.9 | 1411.34 | 660 | 131.35 | 2202.69 | 740.21 | 444.13 | 11547.34 | 3387.03 | 14490.24 | 190.84 | 523.95 | 43.76 | 2398.5 | 11070 | 11070 | 61.5 | 24569.25 | 281.83 | 10.86 | -63.35 | 4.77 | 20 | 33.74 | 0 | 0.5 | 0.5 | 1 | 0.5 | 0 | 150.83 | 0 | 86 | 0 | 201.11 | 0 | 86 | 0 | 11.21 | 0 | 4.8 | 0 | 9.82 | 0 | 4.8 | 13.13
8370 | 2.5 | 1411.34 | 660 | 131.35 | 2202.69 | 740.21 | 444.13 | 11547.34 | 3387.03 | 14490.24 | 190.84 | 0 | 0 | 2398.5 | 11070 | 11070 | 61.5 | 24569.25 | 281.31 | 10.34 | -63.78 | 4.34 | 20 | 35.66 | 0 | 0.5 | 0.5 | 1 | 0.5 | 0 | 0 | 0 | 0 | 0 | 0 | 0 | 0 | 0 | 0 | 0 | 0 | 0 | 0 | 0 | 0 | 0
8371 | 2.1 | 1411.34 | 660 | 131.35 | 2202.69 | 740.21 | 444.13 | 11547.34 | 3387.03 | 14490.24 | 190.84 | 0 | 0 | 2398.5 | 11070 | 11070 | 61.5 | 24569.25 | 280.95 | 9.97 | -64.17 | 3.94 | 20 | 37.01 | 0 | 0.5 | 0.5 | 1 | 0.5 | 0 | 0 | 0 | 0 | 0 | 0 | 0 | 0 | 0 | 0 | 0 | 0 | 0 | 0 | 0 | 0 | 0
8372 | 3.4 | 1411.34 | 660 | 131.35 | 2202.69 | 740.21 | 444.13 | 11547.34 | 3387.03 | 14490.24 | 190.84 | 0 | 0 | 2398.5 | 11070 | 11070 | 61.5 | 24569.25 | 282.14 | 11.16 | -62.89 | 5.22 | 20 | 32.61 | 0 | 0.5 | 0.5 | 1 | 0.5 | 0 | 0 | 0 | 0 | 0 | 0 | 0 | 0 | 0 | 0 | 0 | 0 | 0 | 0 | 0 | 0 | 0
8373 | 2.5 | 1411.34 | 660 | 131.35 | 2202.69 | 740.21 | 444.13 | 11547.34 | 3387.03 | 14490.24 | 190.84 | 0 | 0 | 2398.5 | 11070 | 11070 | 61.5 | 24569.25 | 281.31 | 10.34 | -63.78 | 4.34 | 20 | 35.66 | 0 | 0.5 | 0.5 | 1 | 0.5 | 0 | 0 | 0 | 0 | 0 | 0 | 0 | 0 | 0 | 0 | 0 | 0 | 0 | 0 | 0 | 0 | 0
8374 | 2.5 | 1411.34 | 660 | 131.35 | 2202.69 | 740.21 | 444.13 | 11547.34 | 3387.03 | 14490.24 | 190.84 | 0 | 0 | 2398.5 | 11070 | 11070 | 61.5 | 24569.25 | 281.31 | 10.34 | -63.78 | 4.34 | 20 | 35.66 | 0 | 0.5 | 0.5 | 1 | 0.5 | 0 | 0 | 0 | 0 | 0 | 0 | 0 | 0 | 0 | 0 | 0 | 0 | 0 | 0 | 0 | 0 | 0
8375 | 4.1 | 1411.34 | 660 | 131.35 | 2202.69 | 740.21 | 444.13 | 11547.34 | 3387.03 | 14490.24 | 190.84 | 0 | 0 | 2398.5 | 11070 | 11070 | 61.5 | 24569.25 | 282.78 | 11.81 | -62.2 | 5.92 | 20 | 30.24 | 0 | 0.5 | 0.5 | 1 | 0.5 | 0 | 0 | 0 | 0 | 0 | 0 | 0 | 0 | 0 | 0 | 0 | 0 | 0 | 0 | 0 | 0 | 0
8376 | 3.7 | 1411.34 | 660 | 131.35 | 2202.69 | 740.21 | 444.13 | 11547.34 | 3387.03 | 14490.24 | 190.84 | 0 | 0 | 2398.5 | 11070 | 11070 | 61.5 | 24569.25 | 282.42 | 11.44 | -62.59 | 5.52 | 20 | 31.59 | 0 | 0.5 | 0.5 | 1 | 0.5 | 0 | 0 | 0 | 0 | 0 | 0 | 0 | 0 | 0 | 0 | 0 | 0 | 0 | 0 | 0 | 0 | 0
8377 | 3.9 | 1411.34 | 660 | 131.35 | 2202.69 | 740.21 | 444.13 | 11547.34 | 3387.03 | 14490.24 | 190.84 | 0 | 0 | 2398.5 | 2214 | 2214 | 61.5 | 6857.25 | 277.8 | 6.82 | -63.6 | 4.51 | 20 | 48.63 | 0 | 0.5 | 0.1 | 0.5 | 0.5 | 0 | 0 | 0 | 0 | 0 | 0 | 0 | 0 | 0 | 0 | 0 | 0 | 0 | 0 | 0 | 0 | 0
8378 | 4.3 | 1411.34 | 660 | 131.35 | 2202.69 | 740.21 | 444.13 | 11547.34 | 3387.03 | 14490.24 | 190.84 | 0 | 0 | 2398.5 | 2214 | 2214 | 61.5 | 6857.25 | 278.17 | 7.19 | -63.21 | 4.91 | 20 | 47.27 | 0 | 0.5 | 0.1 | 0.5 | 0.5 | 0 | 0 | 0 | 0 | 0 | 0 | 0 | 0 | 0 | 0 | 0 | 0 | 0 | 0 | 0 | 0 | 0
8379 | 3.7 | 1411.34 | 660 | 131.35 | 2202.69 | 740.21 | 444.13 | 11547.34 | 3387.03 | 14490.24 | 190.84 | 0 | 0 | 2398.5 | 2214 | 2214 | 61.5 | 6857.25 | 277.62 | 6.64 | -63.8 | 4.31 | 20 | 49.31 | 0 | 0.5 | 0.1 | 0.5 | 0.5 | 0 | 0 | 0 | 0 | 0 | 0 | 0 | 0 | 0 | 0 | 0 | 0 | 0 | 0 | 0 | 0 | 0
8380 | 4 | 1411.34 | 660 | 131.35 | 2202.69 | 740.21 | 444.13 | 11547.34 | 3387.03 | 14490.24 | 190.84 | 0 | 0 | 2398.5 | 2214 | 2214 | 61.5 | 6857.25 | 277.89 | 6.91 | -63.5 | 4.61 | 20 | 48.29 | 0 | 0.5 | 0.1 | 0.5 | 0.5 | 0 | 0 | 0 | 0 | 0 | 0 | 0 | 0 | 0 | 0 | 0 | 0 | 0 | 0 | 0 | 0 | 0
8381 | 4.3 | 1411.34 | 660 | 131.35 | 2202.69 | 740.21 | 444.13 | 11547.34 | 3387.03 | 14490.24 | 190.84 | 0 | 0 | 2398.5 | 2214 | 2214 | 61.5 | 6857.25 | 278.17 | 7.19 | -63.21 | 4.91 | 20 | 47.27 | 0 | 0.5 | 0.1 | 0.5 | 0.5 | 0 | 0 | 0 | 0 | 0 | 0 | 0 | 0 | 0 | 0 | 0 | 0 | 0 | 0 | 0 | 0 | 0
8382 | 3.1 | 1411.34 | 660 | 131.35 | 2202.69 | 740.21 | 444.13 | 11547.34 | 3387.03 | 14490.24 | 190.84 | 0 | 0 | 2398.5 | 2214 | 2214 | 61.5 | 6857.25 | 277.07 | 6.09 | -64.39 | 3.72 | 20 | 51.34 | 0 | 0.5 | 0.1 | 0.5 | 0.5 | 0 | 0 | 0 | 0 | 0 | 0 | 0 | 0 | 0 | 0 | 0 | 0 | 0 | 0 | 0 | 0 | 0
8383 | 1.7 | 1411.34 | 660 | 131.35 | 2202.69 | 740.21 | 444.13 | 11547.34 | 3387.03 | 14490.24 | 190.84 | 0 | 0 | 2398.5 | 2214 | 2214 | 61.5 | 6857.25 | 275.78 | 4.8 | -65.77 | 2.34 | 20 | 56.08 | 0 | 0.5 | 0.1 | 0.5 | 0.5 | 0 | 0 | 0 | 0 | 0 | 0 | 0 | 0 | 0 | 0 | 0 | 0 | 0 | 0 | 0 | 0 | 0
8384 | 1.3 | 1411.34 | 660 | 131.35 | 2202.69 | 740.21 | 444.13 | 11547.34 | 3387.03 | 14490.24 | 190.84 | 0 | 0 | 2398.5 | 11070 | 11070 | 61.5 | 24569.25 | 280.21 | 9.24 | -64.96 | 3.15 | 20 | 39.72 | 0 | 0.5 | 0.5 | 1 | 0.5 | 0 | 0 | 0 | 0 | 0 | 0 | 0 | 0 | 0 | 0 | 0 | 0 | 0 | 0 | 0 | 0 | 0
8385 | 2.7 | 1411.34 | 660 | 131.35 | 2202.69 | 740.21 | 444.13 | 11547.34 | 3387.03 | 14490.24 | 190.84 | 0 | 0 | 2398.5 | 11070 | 11070 | 61.5 | 24569.25 | 281.5 | 10.52 | -63.58 | 4.53 | 20 | 34.98 | 0 | 0.5 | 0.5 | 1 | 0.5 | 0 | 0 | 0 | 0 | 0 | 0 | 0 | 0 | 0 | 0 | 0 | 0 | 0 | 0 | 0 | 0 | 0
8386 | 4 | 1411.34 | 660 | 131.35 | 2202.69 | 740.21 | 444.13 | 11547.34 | 3387.03 | 14490.24 | 190.84 | 12505.51 | 866.37 | 2398.5 | 11070 | 11070 | 61.5 | 24569.25 | 286.31 | 15.34 | -61.39 | 6.73 | 20 | 17.21 | 0 | 0.5 | 0.5 | 1 | 0.5 | 0 | 2021.65 | 0 | 7764.87 | 0 | 1904.55 | 0 | 814.45 | 0 | 150.2 | 0 | 433.21 | 0 | 93.04 | 0 | 45.44 | 144.48
8387 | 6.1 | 1411.34 | 660 | 131.35 | 2202.69 | 740.21 | 444.13 | 11547.34 | 3387.03 | 14490.24 | 190.84 | 34431.59 | 2344.25 | 2398.5 | 11070 | 11070 | 61.5 | 24569.25 | 294.58 | 23.61 | -57.72 | 10.39 | 23.61 | 0 | 0 | 0.5 | 0.5 | 1 | 0.5 | 0 | 4120.77 | 0 | 16769.5 | 0 | 11191.76 | 0 | 2349.56 | 0 | 306.16 | 0 | 935.59 | 0 | 546.74 | 0 | 131.08 | 424.69
8388 | 7.1 | 1411.34 | 660 | 131.35 | 2202.69 | 740.21 | 444.13 | 11547.34 | 3387.03 | 14490.24 | 190.84 | 55217.99 | 3685.74 | 2398.5 | 11070 | 11070 | 61.5 | 24569.25 | 301.61 | 30.63 | -55.23 | 12.89 | 23.9 | 0 | 0 | 0.5 | 0.5 | 1 | 0.5 | 0 | 5903.97 | 0 | 20865.54 | 0 | 25082.18 | 0 | 3366.3 | 0 | 438.64 | 0 | 1164.11 | 0 | 1225.31 | 0 | 187.81 | 669.87
8389 | 7.4 | 1411.34 | 660 | 131.35 | 2202.69 | 740.21 | 444.13 | 11547.34 | 3387.03 | 14490.24 | 190.84 | 19636.7 | 2737.22 | 2398.5 | 11070 | 11070 | 61.5 | 24569.25 | 291.99 | 21.02 | -57.42 | 10.7 | 21.02 | 0 | 0 | 0.5 | 0.5 | 1 | 0.5 | 0 | 2966.33 | 0 | 5091.95 | 0 | 9887.09 | 0 | 1691.33 | 0 | 440.77 | 0 | 568.17 | 0 | 966.01 | 0 | 188.72 | 573.55
8390 | 7.7 | 1411.34 | 660 | 131.35 | 2202.69 | 740.21 | 444.13 | 11547.34 | 3387.03 | 14490.24 | 190.84 | 18112.67 | 1395.43 | 2398.5 | 11070 | 11070 | 61.5 | 24569.25 | 291.4 | 20.43 | -57.32 | 10.8 | 20.43 | 0 | 0 | 0.5 | 0.5 | 1 | 0.5 | 0 | 4229.58 | 0 | 3293.06 | 0 | 8178.43 | 0 | 2411.6 | 0 | 314.24 | 0 | 183.72 | 0 | 399.53 | 0 | 134.55 | 363.39
8391 | 7.3 | 1411.34 | 660 | 131.35 | 2202.69 | 740.21 | 444.13 | 11547.34 | 3387.03 | 14490.24 | 190.84 | 10478.14 | 837.51 | 2398.5 | 11070 | 11070 | 61.5 | 24569.25 | 288.8 | 17.82 | -58.27 | 9.84 | 20 | 8.04 | 0 | 0.5 | 0.5 | 1 | 0.5 | 0 | 2776.84 | 0 | 1722.07 | 0 | 4395.95 | 0 | 1583.29 | 0 | 206.31 | 0 | 96.08 | 0 | 214.75 | 0 | 88.33 | 232.05
8392 | 7 | 1411.34 | 660 | 131.35 | 2202.69 | 740.21 | 444.13 | 11547.34 | 3387.03 | 14490.24 | 190.84 | 1465.45 | 120.06 | 2398.5 | 11070 | 11070 | 61.5 | 24569.25 | 285.87 | 14.9 | -59.23 | 8.89 | 20 | 18.83 | 0 | 0.5 | 0.5 | 1 | 0.5 | 0 | 402 | 0 | 234.84 | 0 | 599.4 | 0 | 229.21 | 0 | 29.87 | 0 | 13.1 | 0 | 29.28 | 0 | 12.79 | 35.03
8393 | 7 | 1411.34 | 660 | 131.35 | 2202.69 | 740.21 | 444.13 | 11547.34 | 3387.03 | 14490.24 | 190.84 | 0 | 0 | 2398.5 | 11070 | 11070 | 61.5 | 24569.25 | 285.44 | 14.47 | -59.34 | 8.78 | 20 | 20.42 | 0 | 0.5 | 0.5 | 1 | 0.5 | 0 | 0 | 0 | 0 | 0 | 0 | 0 | 0 | 0 | 0 | 0 | 0 | 0 | 0 | 0 | 0 | 0
8394 | 6.1 | 1411.34 | 660 | 131.35 | 2202.69 | 740.21 | 444.13 | 11547.34 | 3387.03 | 14490.24 | 190.84 | 0 | 0 | 2398.5 | 11070 | 11070 | 61.5 | 24569.25 | 284.62 | 13.64 | -60.23 | 7.89 | 20 | 23.46 | 0 | 0.5 | 0.5 | 1 | 0.5 | 0 | 0 | 0 | 0 | 0 | 0 | 0 | 0 | 0 | 0 | 0 | 0 | 0 | 0 | 0 | 0 | 0
8395 | 5.8 | 1411.34 | 660 | 131.35 | 2202.69 | 740.21 | 444.13 | 11547.34 | 3387.03 | 14490.24 | 190.84 | 0 | 0 | 2398.5 | 11070 | 11070 | 61.5 | 24569.25 | 284.34 | 13.37 | -60.52 | 7.59 | 20 | 24.48 | 0 | 0.5 | 0.5 | 1 | 0.5 | 0 | 0 | 0 | 0 | 0 | 0 | 0 | 0 | 0 | 0 | 0 | 0 | 0 | 0 | 0 | 0 | 0
8396 | 5.8 | 1411.34 | 660 | 131.35 | 2202.69 | 740.21 | 444.13 | 11547.34 | 3387.03 | 14490.24 | 190.84 | 0 | 0 | 2398.5 | 11070 | 11070 | 61.5 | 24569.25 | 284.34 | 13.37 | -60.52 | 7.59 | 20 | 24.48 | 0 | 0.5 | 0.5 | 1 | 0.5 | 0 | 0 | 0 | 0 | 0 | 0 | 0 | 0 | 0 | 0 | 0 | 0 | 0 | 0 | 0 | 0 | 0
8397 | 5.4 | 1411.34 | 660 | 131.35 | 2202.69 | 740.21 | 444.13 | 11547.34 | 3387.03 | 14490.24 | 190.84 | 0 | 0 | 2398.5 | 11070 | 11070 | 61.5 | 24569.25 | 283.98 | 13 | -60.92 | 7.2 | 20 | 25.84 | 0 | 0.5 | 0.5 | 1 | 0.5 | 0 | 0 | 0 | 0 | 0 | 0 | 0 | 0 | 0 | 0 | 0 | 0 | 0 | 0 | 0 | 0 | 0
8398 | 5.4 | 1411.34 | 660 | 131.35 | 2202.69 | 740.21 | 444.13 | 11547.34 | 3387.03 | 14490.24 | 190.84 | 0 | 0 | 2398.5 | 11070 | 11070 | 61.5 | 24569.25 | 283.98 | 13 | -60.92 | 7.2 | 20 | 25.84 | 0 | 0.5 | 0.5 | 1 | 0.5 | 0 | 0 | 0 | 0 | 0 | 0 | 0 | 0 | 0 | 0 | 0 | 0 | 0 | 0 | 0 | 0 | 0
8399 | 5.3 | 1411.34 | 660 | 131.35 | 2202.69 | 740.21 | 444.13 | 11547.34 | 3387.03 | 14490.24 | 190.84 | 0 | 0 | 2398.5 | 11070 | 11070 | 61.5 | 24569.25 | 283.88 | 12.91 | -61.02 | 7.1 | 20 | 26.17 | 0 | 0.5 | 0.5 | 1 | 0.5 | 0 | 0 | 0 | 0 | 0 | 0 | 0 | 0 | 0 | 0 | 0 | 0 | 0 | 0 | 0 | 0 | 0
8400 | 5.1 | 1411.34 | 660 | 131.35 | 2202.69 | 740.21 | 444.13 | 11547.34 | 3387.03 | 14490.24 | 190.84 | 0 | 0 | 2398.5 | 11070 | 11070 | 61.5 | 24569.25 | 283.7 | 12.72 | -61.21 | 6.9 | 20 | 26.85 | 0 | 0.5 | 0.5 | 1 | 0.5 | 0 | 0 | 0 | 0 | 0 | 0 | 0 | 0 | 0 | 0 | 0 | 0 | 0 | 0 | 0 | 0 | 0
8401 | 5 | 1411.34 | 660 | 131.35 | 2202.69 | 740.21 | 444.13 | 11547.34 | 3387.03 | 14490.24 | 190.84 | 0 | 0 | 2398.5 | 2214 | 2214 | 61.5 | 6857.25 | 278.81 | 7.83 | -62.52 | 5.6 | 20 | 44.9 | 0 | 0.5 | 0.1 | 0.5 | 0.5 | 0 | 0 | 0 | 0 | 0 | 0 | 0 | 0 | 0 | 0 | 0 | 0 | 0 | 0 | 0 | 0 | 0
8402 | 4.8 | 1411.34 | 660 | 131.35 | 2202.69 | 740.21 | 444.13 | 11547.34 | 3387.03 | 14490.24 | 190.84 | 0 | 0 | 2398.5 | 2214 | 2214 | 61.5 | 6857.25 | 278.63 | 7.65 | -62.72 | 5.4 | 20 | 45.58 | 0 | 0.5 | 0.1 | 0.5 | 0.5 | 0 | 0 | 0 | 0 | 0 | 0 | 0 | 0 | 0 | 0 | 0 | 0 | 0 | 0 | 0 | 0 | 0
8403 | 4.8 | 1411.34 | 660 | 131.35 | 2202.69 | 740.21 | 444.13 | 11547.34 | 3387.03 | 14490.24 | 190.84 | 0 | 0 | 2398.5 | 2214 | 2214 | 61.5 | 6857.25 | 278.63 | 7.65 | -62.72 | 5.4 | 20 | 45.58 | 0 | 0.5 | 0.1 | 0.5 | 0.5 | 0 | 0 | 0 | 0 | 0 | 0 | 0 | 0 | 0 | 0 | 0 | 0 | 0 | 0 | 0 | 0 | 0
8404 | 4.6 | 1411.34 | 660 | 131.35 | 2202.69 | 740.21 | 444.13 | 11547.34 | 3387.03 | 14490.24 | 190.84 | 0 | 0 | 2398.5 | 2214 | 2214 | 61.5 | 6857.25 | 278.44 | 7.47 | -62.91 | 5.2 | 20 | 46.26 | 0 | 0.5 | 0.1 | 0.5 | 0.5 | 0 | 0 | 0 | 0 | 0 | 0 | 0 | 0 | 0 | 0 | 0 | 0 | 0 | 0 | 0 | 0 | 0
8405 | 4.4 | 1411.34 | 660 | 131.35 | 2202.69 | 740.21 | 444.13 | 11547.34 | 3387.03 | 14490.24 | 190.84 | 0 | 0 | 2398.5 | 2214 | 2214 | 61.5 | 6857.25 | 278.26 | 7.28 | -63.11 | 5 | 20 | 46.93 | 0 | 0.5 | 0.1 | 0.5 | 0.5 | 0 | 0 | 0 | 0 | 0 | 0 | 0 | 0 | 0 | 0 | 0 | 0 | 0 | 0 | 0 | 0 | 0
8406 | 4 | 1411.34 | 660 | 131.35 | 2202.69 | 740.21 | 444.13 | 11547.34 | 3387.03 | 14490.24 | 190.84 | 0 | 0 | 2398.5 | 2214 | 2214 | 61.5 | 6857.25 | 277.89 | 6.91 | -63.5 | 4.61 | 20 | 48.29 | 0 | 0.5 | 0.1 | 0.5 | 0.5 | 0 | 0 | 0 | 0 | 0 | 0 | 0 | 0 | 0 | 0 | 0 | 0 | 0 | 0 | 0 | 0 | 0
8407 | 4.3 | 1411.34 | 660 | 131.35 | 2202.69 | 740.21 | 444.13 | 11547.34 | 3387.03 | 14490.24 | 190.84 | 0 | 0 | 2398.5 | 2214 | 2214 | 61.5 | 6857.25 | 278.17 | 7.19 | -63.21 | 4.91 | 20 | 47.27 | 0 | 0.5 | 0.1 | 0.5 | 0.5 | 0 | 0 | 0 | 0 | 0 | 0 | 0 | 0 | 0 | 0 | 0 | 0 | 0 | 0 | 0 | 0 | 0
8408 | 4.2 | 1411.34 | 660 | 131.35 | 2202.69 | 740.21 | 177.65 | 11280.86 | 3120.55 | 14223.76 | 190.84 | 0 | 0 | 959.4 | 4428 | 4428 | 24.6 | 9827.7 | 298.32 | 8.27 | -64.35 | 5.02 | 20 | 40.43 | 0 | 0.2 | 0.2 | 1 | 0.2 | 0 | 0 | 0 | 0 | 0 | 0 | 0 | 0 | 0 | 0 | 0 | 0 | 0 | 0 | 0 | 0 | 0
8409 | 4.6 | 1411.34 | 660 | 131.35 | 2202.69 | 740.21 | 177.65 | 11280.86 | 3120.55 | 14223.76 | 190.84 | 0 | 0 | 959.4 | 4428 | 4428 | 24.6 | 9827.7 | 298.68 | 8.63 | -63.95 | 5.42 | 20 | 39.18 | 0 | 0.2 | 0.2 | 1 | 0.2 | 0 | 0 | 0 | 0 | 0 | 0 | 0 | 0 | 0 | 0 | 0 | 0 | 0 | 0 | 0 | 0 | 0
8410 | 4 | 1411.34 | 660 | 131.35 | 2202.69 | 740.21 | 177.65 | 11280.86 | 3120.55 | 14223.76 | 190.84 | 3359.84 | 256.61 | 959.4 | 4428 | 4428 | 24.6 | 9827.7 | 299.19 | 9.14 | -64.3 | 5.08 | 20 | 37.44 | 0 | 0.2 | 0.2 | 1 | 0.2 | 0 | 775.21 | 0 | 1250.96 | 0 | 934.18 | 0 | 399.48 | 0 | 57.59 | 0 | 69.79 | 0 | 45.64 | 0 | 22.29 | 61.3
8411 | 5.3 | 1411.34 | 660 | 131.35 | 2202.69 | 740.21 | 177.65 | 11280.86 | 3120.55 | 14223.76 | 190.84 | 33181.11 | 2262.91 | 959.4 | 4428 | 4428 | 24.6 | 9827.7 | 309.6 | 19.55 | -60.8 | 8.57 | 20 | 1.55 | 0 | 0.2 | 0.2 | 1 | 0.2 | 0 | 4049.99 | 0 | 16043.67 | 0 | 10778.25 | 0 | 2309.2 | 0 | 300.9 | 0 | 895.09 | 0 | 526.54 | 0 | 128.83 | 411.55
8412 | 6.3 | 1411.34 | 660 | 131.35 | 2202.69 | 740.21 | 177.65 | 11280.86 | 3120.55 | 14223.76 | 190.84 | 77804.24 | 5011.84 | 959.4 | 4428 | 4428 | 24.6 | 9827.7 | 324.24 | 34.19 | -56.53 | 12.84 | 23.9 | 0 | 0 | 0.2 | 0.2 | 1 | 0.2 | 0 | 5845.26 | 0 | 32389.29 | 0 | 36236.86 | 0 | 3332.82 | 0 | 434.28 | 0 | 1807.03 | 0 | 1770.24 | 0 | 185.94 | 814.35
8413 | 6.6 | 1411.34 | 660 | 131.35 | 2202.69 | 740.21 | 177.65 | 11280.86 | 3120.55 | 14223.76 | 190.84 | 49962.98 | 6225.1 | 959.4 | 4428 | 4428 | 24.6 | 9827.7 | 316.95 | 26.9 | -58.08 | 11.29 | 23.9 | 0 | 0 | 0.2 | 0.2 | 1 | 0.2 | 0 | 3121.92 | 0 | 16069.17 | 0 | 28991.85 | 0 | 1780.04 | 0 | 463.89 | 0 | 1793.03 | 0 | 2832.61 | 0 | 198.62 | 936.94
8414 | 7 | 1411.34 | 660 | 131.35 | 2202.69 | 740.21 | 177.65 | 11280.86 | 3120.55 | 14223.76 | 190.84 | 50082.47 | 6085.94 | 959.4 | 4428 | 4428 | 24.6 | 9827.7 | 317.3 | 27.25 | -57.69 | 11.68 | 23.9 | 0 | 0 | 0.2 | 0.2 | 1 | 0.2 | 0 | 3016.66 | 0 | 11956.73 | 0 | 33389.07 | 0 | 1720.02 | 0 | 448.25 | 0 | 1334.16 | 0 | 3262.24 | 0 | 191.92 | 849.38
8415 | 6.4 | 1411.34 | 660 | 131.35 | 2202.69 | 740.21 | 177.65 | 11280.86 | 3120.55 | 14223.76 | 190.84 | 41471.49 | 4902.11 | 959.4 | 4428 | 4428 | 24.6 | 9827.7 | 313.92 | 23.87 | -58.96 | 10.41 | 23.87 | 0 | 0 | 0.2 | 0.2 | 1 | 0.2 | 0 | 2476.46 | 0 | 6917.17 | 0 | 30665.83 | 0 | 1412.02 | 0 | 367.98 | 0 | 771.83 | 0 | 2996.17 | 0 | 157.56 | 608.57
8416 | 4.9 | 1411.34 | 660 | 131.35 | 2202.69 | 740.21 | 177.65 | 11280.86 | 3120.55 | 14223.76 | 190.84 | 46180.21 | 2635.59 | 959.4 | 4428 | 4428 | 24.6 | 9827.7 | 313.27 | 23.22 | -60.27 | 9.1 | 23.22 | 0 | 0 | 0.2 | 0.2 | 1 | 0.2 | 0 | 2746.11 | 0 | 4580.9 | 0 | 37287.44 | 0 | 1565.76 | 0 | 204.02 | 0 | 255.57 | 0 | 1821.56 | 0 | 87.36 | 267.07
8417 | 2.7 | 1411.34 | 660 | 131.35 | 2202.69 | 740.21 | 177.65 | 11280.86 | 3120.55 | 14223.76 | 190.84 | 523.91 | 43.76 | 959.4 | 4428 | 4428 | 24.6 | 9827.7 | 297.26 | 7.21 | -65.79 | 3.58 | 20 | 44.11 | 0 | 0.2 | 0.2 | 1 | 0.2 | 0 | 150.82 | 0 | 85.99 | 0 | 201.1 | 0 | 85.99 | 0 | 11.21 | 0 | 4.8 | 0 | 9.82 | 0 | 4.8 | 13.13
8418 | 1.3 | 1411.34 | 660 | 131.35 | 2202.69 | 740.21 | 444.13 | 11547.34 | 3387.03 | 14490.24 | 190.84 | 0 | 0 | 2398.5 | 11070 | 11070 | 61.5 | 24569.25 | 280.21 | 9.24 | -64.96 | 3.15 | 20 | 39.72 | 0 | 0.5 | 0.5 | 1 | 0.5 | 0 | 0 | 0 | 0 | 0 | 0 | 0 | 0 | 0 | 0 | 0 | 0 | 0 | 0 | 0 | 0 | 0
8419 | 0.3 | 1411.34 | 660 | 131.35 | 2202.69 | 740.21 | 444.13 | 11547.34 | 3387.03 | 14490.24 | 190.84 | 0 | 0 | 2398.5 | 11070 | 11070 | 61.5 | 24569.25 | 279.29 | 8.32 | -65.95 | 2.16 | 20 | 43.11 | 0 | 0.5 | 0.5 | 1 | 0.5 | 0 | 0 | 0 | 0 | 0 | 0 | 0 | 0 | 0 | 0 | 0 | 0 | 0 | 0 | 0 | 0 | 0
8420 | 0.9 | 1411.34 | 660 | 131.35 | 2202.69 | 740.21 | 444.13 | 11547.34 | 3387.03 | 14490.24 | 190.84 | 0 | 0 | 2398.5 | 11070 | 11070 | 61.5 | 24569.25 | 279.85 | 8.87 | -65.36 | 2.76 | 20 | 41.08 | 0 | 0.5 | 0.5 | 1 | 0.5 | 0 | 0 | 0 | 0 | 0 | 0 | 0 | 0 | 0 | 0 | 0 | 0 | 0 | 0 | 0 | 0 | 0
8421 | 0.9 | 1411.34 | 660 | 131.35 | 2202.69 | 740.21 | 444.13 | 11547.34 | 3387.03 | 14490.24 | 190.84 | 0 | 0 | 2398.5 | 11070 | 11070 | 61.5 | 24569.25 | 279.85 | 8.87 | -65.36 | 2.76 | 20 | 41.08 | 0 | 0.5 | 0.5 | 1 | 0.5 | 0 | 0 | 0 | 0 | 0 | 0 | 0 | 0 | 0 | 0 | 0 | 0 | 0 | 0 | 0 | 0 | 0
8422 | -0.4 | 1411.34 | 660 | 131.35 | 2202.69 | 740.21 | 444.13 | 11547.34 | 3387.03 | 14490.24 | 190.84 | 0 | 0 | 2398.5 | 11070 | 11070 | 61.5 | 24569.25 | 278.65 | 7.68 | -66.64 | 1.47 | 20 | 45.48 | 0 | 0.5 | 0.5 | 1 | 0.5 | 0 | 0 | 0 | 0 | 0 | 0 | 0 | 0 | 0 | 0 | 0 | 0 | 0 | 0 | 0 | 0 | 0
8423 | -1.1 | 1411.34 | 660 | 131.35 | 2202.69 | 740.21 | 444.13 | 11547.34 | 3387.03 | 14490.24 | 190.84 | 0 | 0 | 2398.5 | 11070 | 11070 | 61.5 | 24569.25 | 278.01 | 7.03 | -67.33 | 0.78 | 20 | 47.85 | 0 | 0.5 | 0.5 | 1 | 0.5 | 0 | 0 | 0 | 0 | 0 | 0 | 0 | 0 | 0 | 0 | 0 | 0 | 0 | 0 | 0 | 0 | 0
8424 | -1.2 | 1411.34 | 660 | 131.35 | 2202.69 | 740.21 | 444.13 | 11547.34 | 3387.03 | 14490.24 | 190.84 | 0 | 0 | 2398.5 | 11070 | 11070 | 61.5 | 24569.25 | 277.92 | 6.94 | -67.43 | 0.68 | 20 | 48.19 | 0 | 0.5 | 0.5 | 1 | 0.5 | 0 | 0 | 0 | 0 | 0 | 0 | 0 | 0 | 0 | 0 | 0 | 0 | 0 | 0 | 0 | 0 | 0
8425 | -0.6 | 1411.34 | 660 | 131.35 | 2202.69 | 740.21 | 444.13 | 11547.34 | 3387.03 | 14490.24 | 190.84 | 0 | 0 | 2398.5 | 2214 | 2214 | 61.5 | 6857.25 | 273.67 | 2.69 | -68.04 | 0.07 | 20 | 63.87 | 0 | 0.5 | 0.1 | 0.5 | 0.5 | 0 | 0 | 0 | 0 | 0 | 0 | 0 | 0 | 0 | 0 | 0 | 0 | 0 | 0 | 0 | 0 | 0
8426 | -0.9 | 1411.34 | 660 | 131.35 | 2202.69 | 740.21 | 444.13 | 11547.34 | 3387.03 | 14490.24 | 190.84 | 0 | 0 | 2398.5 | 2214 | 2214 | 61.5 | 6857.25 | 273.39 | 2.42 | -68.34 | -0.23 | 20 | 64.89 | 0 | 0.5 | 0.1 | 0.5 | 0.5 | 0 | 0 | 0 | 0 | 0 | 0 | 0 | 0 | 0 | 0 | 0 | 0 | 0 | 0 | 0 | 0 | 0
8427 | -1.3 | 1411.34 | 660 | 131.35 | 2202.69 | 740.21 | 444.13 | 11547.34 | 3387.03 | 14490.24 | 190.84 | 0 | 0 | 2398.5 | 2214 | 2214 | 61.5 | 6857.25 | 273.03 | 2.05 | -68.74 | -0.62 | 20 | 66.24 | 0 | 0.5 | 0.1 | 0.5 | 0.5 | 0 | 0 | 0 | 0 | 0 | 0 | 0 | 0 | 0 | 0 | 0 | 0 | 0 | 0 | 0 | 0 | 0
8428 | -2 | 1411.34 | 660 | 131.35 | 2202.69 | 740.21 | 444.13 | 11547.34 | 3387.03 | 14490.24 | 190.84 | 0 | 0 | 2398.5 | 2214 | 2214 | 61.5 | 6857.25 | 272.38 | 1.41 | -69.43 | -1.31 | 20 | 68.61 | 0 | 0.5 | 0.1 | 0.5 | 0.5 | 0 | 0 | 0 | 0 | 0 | 0 | 0 | 0 | 0 | 0 | 0 | 0 | 0 | 0 | 0 | 0 | 0
8429 | -2.4 | 1411.34 | 660 | 131.35 | 2202.69 | 740.21 | 444.13 | 11547.34 | 3387.03 | 14490.24 | 190.84 | 0 | 0 | 2398.5 | 2214 | 2214 | 61.5 | 6857.25 | 272.02 | 1.04 | -69.82 | -1.71 | 20 | 69.97 | 0 | 0.5 | 0.1 | 0.5 | 0.5 | 0 | 0 | 0 | 0 | 0 | 0 | 0 | 0 | 0 | 0 | 0 | 0 | 0 | 0 | 0 | 0 | 0
8430 | -1.4 | 1411.34 | 660 | 131.35 | 2202.69 | 740.21 | 444.13 | 11547.34 | 3387.03 | 14490.24 | 190.84 | 0 | 0 | 2398.5 | 2214 | 2214 | 61.5 | 6857.25 | 272.93 | 1.96 | -68.83 | -0.72 | 20 | 66.58 | 0 | 0.5 | 0.1 | 0.5 | 0.5 | 0 | 0 | 0 | 0 | 0 | 0 | 0 | 0 | 0 | 0 | 0 | 0 | 0 | 0 | 0 | 0 | 0
8431 | -0.2 | 1411.34 | 660 | 131.35 | 2202.69 | 740.21 | 444.13 | 11547.34 | 3387.03 | 14490.24 | 190.84 | 0 | 0 | 2398.5 | 2214 | 2214 | 61.5 | 6857.25 | 274.04 | 3.06 | -67.65 | 0.46 | 20 | 62.51 | 0 | 0.5 | 0.1 | 0.5 | 0.5 | 0 | 0 | 0 | 0 | 0 | 0 | 0 | 0 | 0 | 0 | 0 | 0 | 0 | 0 | 0 | 0 | 0
8432 | -0.1 | 1411.34 | 660 | 131.35 | 2202.69 | 740.21 | 177.65 | 11280.86 | 3120.55 | 14223.76 | 190.84 | 0 | 0 | 959.4 | 4428 | 4428 | 24.6 | 9827.7 | 294.43 | 4.38 | -68.59 | 0.78 | 20 | 53.85 | 0 | 0.2 | 0.2 | 1 | 0.2 | 0 | 0 | 0 | 0 | 0 | 0 | 0 | 0 | 0 | 0 | 0 | 0 | 0 | 0 | 0 | 0 | 0
8433 | -1.2 | 1411.34 | 660 | 131.35 | 2202.69 | 740.21 | 177.65 | 11280.86 | 3120.55 | 14223.76 | 190.84 | 0 | 0 | 959.4 | 4428 | 4428 | 24.6 | 9827.7 | 293.43 | 3.39 | -69.68 | -0.3 | 20 | 57.28 | 0 | 0.2 | 0.2 | 1 | 0.2 | 0 | 0 | 0 | 0 | 0 | 0 | 0 | 0 | 0 | 0 | 0 | 0 | 0 | 0 | 0 | 0 | 0
8434 | 1 | 1411.34 | 660 | 131.35 | 2202.69 | 740.21 | 177.65 | 11280.86 | 3120.55 | 14223.76 | 190.84 | 18787.39 | 1302.04 | 959.4 | 4428 | 4428 | 24.6 | 9827.7 | 301.25 | 11.2 | -66.11 | 3.26 | 20 | 30.33 | 0 | 0.2 | 0.2 | 1 | 0.2 | 0 | 2683.01 | 0 | 13082.47 | 0 | 2116.73 | 0 | 905.18 | 0 | 199.34 | 0 | 729.89 | 0 | 103.41 | 0 | 50.5 | 218.91
8435 | 2.5 | 1411.34 | 660 | 131.35 | 2202.69 | 740.21 | 177.65 | 11280.86 | 3120.55 | 14223.76 | 190.84 | 52248.45 | 3456.89 | 959.4 | 4428 | 4428 | 24.6 | 9827.7 | 312.94 | 22.89 | -62.16 | 7.21 | 22.89 | 0 | 0 | 0.2 | 0.2 | 1 | 0.2 | 0 | 4358.25 | 0 | 29222.13 | 0 | 16183.11 | 0 | 2484.96 | 0 | 323.8 | 0 | 1630.33 | 0 | 790.58 | 0 | 138.64 | 573.55
8436 | 4 | 1411.34 | 660 | 131.35 | 2202.69 | 740.21 | 177.65 | 11280.86 | 3120.55 | 14223.76 | 190.84 | 84853.76 | 5412.56 | 959.4 | 4428 | 4428 | 24.6 | 9827.7 | 324.44 | 34.39 | -58.28 | 11.09 | 23.9 | 0 | 0 | 0.2 | 0.2 | 1 | 0.2 | 0 | 5658.55 | 0 | 36251.43 | 0 | 39717.43 | 0 | 3226.36 | 0 | 420.4 | 0 | 2022.51 | 0 | 1940.27 | 0 | 180 | 849.38
8437 | 4.8 | 1411.34 | 660 | 131.35 | 2202.69 | 740.21 | 177.65 | 11280.86 | 3120.55 | 14223.76 | 190.84 | 53170.7 | 6582.46 | 959.4 | 4428 | 4428 | 24.6 | 9827.7 | 316.35 | 26.3 | -59.61 | 9.76 | 23.9 | 0 | 0 | 0.2 | 0.2 | 1 | 0.2 | 0 | 2961.54 | 0 | 17392.01 | 0 | 31128.56 | 0 | 1688.6 | 0 | 440.06 | 0 | 1940.64 | 0 | 3041.38 | 0 | 188.42 | 971.97
8438 | 5.6 | 1411.34 | 660 | 131.35 | 2202.69 | 740.21 | 177.65 | 11280.86 | 3120.55 | 14223.76 | 190.84 | 54382.79 | 6553 | 959.4 | 4428 | 4428 | 24.6 | 9827.7 | 317.42 | 27.37 | -58.74 | 10.63 | 23.9 | 0 | 0 | 0.2 | 0.2 | 1 | 0.2 | 0 | 2861.56 | 0 | 13153.67 | 0 | 36735.96 | 0 | 1631.59 | 0 | 425.2 | 0 | 1467.71 | 0 | 3589.24 | 0 | 182.06 | 888.78
8439 | 5.8 | 1411.34 | 660 | 131.35 | 2202.69 | 740.21 | 177.65 | 11280.86 | 3120.55 | 14223.76 | 190.84 | 43450.6 | 5112.37 | 959.4 | 4428 | 4428 | 24.6 | 9827.7 | 314.01 | 23.96 | -59.4 | 9.97 | 23.9 | 0 | 0 | 0.2 | 0.2 | 1 | 0.2 | 0 | 2456.11 | 0 | 7274.43 | 0 | 32319.64 | 0 | 1400.42 | 0 | 364.96 | 0 | 811.7 | 0 | 3157.75 | 0 | 156.26 | 621.71
8440 | 4.5 | 1411.34 | 660 | 131.35 | 2202.69 | 740.21 | 177.65 | 11280.86 | 3120.55 | 14223.76 | 190.84 | 26129.37 | 2950.25 | 959.4 | 4428 | 4428 | 24.6 | 9827.7 | 307.18 | 17.13 | -62.04 | 7.34 | 20 | 9.88 | 0 | 0.2 | 0.2 | 1 | 0.2 | 0 | 1387.15 | 0 | 2560.53 | 0 | 21390.78 | 0 | 790.92 | 0 | 206.12 | 0 | 285.71 | 0 | 2089.96 | 0 | 88.25 | 280.21
8441 | 2.4 | 1411.34 | 660 | 131.35 | 2202.69 | 740.21 | 177.65 | 11280.86 | 3120.55 | 14223.76 | 190.84 | 1063.64 | 88.44 | 959.4 | 4428 | 4428 | 24.6 | 9827.7 | 297.03 | 6.98 | -66.05 | 3.33 | 20 | 44.9 | 0 | 0.2 | 0.2 | 1 | 0.2 | 0 | 306.2 | 0 | 174.59 | 0 | 408.27 | 0 | 174.59 | 0 | 22.75 | 0 | 9.74 | 0 | 19.94 | 0 | 9.74 | 26.27
8442 | 1.5 | 1411.34 | 660 | 131.35 | 2202.69 | 740.21 | 444.13 | 11547.34 | 3387.03 | 14490.24 | 190.84 | 0 | 0 | 2398.5 | 11070 | 11070 | 61.5 | 24569.25 | 280.4 | 9.42 | -64.77 | 3.35 | 20 | 39.04 | 0 | 0.5 | 0.5 | 1 | 0.5 | 0 | 0 | 0 | 0 | 0 | 0 | 0 | 0 | 0 | 0 | 0 | 0 | 0 | 0 | 0 | 0 | 0
8443 | 1.1 | 1411.34 | 660 | 131.35 | 2202.69 | 740.21 | 444.13 | 11547.34 | 3387.03 | 14490.24 | 190.84 | 0 | 0 | 2398.5 | 11070 | 11070 | 61.5 | 24569.25 | 280.03 | 9.05 | -65.16 | 2.95 | 20 | 40.4 | 0 | 0.5 | 0.5 | 1 | 0.5 | 0 | 0 | 0 | 0 | 0 | 0 | 0 | 0 | 0 | 0 | 0 | 0 | 0 | 0 | 0 | 0 | 0
8444 | 2.7 | 1411.34 | 660 | 131.35 | 2202.69 | 740.21 | 444.13 | 11547.34 | 3387.03 | 14490.24 | 190.84 | 0 | 0 | 2398.5 | 11070 | 11070 | 61.5 | 24569.25 | 281.5 | 10.52 | -63.58 | 4.53 | 20 | 34.98 | 0 | 0.5 | 0.5 | 1 | 0.5 | 0 | 0 | 0 | 0 | 0 | 0 | 0 | 0 | 0 | 0 | 0 | 0 | 0 | 0 | 0 | 0 | 0
8445 | 2.8 | 1411.34 | 660 | 131.35 | 2202.69 | 740.21 | 444.13 | 11547.34 | 3387.03 | 14490.24 | 190.84 | 0 | 0 | 2398.5 | 11070 | 11070 | 61.5 | 24569.25 | 281.59 | 10.61 | -63.48 | 4.63 | 20 | 34.64 | 0 | 0.5 | 0.5 | 1 | 0.5 | 0 | 0 | 0 | 0 | 0 | 0 | 0 | 0 | 0 | 0 | 0 | 0 | 0 | 0 | 0 | 0 | 0
8446 | 2.2 | 1411.34 | 660 | 131.35 | 2202.69 | 740.21 | 444.13 | 11547.34 | 3387.03 | 14490.24 | 190.84 | 0 | 0 | 2398.5 | 11070 | 11070 | 61.5 | 24569.25 | 281.04 | 10.06 | -64.07 | 4.04 | 20 | 36.67 | 0 | 0.5 | 0.5 | 1 | 0.5 | 0 | 0 | 0 | 0 | 0 | 0 | 0 | 0 | 0 | 0 | 0 | 0 | 0 | 0 | 0 | 0 | 0
8447 | 1.4 | 1411.34 | 660 | 131.35 | 2202.69 | 740.21 | 444.13 | 11547.34 | 3387.03 | 14490.24 | 190.84 | 0 | 0 | 2398.5 | 11070 | 11070 | 61.5 | 24569.25 | 280.3 | 9.33 | -64.86 | 3.25 | 20 | 39.38 | 0 | 0.5 | 0.5 | 1 | 0.5 | 0 | 0 | 0 | 0 | 0 | 0 | 0 | 0 | 0 | 0 | 0 | 0 | 0 | 0 | 0 | 0 | 0
8448 | 0.7 | 1411.34 | 660 | 131.35 | 2202.69 | 740.21 | 444.13 | 11547.34 | 3387.03 | 14490.24 | 190.84 | 0 | 0 | 2398.5 | 11070 | 11070 | 61.5 | 24569.25 | 279.66 | 8.69 | -65.56 | 2.56 | 20 | 41.75 | 0 | 0.5 | 0.5 | 1 | 0.5 | 0 | 0 | 0 | 0 | 0 | 0 | 0 | 0 | 0 | 0 | 0 | 0 | 0 | 0 | 0 | 0 | 0
8449 | 0.3 | 1411.34 | 660 | 131.35 | 2202.69 | 740.21 | 444.13 | 11547.34 | 3387.03 | 14490.24 | 190.84 | 0 | 0 | 2398.5 | 2214 | 2214 | 61.5 | 6857.25 | 274.5 | 3.52 | -67.16 | 0.96 | 20 | 60.82 | 0 | 0.5 | 0.1 | 0.5 | 0.5 | 0 | 0 | 0 | 0 | 0 | 0 | 0 | 0 | 0 | 0 | 0 | 0 | 0 | 0 | 0 | 0 | 0
8450 | 0.4 | 1411.34 | 660 | 131.35 | 2202.69 | 740.21 | 444.13 | 11547.34 | 3387.03 | 14490.24 | 190.84 | 0 | 0 | 2398.5 | 2214 | 2214 | 61.5 | 6857.25 | 274.59 | 3.61 | -67.06 | 1.06 | 20 | 60.48 | 0 | 0.5 | 0.1 | 0.5 | 0.5 | 0 | 0 | 0 | 0 | 0 | 0 | 0 | 0 | 0 | 0 | 0 | 0 | 0 | 0 | 0 | 0 | 0
8451 | -0.2 | 1411.34 | 660 | 131.35 | 2202.69 | 740.21 | 444.13 | 11547.34 | 3387.03 | 14490.24 | 190.84 | 0 | 0 | 2398.5 | 2214 | 2214 | 61.5 | 6857.25 | 274.04 | 3.06 | -67.65 | 0.46 | 20 | 62.51 | 0 | 0.5 | 0.1 | 0.5 | 0.5 | 0 | 0 | 0 | 0 | 0 | 0 | 0 | 0 | 0 | 0 | 0 | 0 | 0 | 0 | 0 | 0 | 0
8452 | -0.4 | 1411.34 | 660 | 131.35 | 2202.69 | 740.21 | 444.13 | 11547.34 | 3387.03 | 14490.24 | 190.84 | 0 | 0 | 2398.5 | 2214 | 2214 | 61.5 | 6857.25 | 273.85 | 2.88 | -67.85 | 0.27 | 20 | 63.19 | 0 | 0.5 | 0.1 | 0.5 | 0.5 | 0 | 0 | 0 | 0 | 0 | 0 | 0 | 0 | 0 | 0 | 0 | 0 | 0 | 0 | 0 | 0 | 0
8453 | -0.1 | 1411.34 | 660 | 131.35 | 2202.69 | 740.21 | 444.13 | 11547.34 | 3387.03 | 14490.24 | 190.84 | 0 | 0 | 2398.5 | 2214 | 2214 | 61.5 | 6857.25 | 274.13 | 3.15 | -67.55 | 0.56 | 20 | 62.18 | 0 | 0.5 | 0.1 | 0.5 | 0.5 | 0 | 0 | 0 | 0 | 0 | 0 | 0 | 0 | 0 | 0 | 0 | 0 | 0 | 0 | 0 | 0 | 0
8454 | -0.5 | 1411.34 | 660 | 131.35 | 2202.69 | 740.21 | 444.13 | 11547.34 | 3387.03 | 14490.24 | 190.84 | 0 | 0 | 2398.5 | 2214 | 2214 | 61.5 | 6857.25 | 273.76 | 2.78 | -67.95 | 0.17 | 20 | 63.53 | 0 | 0.5 | 0.1 | 0.5 | 0.5 | 0 | 0 | 0 | 0 | 0 | 0 | 0 | 0 | 0 | 0 | 0 | 0 | 0 | 0 | 0 | 0 | 0
8455 | 0.6 | 1411.34 | 660 | 131.35 | 2202.69 | 740.21 | 444.13 | 11547.34 | 3387.03 | 14490.24 | 190.84 | 0 | 0 | 2398.5 | 2214 | 2214 | 61.5 | 6857.25 | 274.77 | 3.79 | -66.86 | 1.25 | 20 | 59.81 | 0 | 0.5 | 0.1 | 0.5 | 0.5 | 0 | 0 | 0 | 0 | 0 | 0 | 0 | 0 | 0 | 0 | 0 | 0 | 0 | 0 | 0 | 0 | 0
8456 | 1.6 | 1411.34 | 660 | 131.35 | 2202.69 | 740.21 | 177.65 | 11280.86 | 3120.55 | 14223.76 | 190.84 | 0 | 0 | 959.4 | 4428 | 4428 | 24.6 | 9827.7 | 295.97 | 5.92 | -66.91 | 2.46 | 20 | 48.54 | 0 | 0.2 | 0.2 | 1 | 0.2 | 0 | 0 | 0 | 0 | 0 | 0 | 0 | 0 | 0 | 0 | 0 | 0 | 0 | 0 | 0 | 0 | 0
8457 | 1.9 | 1411.34 | 660 | 131.35 | 2202.69 | 740.21 | 177.65 | 11280.86 | 3120.55 | 14223.76 | 190.84 | 0 | 0 | 959.4 | 4428 | 4428 | 24.6 | 9827.7 | 296.24 | 6.19 | -66.62 | 2.76 | 20 | 47.61 | 0 | 0.2 | 0.2 | 1 | 0.2 | 0 | 0 | 0 | 0 | 0 | 0 | 0 | 0 | 0 | 0 | 0 | 0 | 0 | 0 | 0 | 0 | 0
8458 | 2.4 | 1411.34 | 660 | 131.35 | 2202.69 | 740.21 | 177.65 | 11280.86 | 3120.55 | 14223.76 | 190.84 | 1102.6 | 90.69 | 959.4 | 4428 | 4428 | 24.6 | 9827.7 | 297.04 | 6.99 | -66.04 | 3.33 | 20 | 44.85 | 0 | 0.2 | 0.2 | 1 | 0.2 | 0 | 311.53 | 0 | 202.74 | 0 | 412.1 | 0 | 176.23 | 0 | 23.15 | 0 | 11.31 | 0 | 20.13 | 0 | 9.83 | 26.27
8459 | 2.7 | 1411.34 | 660 | 131.35 | 2202.69 | 740.21 | 177.65 | 11280.86 | 3120.55 | 14223.76 | 190.84 | 3080.62 | 254.25 | 959.4 | 4428 | 4428 | 24.6 | 9827.7 | 297.93 | 7.88 | -65.6 | 3.78 | 20 | 41.78 | 0 | 0.2 | 0.2 | 1 | 0.2 | 0 | 870.67 | 0 | 537.03 | 0 | 1176.49 | 0 | 496.43 | 0 | 64.69 | 0 | 29.96 | 0 | 57.47 | 0 | 27.7 | 74.43
8460 | 2.7 | 1411.34 | 660 | 131.35 | 2202.69 | 740.21 | 177.65 | 11280.86 | 3120.55 | 14223.76 | 190.84 | 4534.88 | 374.02 | 959.4 | 4428 | 4428 | 24.6 | 9827.7 | 298.39 | 8.34 | -65.49 | 3.89 | 20 | 40.2 | 0 | 0.2 | 0.2 | 1 | 0.2 | 0 | 1280.7 | 0 | 773.96 | 0 | 1750 | 0 | 730.23 | 0 | 95.15 | 0 | 43.18 | 0 | 85.49 | 0 | 40.74 | 109.46
8461 | 3.8 | 1411.34 | 660 | 131.35 | 2202.69 | 740.21 | 177.65 | 11280.86 | 3120.55 | 14223.76 | 190.84 | 10006.98 | 814.32 | 959.4 | 4428 | 4428 | 24.6 | 9827.7 | 301.1 | 11.05 | -63.99 | 5.38 | 20 | 30.86 | 0 | 0.2 | 0.2 | 1 | 0.2 | 0 | 2771.53 | 0 | 1719.6 | 0 | 3935.6 | 0 | 1580.26 | 0 | 205.91 | 0 | 95.94 | 0 | 192.26 | 0 | 88.16 | 232.05
8462 | 4.8 | 1411.34 | 660 | 131.35 | 2202.69 | 740.21 | 177.65 | 11280.86 | 3120.55 | 14223.76 | 190.84 | 11767.51 | 950 | 959.4 | 4428 | 4428 | 24.6 | 9827.7 | 302.55 | 12.5 | -62.87 | 6.5 | 20 | 25.84 | 0 | 0.2 | 0.2 | 1 | 0.2 | 0 | 3205.25 | 0 | 1992.28 | 0 | 4742.42 | 0 | 1827.55 | 0 | 238.14 | 0 | 111.15 | 0 | 231.68 | 0 | 101.96 | 267.07
8463 | 5.6 | 1411.34 | 660 | 131.35 | 2202.69 | 740.21 | 177.65 | 11280.86 | 3120.55 | 14223.76 | 190.84 | 11621.69 | 924.64 | 959.4 | 4428 | 4428 | 24.6 | 9827.7 | 303.23 | 13.18 | -62.1 | 7.28 | 20 | 23.52 | 0 | 0.2 | 0.2 | 1 | 0.2 | 0 | 3050.67 | 0 | 1912.52 | 0 | 4919.08 | 0 | 1739.42 | 0 | 226.65 | 0 | 106.7 | 0 | 240.31 | 0 | 97.04 | 253.94
8464 | 5.5 | 1411.34 | 660 | 131.35 | 2202.69 | 740.21 | 177.65 | 11280.86 | 3120.55 | 14223.76 | 190.84 | 4423.45 | 350.25 | 959.4 | 4428 | 4428 | 24.6 | 9827.7 | 300.88 | 10.83 | -62.74 | 6.64 | 20 | 31.6 | 0 | 0.2 | 0.2 | 1 | 0.2 | 0 | 1125.16 | 0 | 684.68 | 0 | 1972.07 | 0 | 641.54 | 0 | 83.59 | 0 | 38.2 | 0 | 96.34 | 0 | 35.79 | 96.32
8465 | 5.7 | 1411.34 | 660 | 131.35 | 2202.69 | 740.21 | 177.65 | 11280.86 | 3120.55 | 14223.76 | 190.84 | 0 | 0 | 959.4 | 4428 | 4428 | 24.6 | 9827.7 | 299.68 | 9.63 | -62.87 | 6.5 | 20 | 35.75 | 0 | 0.2 | 0.2 | 1 | 0.2 | 0 | 0 | 0 | 0 | 0 | 0 | 0 | 0 | 0 | 0 | 0 | 0 | 0 | 0 | 0 | 0 | 0
8466 | 5.6 | 1411.34 | 660 | 131.35 | 2202.69 | 740.21 | 444.13 | 11547.34 | 3387.03 | 14490.24 | 190.84 | 0 | 0 | 2398.5 | 11070 | 11070 | 61.5 | 24569.25 | 284.16 | 13.18 | -60.72 | 7.4 | 20 | 25.16 | 0 | 0.5 | 0.5 | 1 | 0.5 | 0 | 0 | 0 | 0 | 0 | 0 | 0 | 0 | 0 | 0 | 0 | 0 | 0 | 0 | 0 | 0 | 0
8467 | 5.4 | 1411.34 | 660 | 131.35 | 2202.69 | 740.21 | 444.13 | 11547.34 | 3387.03 | 14490.24 | 190.84 | 0 | 0 | 2398.5 | 11070 | 11070 | 61.5 | 24569.25 | 283.98 | 13 | -60.92 | 7.2 | 20 | 25.84 | 0 | 0.5 | 0.5 | 1 | 0.5 | 0 | 0 | 0 | 0 | 0 | 0 | 0 | 0 | 0 | 0 | 0 | 0 | 0 | 0 | 0 | 0 | 0
8468 | 5.4 | 1411.34 | 660 | 131.35 | 2202.69 | 740.21 | 444.13 | 11547.34 | 3387.03 | 14490.24 | 190.84 | 0 | 0 | 2398.5 | 11070 | 11070 | 61.5 | 24569.25 | 283.98 | 13 | -60.92 | 7.2 | 20 | 25.84 | 0 | 0.5 | 0.5 | 1 | 0.5 | 0 | 0 | 0 | 0 | 0 | 0 | 0 | 0 | 0 | 0 | 0 | 0 | 0 | 0 | 0 | 0 | 0
8469 | 5.3 | 1411.34 | 660 | 131.35 | 2202.69 | 740.21 | 444.13 | 11547.34 | 3387.03 | 14490.24 | 190.84 | 0 | 0 | 2398.5 | 11070 | 11070 | 61.5 | 24569.25 | 283.88 | 12.91 | -61.02 | 7.1 | 20 | 26.17 | 0 | 0.5 | 0.5 | 1 | 0.5 | 0 | 0 | 0 | 0 | 0 | 0 | 0 | 0 | 0 | 0 | 0 | 0 | 0 | 0 | 0 | 0 | 0
8470 | 5.4 | 1411.34 | 660 | 131.35 | 2202.69 | 740.21 | 444.13 | 11547.34 | 3387.03 | 14490.24 | 190.84 | 0 | 0 | 2398.5 | 11070 | 11070 | 61.5 | 24569.25 | 283.98 | 13 | -60.92 | 7.2 | 20 | 25.84 | 0 | 0.5 | 0.5 | 1 | 0.5 | 0 | 0 | 0 | 0 | 0 | 0 | 0 | 0 | 0 | 0 | 0 | 0 | 0 | 0 | 0 | 0 | 0
8471 | 5.5 | 1411.34 | 660 | 131.35 | 2202.69 | 740.21 | 444.13 | 11547.34 | 3387.03 | 14490.24 | 190.84 | 0 | 0 | 2398.5 | 11070 | 11070 | 61.5 | 24569.25 | 284.07 | 13.09 | -60.82 | 7.3 | 20 | 25.5 | 0 | 0.5 | 0.5 | 1 | 0.5 | 0 | 0 | 0 | 0 | 0 | 0 | 0 | 0 | 0 | 0 | 0 | 0 | 0 | 0 | 0 | 0 | 0
8472 | 5.5 | 1411.34 | 660 | 131.35 | 2202.69 | 740.21 | 444.13 | 11547.34 | 3387.03 | 14490.24 | 190.84 | 0 | 0 | 2398.5 | 11070 | 11070 | 61.5 | 24569.25 | 284.07 | 13.09 | -60.82 | 7.3 | 20 | 25.5 | 0 | 0.5 | 0.5 | 1 | 0.5 | 0 | 0 | 0 | 0 | 0 | 0 | 0 | 0 | 0 | 0 | 0 | 0 | 0 | 0 | 0 | 0 | 0
8473 | 5.6 | 1411.34 | 660 | 131.35 | 2202.69 | 740.21 | 444.13 | 11547.34 | 3387.03 | 14490.24 | 190.84 | 0 | 0 | 2398.5 | 2214 | 2214 | 61.5 | 6857.25 | 279.36 | 8.38 | -61.93 | 6.19 | 20 | 42.87 | 0 | 0.5 | 0.1 | 0.5 | 0.5 | 0 | 0 | 0 | 0 | 0 | 0 | 0 | 0 | 0 | 0 | 0 | 0 | 0 | 0 | 0 | 0 | 0
8474 | 4.7 | 1411.34 | 660 | 131.35 | 2202.69 | 740.21 | 444.13 | 11547.34 | 3387.03 | 14490.24 | 190.84 | 0 | 0 | 2398.5 | 2214 | 2214 | 61.5 | 6857.25 | 278.53 | 7.56 | -62.81 | 5.3 | 20 | 45.92 | 0 | 0.5 | 0.1 | 0.5 | 0.5 | 0 | 0 | 0 | 0 | 0 | 0 | 0 | 0 | 0 | 0 | 0 | 0 | 0 | 0 | 0 | 0 | 0
8475 | 5 | 1411.34 | 660 | 131.35 | 2202.69 | 740.21 | 444.13 | 11547.34 | 3387.03 | 14490.24 | 190.84 | 0 | 0 | 2398.5 | 2214 | 2214 | 61.5 | 6857.25 | 278.81 | 7.83 | -62.52 | 5.6 | 20 | 44.9 | 0 | 0.5 | 0.1 | 0.5 | 0.5 | 0 | 0 | 0 | 0 | 0 | 0 | 0 | 0 | 0 | 0 | 0 | 0 | 0 | 0 | 0 | 0 | 0
8476 | 5 | 1411.34 | 660 | 131.35 | 2202.69 | 740.21 | 444.13 | 11547.34 | 3387.03 | 14490.24 | 190.84 | 0 | 0 | 2398.5 | 2214 | 2214 | 61.5 | 6857.25 | 278.81 | 7.83 | -62.52 | 5.6 | 20 | 44.9 | 0 | 0.5 | 0.1 | 0.5 | 0.5 | 0 | 0 | 0 | 0 | 0 | 0 | 0 | 0 | 0 | 0 | 0 | 0 | 0 | 0 | 0 | 0 | 0
8477 | 5.3 | 1411.34 | 660 | 131.35 | 2202.69 | 740.21 | 444.13 | 11547.34 | 3387.03 | 14490.24 | 190.84 | 0 | 0 | 2398.5 | 2214 | 2214 | 61.5 | 6857.25 | 279.08 | 8.11 | -62.22 | 5.89 | 20 | 43.89 | 0 | 0.5 | 0.1 | 0.5 | 0.5 | 0 | 0 | 0 | 0 | 0 | 0 | 0 | 0 | 0 | 0 | 0 | 0 | 0 | 0 | 0 | 0 | 0
8478 | 5.3 | 1411.34 | 660 | 131.35 | 2202.69 | 740.21 | 444.13 | 11547.34 | 3387.03 | 14490.24 | 190.84 | 0 | 0 | 2398.5 | 2214 | 2214 | 61.5 | 6857.25 | 279.08 | 8.11 | -62.22 | 5.89 | 20 | 43.89 | 0 | 0.5 | 0.1 | 0.5 | 0.5 | 0 | 0 | 0 | 0 | 0 | 0 | 0 | 0 | 0 | 0 | 0 | 0 | 0 | 0 | 0 | 0 | 0
8479 | 5.5 | 1411.34 | 660 | 131.35 | 2202.69 | 740.21 | 444.13 | 11547.34 | 3387.03 | 14490.24 | 190.84 | 0 | 0 | 2398.5 | 2214 | 2214 | 61.5 | 6857.25 | 279.27 | 8.29 | -62.02 | 6.09 | 20 | 43.21 | 0 | 0.5 | 0.1 | 0.5 | 0.5 | 0 | 0 | 0 | 0 | 0 | 0 | 0 | 0 | 0 | 0 | 0 | 0 | 0 | 0 | 0 | 0 | 0
8480 | 5.8 | 1411.34 | 660 | 131.35 | 2202.69 | 740.21 | 177.65 | 11280.86 | 3120.55 | 14223.76 | 190.84 | 0 | 0 | 959.4 | 4428 | 4428 | 24.6 | 9827.7 | 299.77 | 9.72 | -62.77 | 6.6 | 20 | 35.44 | 0 | 0.2 | 0.2 | 1 | 0.2 | 0 | 0 | 0 | 0 | 0 | 0 | 0 | 0 | 0 | 0 | 0 | 0 | 0 | 0 | 0 | 0 | 0
8481 | 5.9 | 1411.34 | 660 | 131.35 | 2202.69 | 740.21 | 177.65 | 11280.86 | 3120.55 | 14223.76 | 190.84 | 0 | 0 | 959.4 | 4428 | 4428 | 24.6 | 9827.7 | 299.86 | 9.81 | -62.67 | 6.7 | 20 | 35.13 | 0 | 0.2 | 0.2 | 1 | 0.2 | 0 | 0 | 0 | 0 | 0 | 0 | 0 | 0 | 0 | 0 | 0 | 0 | 0 | 0 | 0 | 0 | 0
8482 | 6.3 | 1411.34 | 660 | 131.35 | 2202.69 | 740.21 | 177.65 | 11280.86 | 3120.55 | 14223.76 | 190.84 | 0 | 0 | 959.4 | 4428 | 4428 | 24.6 | 9827.7 | 300.22 | 10.17 | -62.28 | 7.1 | 20 | 33.88 | 0 | 0.2 | 0.2 | 1 | 0.2 | 0 | 0 | 0 | 0 | 0 | 0 | 0 | 0 | 0 | 0 | 0 | 0 | 0 | 0 | 0 | 0 | 0
8483 | 7.2 | 1411.34 | 660 | 131.35 | 2202.69 | 740.21 | 177.65 | 11280.86 | 3120.55 | 14223.76 | 190.84 | 2516.48 | 208.22 | 959.4 | 4428 | 4428 | 24.6 | 9827.7 | 301.83 | 11.78 | -61.2 | 8.17 | 20 | 28.34 | 0 | 0.2 | 0.2 | 1 | 0.2 | 0 | 713.38 | 0 | 434.59 | 0 | 961.76 | 0 | 406.75 | 0 | 53 | 0 | 24.25 | 0 | 46.98 | 0 | 22.69 | 61.3
8484 | 7.9 | 1411.34 | 660 | 131.35 | 2202.69 | 740.21 | 177.65 | 11280.86 | 3120.55 | 14223.76 | 190.84 | 7253.98 | 593.5 | 959.4 | 4428 | 4428 | 24.6 | 9827.7 | 303.95 | 13.9 | -60.15 | 9.22 | 20 | 21.04 | 0 | 0.2 | 0.2 | 1 | 0.2 | 0 | 2027.7 | 0 | 1263.24 | 0 | 2806.89 | 0 | 1156.14 | 0 | 150.65 | 0 | 70.48 | 0 | 137.12 | 0 | 64.5 | 170.75
8485 | 8.3 | 1411.34 | 660 | 131.35 | 2202.69 | 740.21 | 177.65 | 11280.86 | 3120.55 | 14223.76 | 190.84 | 3957.61 | 327.2 | 959.4 | 4428 | 4428 | 24.6 | 9827.7 | 303.28 | 13.23 | -60.01 | 9.37 | 20 | 23.35 | 0 | 0.2 | 0.2 | 1 | 0.2 | 0 | 1120.45 | 0 | 662.97 | 0 | 1535.34 | 0 | 638.85 | 0 | 83.24 | 0 | 36.99 | 0 | 75 | 0 | 35.64 | 96.32
8486 | 8.8 | 1411.34 | 660 | 131.35 | 2202.69 | 740.21 | 177.65 | 11280.86 | 3120.55 | 14223.76 | 190.84 | 3972.43 | 327.89 | 959.4 | 4428 | 4428 | 24.6 | 9827.7 | 303.73 | 13.68 | -59.51 | 9.86 | 20 | 21.78 | 0 | 0.2 | 0.2 | 1 | 0.2 | 0 | 1119.86 | 0 | 660.01 | 0 | 1554.05 | 0 | 638.52 | 0 | 83.2 | 0 | 36.82 | 0 | 75.92 | 0 | 35.62 | 96.32
8487 | 8.8 | 1411.34 | 660 | 131.35 | 2202.69 | 740.21 | 177.65 | 11280.86 | 3120.55 | 14223.76 | 190.84 | 1415.68 | 117.62 | 959.4 | 4428 | 4428 | 24.6 | 9827.7 | 302.93 | 12.88 | -59.7 | 9.67 | 20 | 24.54 | 0 | 0.2 | 0.2 | 1 | 0.2 | 0 | 402.1 | 0 | 232.48 | 0 | 551.84 | 0 | 229.27 | 0 | 29.87 | 0 | 12.97 | 0 | 26.96 | 0 | 12.79 | 35.03
8488 | 9.2 | 1411.34 | 660 | 131.35 | 2202.69 | 740.21 | 177.65 | 11280.86 | 3120.55 | 14223.76 | 190.84 | 1082.51 | 89.21 | 959.4 | 4428 | 4428 | 24.6 | 9827.7 | 303.19 | 13.14 | -59.33 | 10.04 | 20 | 23.66 | 0 | 0.2 | 0.2 | 1 | 0.2 | 0 | 300.71 | 0 | 174.66 | 0 | 435.68 | 0 | 171.46 | 0 | 22.34 | 0 | 9.74 | 0 | 21.28 | 0 | 9.57 | 26.27
8489 | 9.3 | 1411.34 | 660 | 131.35 | 2202.69 | 740.21 | 177.65 | 11280.86 | 3120.55 | 14223.76 | 190.84 | 0 | 0 | 959.4 | 4428 | 4428 | 24.6 | 9827.7 | 302.94 | 12.89 | -59.32 | 10.06 | 20 | 24.52 | 0 | 0.2 | 0.2 | 1 | 0.2 | 0 | 0 | 0 | 0 | 0 | 0 | 0 | 0 | 0 | 0 | 0 | 0 | 0 | 0 | 0 | 0 | 0
8490 | 9.2 | 1411.34 | 660 | 131.35 | 2202.69 | 740.21 | 444.13 | 11547.34 | 3387.03 | 14490.24 | 190.84 | 0 | 0 | 2398.5 | 11070 | 11070 | 61.5 | 24569.25 | 287.46 | 16.49 | -57.17 | 10.95 | 20 | 12.96 | 0 | 0.5 | 0.5 | 1 | 0.5 | 0 | 0 | 0 | 0 | 0 | 0 | 0 | 0 | 0 | 0 | 0 | 0 | 0 | 0 | 0 | 0 | 0
8491 | 10 | 1411.34 | 660 | 131.35 | 2202.69 | 740.21 | 444.13 | 11547.34 | 3387.03 | 14490.24 | 190.84 | 0 | 0 | 2398.5 | 11070 | 11070 | 61.5 | 24569.25 | 288.2 | 17.22 | -56.38 | 11.74 | 20 | 10.26 | 0 | 0.5 | 0.5 | 1 | 0.5 | 0 | 0 | 0 | 0 | 0 | 0 | 0 | 0 | 0 | 0 | 0 | 0 | 0 | 0 | 0 | 0 | 0
8492 | 10.4 | 1411.34 | 660 | 131.35 | 2202.69 | 740.21 | 444.13 | 11547.34 | 3387.03 | 14490.24 | 190.84 | 0 | 0 | 2398.5 | 11070 | 11070 | 61.5 | 24569.25 | 288.56 | 17.59 | -55.98 | 12.13 | 20 | 8.9 | 0 | 0.5 | 0.5 | 1 | 0.5 | 0 | 0 | 0 | 0 | 0 | 0 | 0 | 0 | 0 | 0 | 0 | 0 | 0 | 0 | 0 | 0 | 0
8493 | 9.1 | 1411.34 | 660 | 131.35 | 2202.69 | 740.21 | 444.13 | 11547.34 | 3387.03 | 14490.24 | 190.84 | 0 | 0 | 2398.5 | 11070 | 11070 | 61.5 | 24569.25 | 287.37 | 16.4 | -57.26 | 10.85 | 20 | 13.3 | 0 | 0.5 | 0.5 | 1 | 0.5 | 0 | 0 | 0 | 0 | 0 | 0 | 0 | 0 | 0 | 0 | 0 | 0 | 0 | 0 | 0 | 0 | 0
8494 | 9.7 | 1411.34 | 660 | 131.35 | 2202.69 | 740.21 | 444.13 | 11547.34 | 3387.03 | 14490.24 | 190.84 | 0 | 0 | 2398.5 | 11070 | 11070 | 61.5 | 24569.25 | 287.92 | 16.95 | -56.67 | 11.44 | 20 | 11.27 | 0 | 0.5 | 0.5 | 1 | 0.5 | 0 | 0 | 0 | 0 | 0 | 0 | 0 | 0 | 0 | 0 | 0 | 0 | 0 | 0 | 0 | 0 | 0
8495 | 9 | 1411.34 | 660 | 131.35 | 2202.69 | 740.21 | 444.13 | 11547.34 | 3387.03 | 14490.24 | 190.84 | 0 | 0 | 2398.5 | 11070 | 11070 | 61.5 | 24569.25 | 287.28 | 16.3 | -57.36 | 10.75 | 20 | 13.64 | 0 | 0.5 | 0.5 | 1 | 0.5 | 0 | 0 | 0 | 0 | 0 | 0 | 0 | 0 | 0 | 0 | 0 | 0 | 0 | 0 | 0 | 0 | 0
8496 | 7.9 | 1411.34 | 660 | 131.35 | 2202.69 | 740.21 | 444.13 | 11547.34 | 3387.03 | 14490.24 | 190.84 | 0 | 0 | 2398.5 | 11070 | 11070 | 61.5 | 24569.25 | 286.27 | 15.29 | -58.45 | 9.67 | 20 | 17.37 | 0 | 0.5 | 0.5 | 1 | 0.5 | 0 | 0 | 0 | 0 | 0 | 0 | 0 | 0 | 0 | 0 | 0 | 0 | 0 | 0 | 0 | 0 | 0
8497 | 7.5 | 1411.34 | 660 | 131.35 | 2202.69 | 740.21 | 444.13 | 11547.34 | 3387.03 | 14490.24 | 190.84 | 0 | 0 | 2398.5 | 2214 | 2214 | 61.5 | 6857.25 | 281.1 | 10.13 | -60.05 | 8.06 | 20 | 36.43 | 0 | 0.5 | 0.1 | 0.5 | 0.5 | 0 | 0 | 0 | 0 | 0 | 0 | 0 | 0 | 0 | 0 | 0 | 0 | 0 | 0 | 0 | 0 | 0
8498 | 7.2 | 1411.34 | 660 | 131.35 | 2202.69 | 740.21 | 444.13 | 11547.34 | 3387.03 | 14490.24 | 190.84 | 0 | 0 | 2398.5 | 2214 | 2214 | 61.5 | 6857.25 | 280.83 | 9.85 | -60.35 | 7.77 | 20 | 37.45 | 0 | 0.5 | 0.1 | 0.5 | 0.5 | 0 | 0 | 0 | 0 | 0 | 0 | 0 | 0 | 0 | 0 | 0 | 0 | 0 | 0 | 0 | 0 | 0
8499 | 6.6 | 1411.34 | 660 | 131.35 | 2202.69 | 740.21 | 444.13 | 11547.34 | 3387.03 | 14490.24 | 190.84 | 0 | 0 | 2398.5 | 2214 | 2214 | 61.5 | 6857.25 | 280.28 | 9.3 | -60.94 | 7.18 | 20 | 39.48 | 0 | 0.5 | 0.1 | 0.5 | 0.5 | 0 | 0 | 0 | 0 | 0 | 0 | 0 | 0 | 0 | 0 | 0 | 0 | 0 | 0 | 0 | 0 | 0
8500 | 4.5 | 1411.34 | 660 | 131.35 | 2202.69 | 740.21 | 444.13 | 11547.34 | 3387.03 | 14490.24 | 190.84 | 0 | 0 | 2398.5 | 2214 | 2214 | 61.5 | 6857.25 | 278.35 | 7.37 | -63.01 | 5.1 | 20 | 46.6 | 0 | 0.5 | 0.1 | 0.5 | 0.5 | 0 | 0 | 0 | 0 | 0 | 0 | 0 | 0 | 0 | 0 | 0 | 0 | 0 | 0 | 0 | 0 | 0
8501 | 4.9 | 1411.34 | 660 | 131.35 | 2202.69 | 740.21 | 444.13 | 11547.34 | 3387.03 | 14490.24 | 190.84 | 0 | 0 | 2398.5 | 2214 | 2214 | 61.5 | 6857.25 | 278.72 | 7.74 | -62.62 | 5.5 | 20 | 45.24 | 0 | 0.5 | 0.1 | 0.5 | 0.5 | 0 | 0 | 0 | 0 | 0 | 0 | 0 | 0 | 0 | 0 | 0 | 0 | 0 | 0 | 0 | 0 | 0
8502 | 5 | 1411.34 | 660 | 131.35 | 2202.69 | 740.21 | 444.13 | 11547.34 | 3387.03 | 14490.24 | 190.84 | 0 | 0 | 2398.5 | 2214 | 2214 | 61.5 | 6857.25 | 278.81 | 7.83 | -62.52 | 5.6 | 20 | 44.9 | 0 | 0.5 | 0.1 | 0.5 | 0.5 | 0 | 0 | 0 | 0 | 0 | 0 | 0 | 0 | 0 | 0 | 0 | 0 | 0 | 0 | 0 | 0 | 0
8503 | 4.8 | 1411.34 | 660 | 131.35 | 2202.69 | 740.21 | 444.13 | 11547.34 | 3387.03 | 14490.24 | 190.84 | 0 | 0 | 2398.5 | 2214 | 2214 | 61.5 | 6857.25 | 278.63 | 7.65 | -62.72 | 5.4 | 20 | 45.58 | 0 | 0.5 | 0.1 | 0.5 | 0.5 | 0 | 0 | 0 | 0 | 0 | 0 | 0 | 0 | 0 | 0 | 0 | 0 | 0 | 0 | 0 | 0 | 0
8504 | 4.6 | 1411.34 | 660 | 131.35 | 2202.69 | 740.21 | 177.65 | 11280.86 | 3120.55 | 14223.76 | 190.84 | 0 | 0 | 959.4 | 4428 | 4428 | 24.6 | 9827.7 | 298.68 | 8.63 | -63.95 | 5.42 | 20 | 39.18 | 0 | 0.2 | 0.2 | 1 | 0.2 | 0 | 0 | 0 | 0 | 0 | 0 | 0 | 0 | 0 | 0 | 0 | 0 | 0 | 0 | 0 | 0 | 0
8505 | 4.3 | 1411.34 | 660 | 131.35 | 2202.69 | 740.21 | 177.65 | 11280.86 | 3120.55 | 14223.76 | 190.84 | 0 | 0 | 959.4 | 4428 | 4428 | 24.6 | 9827.7 | 298.41 | 8.36 | -64.25 | 5.12 | 20 | 40.12 | 0 | 0.2 | 0.2 | 1 | 0.2 | 0 | 0 | 0 | 0 | 0 | 0 | 0 | 0 | 0 | 0 | 0 | 0 | 0 | 0 | 0 | 0 | 0
8506 | 5.8 | 1411.34 | 660 | 131.35 | 2202.69 | 740.21 | 177.65 | 11280.86 | 3120.55 | 14223.76 | 190.84 | 1106.24 | 90.9 | 959.4 | 4428 | 4428 | 24.6 | 9827.7 | 300.12 | 10.07 | -62.69 | 6.69 | 20 | 34.24 | 0 | 0.2 | 0.2 | 1 | 0.2 | 0 | 312.34 | 0 | 204.59 | 0 | 412.79 | 0 | 176.52 | 0 | 23.21 | 0 | 11.41 | 0 | 20.17 | 0 | 9.85 | 26.27
8507 | 7 | 1411.34 | 660 | 131.35 | 2202.69 | 740.21 | 177.65 | 11280.86 | 3120.55 | 14223.76 | 190.84 | 10906.78 | 830.8 | 959.4 | 4428 | 4428 | 24.6 | 9827.7 | 304.26 | 14.21 | -60.77 | 8.6 | 20 | 19.96 | 0 | 0.2 | 0.2 | 1 | 0.2 | 0 | 2349.08 | 0 | 3335.44 | 0 | 3882.86 | 0 | 1339.39 | 0 | 174.53 | 0 | 186.09 | 0 | 189.69 | 0 | 74.73 | 205.78
8508 | 8.1 | 1411.34 | 660 | 131.35 | 2202.69 | 740.21 | 177.65 | 11280.86 | 3120.55 | 14223.76 | 190.84 | 34977.59 | 2455.4 | 959.4 | 4428 | 4428 | 24.6 | 9827.7 | 312.71 | 22.66 | -57.9 | 11.47 | 22.66 | 0 | 0 | 0.2 | 0.2 | 1 | 0.2 | 0 | 5250.7 | 0 | 11536.19 | 0 | 15196.88 | 0 | 2993.82 | 0 | 390.1 | 0 | 643.62 | 0 | 742.4 | 0 | 167.03 | 512.25
8509 | 7.7 | 1411.34 | 660 | 131.35 | 2202.69 | 740.21 | 177.65 | 11280.86 | 3120.55 | 14223.76 | 190.84 | 16247.06 | 1275.02 | 959.4 | 4428 | 4428 | 24.6 | 9827.7 | 306.68 | 16.63 | -59.68 | 9.69 | 20 | 11.62 | 0 | 0.2 | 0.2 | 1 | 0.2 | 0 | 4014.92 | 0 | 3138.08 | 0 | 6804.85 | 0 | 2289.21 | 0 | 298.29 | 0 | 175.08 | 0 | 332.43 | 0 | 127.72 | 341.5
8510 | 7.9 | 1411.34 | 660 | 131.35 | 2202.69 | 740.21 | 177.65 | 11280.86 | 3120.55 | 14223.76 | 190.84 | 7253.19 | 592.72 | 959.4 | 4428 | 4428 | 24.6 | 9827.7 | 303.95 | 13.9 | -60.15 | 9.22 | 20 | 21.04 | 0 | 0.2 | 0.2 | 1 | 0.2 | 0 | 2013.6 | 0 | 1215.75 | 0 | 2875.74 | 0 | 1148.11 | 0 | 149.6 | 0 | 67.83 | 0 | 140.49 | 0 | 64.05 | 170.75
8511 | 8.2 | 1411.34 | 660 | 131.35 | 2202.69 | 740.21 | 177.65 | 11280.86 | 3120.55 | 14223.76 | 190.84 | 8089.89 | 652.4 | 959.4 | 4428 | 4428 | 24.6 | 9827.7 | 304.48 | 14.43 | -59.8 | 9.58 | 20 | 19.21 | 0 | 0.2 | 0.2 | 1 | 0.2 | 0 | 2179.39 | 0 | 1331.12 | 0 | 3336.75 | 0 | 1242.63 | 0 | 161.92 | 0 | 74.26 | 0 | 163.01 | 0 | 69.33 | 183.89
8512 | 7.9 | 1411.34 | 660 | 131.35 | 2202.69 | 740.21 | 177.65 | 11280.86 | 3120.55 | 14223.76 | 190.84 | 6594.45 | 511.91 | 959.4 | 4428 | 4428 | 24.6 | 9827.7 | 303.73 | 13.68 | -60.21 | 9.17 | 20 | 21.78 | 0 | 0.2 | 0.2 | 1 | 0.2 | 0 | 1601.47 | 0 | 1000.99 | 0 | 3078.87 | 0 | 913.12 | 0 | 118.98 | 0 | 55.85 | 0 | 150.41 | 0 | 50.94 | 135.72
8513 | 7.6 | 1411.34 | 660 | 131.35 | 2202.69 | 740.21 | 177.65 | 11280.86 | 3120.55 | 14223.76 | 190.84 | 523.69 | 43.75 | 959.4 | 4428 | 4428 | 24.6 | 9827.7 | 301.56 | 11.51 | -60.95 | 8.42 | 20 | 29.25 | 0 | 0.2 | 0.2 | 1 | 0.2 | 0 | 150.76 | 0 | 85.96 | 0 | 201.01 | 0 | 85.96 | 0 | 11.2 | 0 | 4.8 | 0 | 9.82 | 0 | 4.8 | 13.13
8514 | 7 | 1411.34 | 660 | 131.35 | 2202.69 | 740.21 | 444.13 | 11547.34 | 3387.03 | 14490.24 | 190.84 | 0 | 0 | 2398.5 | 11070 | 11070 | 61.5 | 24569.25 | 285.44 | 14.47 | -59.34 | 8.78 | 20 | 20.42 | 0 | 0.5 | 0.5 | 1 | 0.5 | 0 | 0 | 0 | 0 | 0 | 0 | 0 | 0 | 0 | 0 | 0 | 0 | 0 | 0 | 0 | 0 | 0
8515 | 6.6 | 1411.34 | 660 | 131.35 | 2202.69 | 740.21 | 444.13 | 11547.34 | 3387.03 | 14490.24 | 190.84 | 0 | 0 | 2398.5 | 11070 | 11070 | 61.5 | 24569.25 | 285.08 | 14.1 | -59.73 | 8.38 | 20 | 21.77 | 0 | 0.5 | 0.5 | 1 | 0.5 | 0 | 0 | 0 | 0 | 0 | 0 | 0 | 0 | 0 | 0 | 0 | 0 | 0 | 0 | 0 | 0 | 0
8516 | 5.7 | 1411.34 | 660 | 131.35 | 2202.69 | 740.21 | 444.13 | 11547.34 | 3387.03 | 14490.24 | 190.84 | 0 | 0 | 2398.5 | 11070 | 11070 | 61.5 | 24569.25 | 284.25 | 13.27 | -60.62 | 7.49 | 20 | 24.82 | 0 | 0.5 | 0.5 | 1 | 0.5 | 0 | 0 | 0 | 0 | 0 | 0 | 0 | 0 | 0 | 0 | 0 | 0 | 0 | 0 | 0 | 0 | 0
8517 | 3.5 | 1411.34 | 660 | 131.35 | 2202.69 | 740.21 | 444.13 | 11547.34 | 3387.03 | 14490.24 | 190.84 | 0 | 0 | 2398.5 | 11070 | 11070 | 61.5 | 24569.25 | 282.23 | 11.26 | -62.79 | 5.32 | 20 | 32.27 | 0 | 0.5 | 0.5 | 1 | 0.5 | 0 | 0 | 0 | 0 | 0 | 0 | 0 | 0 | 0 | 0 | 0 | 0 | 0 | 0 | 0 | 0 | 0
8518 | 3.3 | 1411.34 | 660 | 131.35 | 2202.69 | 740.21 | 444.13 | 11547.34 | 3387.03 | 14490.24 | 190.84 | 0 | 0 | 2398.5 | 11070 | 11070 | 61.5 | 24569.25 | 282.05 | 11.07 | -62.99 | 5.13 | 20 | 32.95 | 0 | 0.5 | 0.5 | 1 | 0.5 | 0 | 0 | 0 | 0 | 0 | 0 | 0 | 0 | 0 | 0 | 0 | 0 | 0 | 0 | 0 | 0 | 0
8519 | 3.5 | 1411.34 | 660 | 131.35 | 2202.69 | 740.21 | 444.13 | 11547.34 | 3387.03 | 14490.24 | 190.84 | 0 | 0 | 2398.5 | 11070 | 11070 | 61.5 | 24569.25 | 282.23 | 11.26 | -62.79 | 5.32 | 20 | 32.27 | 0 | 0.5 | 0.5 | 1 | 0.5 | 0 | 0 | 0 | 0 | 0 | 0 | 0 | 0 | 0 | 0 | 0 | 0 | 0 | 0 | 0 | 0 | 0
8520 | 1.5 | 1411.34 | 660 | 131.35 | 2202.69 | 740.21 | 444.13 | 11547.34 | 3387.03 | 14490.24 | 190.84 | 0 | 0 | 2398.5 | 11070 | 11070 | 61.5 | 24569.25 | 280.4 | 9.42 | -64.77 | 3.35 | 20 | 39.04 | 0 | 0.5 | 0.5 | 1 | 0.5 | 0 | 0 | 0 | 0 | 0 | 0 | 0 | 0 | 0 | 0 | 0 | 0 | 0 | 0 | 0 | 0 | 0
8521 | 0.9 | 1411.34 | 660 | 131.35 | 2202.69 | 740.21 | 444.13 | 11547.34 | 3387.03 | 14490.24 | 190.84 | 0 | 0 | 2398.5 | 2214 | 2214 | 61.5 | 6857.25 | 275.05 | 4.07 | -66.56 | 1.55 | 20 | 58.79 | 0 | 0.5 | 0.1 | 0.5 | 0.5 | 0 | 0 | 0 | 0 | 0 | 0 | 0 | 0 | 0 | 0 | 0 | 0 | 0 | 0 | 0 | 0 | 0
8522 | 1.7 | 1411.34 | 660 | 131.35 | 2202.69 | 740.21 | 444.13 | 11547.34 | 3387.03 | 14490.24 | 190.84 | 0 | 0 | 2398.5 | 2214 | 2214 | 61.5 | 6857.25 | 275.78 | 4.8 | -65.77 | 2.34 | 20 | 56.08 | 0 | 0.5 | 0.1 | 0.5 | 0.5 | 0 | 0 | 0 | 0 | 0 | 0 | 0 | 0 | 0 | 0 | 0 | 0 | 0 | 0 | 0 | 0 | 0
8523 | 2.2 | 1411.34 | 660 | 131.35 | 2202.69 | 740.21 | 444.13 | 11547.34 | 3387.03 | 14490.24 | 190.84 | 0 | 0 | 2398.5 | 2214 | 2214 | 61.5 | 6857.25 | 276.24 | 5.26 | -65.28 | 2.83 | 20 | 54.39 | 0 | 0.5 | 0.1 | 0.5 | 0.5 | 0 | 0 | 0 | 0 | 0 | 0 | 0 | 0 | 0 | 0 | 0 | 0 | 0 | 0 | 0 | 0 | 0
8524 | 1.7 | 1411.34 | 660 | 131.35 | 2202.69 | 740.21 | 444.13 | 11547.34 | 3387.03 | 14490.24 | 190.84 | 0 | 0 | 2398.5 | 2214 | 2214 | 61.5 | 6857.25 | 275.78 | 4.8 | -65.77 | 2.34 | 20 | 56.08 | 0 | 0.5 | 0.1 | 0.5 | 0.5 | 0 | 0 | 0 | 0 | 0 | 0 | 0 | 0 | 0 | 0 | 0 | 0 | 0 | 0 | 0 | 0 | 0
8525 | 2.4 | 1411.34 | 660 | 131.35 | 2202.69 | 740.21 | 444.13 | 11547.34 | 3387.03 | 14490.24 | 190.84 | 0 | 0 | 2398.5 | 2214 | 2214 | 61.5 | 6857.25 | 276.42 | 5.45 | -65.08 | 3.03 | 20 | 53.71 | 0 | 0.5 | 0.1 | 0.5 | 0.5 | 0 | 0 | 0 | 0 | 0 | 0 | 0 | 0 | 0 | 0 | 0 | 0 | 0 | 0 | 0 | 0 | 0
8526 | 1.5 | 1411.34 | 660 | 131.35 | 2202.69 | 740.21 | 444.13 | 11547.34 | 3387.03 | 14490.24 | 190.84 | 0 | 0 | 2398.5 | 2214 | 2214 | 61.5 | 6857.25 | 275.6 | 4.62 | -65.97 | 2.14 | 20 | 56.76 | 0 | 0.5 | 0.1 | 0.5 | 0.5 | 0 | 0 | 0 | 0 | 0 | 0 | 0 | 0 | 0 | 0 | 0 | 0 | 0 | 0 | 0 | 0 | 0
8527 | 1 | 1411.34 | 660 | 131.35 | 2202.69 | 740.21 | 444.13 | 11547.34 | 3387.03 | 14490.24 | 190.84 | 0 | 0 | 2398.5 | 2214 | 2214 | 61.5 | 6857.25 | 275.14 | 4.16 | -66.47 | 1.65 | 20 | 58.45 | 0 | 0.5 | 0.1 | 0.5 | 0.5 | 0 | 0 | 0 | 0 | 0 | 0 | 0 | 0 | 0 | 0 | 0 | 0 | 0 | 0 | 0 | 0 | 0
8528 | 0.3 | 1411.34 | 660 | 131.35 | 2202.69 | 740.21 | 444.13 | 11547.34 | 3387.03 | 14490.24 | 190.84 | 0 | 0 | 2398.5 | 11070 | 11070 | 61.5 | 24569.25 | 279.29 | 8.32 | -65.95 | 2.16 | 20 | 43.11 | 0 | 0.5 | 0.5 | 1 | 0.5 | 0 | 0 | 0 | 0 | 0 | 0 | 0 | 0 | 0 | 0 | 0 | 0 | 0 | 0 | 0 | 0 | 0
8529 | 0.5 | 1411.34 | 660 | 131.35 | 2202.69 | 740.21 | 444.13 | 11547.34 | 3387.03 | 14490.24 | 190.84 | 0 | 0 | 2398.5 | 11070 | 11070 | 61.5 | 24569.25 | 279.48 | 8.5 | -65.75 | 2.36 | 20 | 42.43 | 0 | 0.5 | 0.5 | 1 | 0.5 | 0 | 0 | 0 | 0 | 0 | 0 | 0 | 0 | 0 | 0 | 0 | 0 | 0 | 0 | 0 | 0 | 0
8530 | 2.4 | 1411.34 | 660 | 131.35 | 2202.69 | 740.21 | 444.13 | 11547.34 | 3387.03 | 14490.24 | 190.84 | 12463.72 | 856.59 | 2398.5 | 11070 | 11070 | 61.5 | 24569.25 | 284.83 | 13.86 | -62.97 | 5.14 | 20 | 22.68 | 0 | 0.5 | 0.5 | 1 | 0.5 | 0 | 2031.3 | 0 | 7946.24 | 0 | 1741.48 | 0 | 744.71 | 0 | 150.92 | 0 | 443.33 | 0 | 85.07 | 0 | 41.55 | 135.72
8531 | 3.1 | 1411.34 | 660 | 131.35 | 2202.69 | 740.21 | 444.13 | 11547.34 | 3387.03 | 14490.24 | 190.84 | 40622.76 | 2745.17 | 2398.5 | 11070 | 11070 | 61.5 | 24569.25 | 293.62 | 22.64 | -60.23 | 7.88 | 22.64 | 0 | 0 | 0.5 | 0.5 | 1 | 0.5 | 0 | 4384.82 | 0 | 21008.02 | 0 | 12729.8 | 0 | 2500.12 | 0 | 325.77 | 0 | 1172.06 | 0 | 621.87 | 0 | 139.48 | 485.98
8532 | 2.7 | 1411.34 | 660 | 131.35 | 2202.69 | 740.21 | 444.13 | 11547.34 | 3387.03 | 14490.24 | 190.84 | 58074.88 | 3853.34 | 2398.5 | 11070 | 11070 | 61.5 | 24569.25 | 298.36 | 27.38 | -59.36 | 8.75 | 23.9 | 0 | 0 | 0.5 | 0.5 | 1 | 0.5 | 0 | 6044.28 | 0 | 22418.97 | 0 | 26165.33 | 0 | 3446.3 | 0 | 449.06 | 0 | 1250.78 | 0 | 1278.23 | 0 | 192.27 | 683
8533 | 1.4 | 1411.34 | 660 | 131.35 | 2202.69 | 740.21 | 444.13 | 11547.34 | 3387.03 | 14490.24 | 190.84 | 41618.03 | 5288.79 | 2398.5 | 11070 | 11070 | 61.5 | 24569.25 | 293.13 | 22.16 | -61.67 | 6.45 | 22.16 | 0 | 0 | 0.5 | 0.5 | 1 | 0.5 | 0 | 3263.06 | 0 | 13063.84 | 0 | 23430.61 | 0 | 1860.52 | 0 | 484.86 | 0 | 1457.69 | 0 | 2289.26 | 0 | 207.6 | 849.38
8534 | 1.4 | 1411.34 | 660 | 131.35 | 2202.69 | 740.21 | 444.13 | 11547.34 | 3387.03 | 14490.24 | 190.84 | 34347.6 | 2385.21 | 2398.5 | 11070 | 11070 | 61.5 | 24569.25 | 290.32 | 19.35 | -62.36 | 5.75 | 20 | 2.41 | 0 | 0.5 | 0.5 | 1 | 0.5 | 0 | 5386.76 | 0 | 7173.72 | 0 | 18715.72 | 0 | 3071.4 | 0 | 400.21 | 0 | 400.23 | 0 | 914.3 | 0 | 171.36 | 499.12
8535 | 1.1 | 1411.34 | 660 | 131.35 | 2202.69 | 740.21 | 444.13 | 11547.34 | 3387.03 | 14490.24 | 190.84 | 40266.88 | 2588.54 | 2398.5 | 11070 | 11070 | 61.5 | 24569.25 | 291.64 | 20.67 | -62.24 | 5.87 | 20.67 | 0 | 0 | 0.5 | 0.5 | 1 | 0.5 | 0 | 4645.57 | 0 | 6776.4 | 0 | 26196.13 | 0 | 2648.79 | 0 | 345.14 | 0 | 378.06 | 0 | 1279.73 | 0 | 147.78 | 437.82
8536 | 1.3 | 1411.34 | 660 | 131.35 | 2202.69 | 740.21 | 444.13 | 11547.34 | 3387.03 | 14490.24 | 190.84 | 28224.79 | 1708.37 | 2398.5 | 11070 | 11070 | 61.5 | 24569.25 | 288.34 | 17.37 | -62.92 | 5.19 | 20 | 9.71 | 0 | 0.5 | 0.5 | 1 | 0.5 | 0 | 2578.34 | 0 | 3124.74 | 0 | 21051.61 | 0 | 1470.11 | 0 | 191.56 | 0 | 174.33 | 0 | 1028.41 | 0 | 82.02 | 232.05
8537 | 0.4 | 1411.34 | 660 | 131.35 | 2202.69 | 740.21 | 444.13 | 11547.34 | 3387.03 | 14490.24 | 190.84 | 523.61 | 43.74 | 2398.5 | 11070 | 11070 | 61.5 | 24569.25 | 279.54 | 8.56 | -65.81 | 2.3 | 20 | 42.2 | 0 | 0.5 | 0.5 | 1 | 0.5 | 0 | 150.74 | 0 | 85.95 | 0 | 200.98 | 0 | 85.95 | 0 | 11.2 | 0 | 4.8 | 0 | 9.82 | 0 | 4.8 | 13.13
8538 | 0.6 | 1411.34 | 660 | 131.35 | 2202.69 | 740.21 | 444.13 | 11547.34 | 3387.03 | 14490.24 | 190.84 | 0 | 0 | 2398.5 | 11070 | 11070 | 61.5 | 24569.25 | 279.57 | 8.59 | -65.65 | 2.46 | 20 | 42.09 | 0 | 0.5 | 0.5 | 1 | 0.5 | 0 | 0 | 0 | 0 | 0 | 0 | 0 | 0 | 0 | 0 | 0 | 0 | 0 | 0 | 0 | 0 | 0
8539 | -0.1 | 1411.34 | 660 | 131.35 | 2202.69 | 740.21 | 444.13 | 11547.34 | 3387.03 | 14490.24 | 190.84 | 0 | 0 | 2398.5 | 11070 | 11070 | 61.5 | 24569.25 | 278.93 | 7.95 | -66.35 | 1.77 | 20 | 44.46 | 0 | 0.5 | 0.5 | 1 | 0.5 | 0 | 0 | 0 | 0 | 0 | 0 | 0 | 0 | 0 | 0 | 0 | 0 | 0 | 0 | 0 | 0 | 0
8540 | 0.3 | 1411.34 | 660 | 131.35 | 2202.69 | 740.21 | 444.13 | 11547.34 | 3387.03 | 14490.24 | 190.84 | 0 | 0 | 2398.5 | 11070 | 11070 | 61.5 | 24569.25 | 279.29 | 8.32 | -65.95 | 2.16 | 20 | 43.11 | 0 | 0.5 | 0.5 | 1 | 0.5 | 0 | 0 | 0 | 0 | 0 | 0 | 0 | 0 | 0 | 0 | 0 | 0 | 0 | 0 | 0 | 0 | 0
8541 | 0.8 | 1411.34 | 660 | 131.35 | 2202.69 | 740.21 | 444.13 | 11547.34 | 3387.03 | 14490.24 | 190.84 | 0 | 0 | 2398.5 | 11070 | 11070 | 61.5 | 24569.25 | 279.75 | 8.78 | -65.46 | 2.66 | 20 | 41.42 | 0 | 0.5 | 0.5 | 1 | 0.5 | 0 | 0 | 0 | 0 | 0 | 0 | 0 | 0 | 0 | 0 | 0 | 0 | 0 | 0 | 0 | 0 | 0
8542 | 0.7 | 1411.34 | 660 | 131.35 | 2202.69 | 740.21 | 444.13 | 11547.34 | 3387.03 | 14490.24 | 190.84 | 0 | 0 | 2398.5 | 11070 | 11070 | 61.5 | 24569.25 | 279.66 | 8.69 | -65.56 | 2.56 | 20 | 41.75 | 0 | 0.5 | 0.5 | 1 | 0.5 | 0 | 0 | 0 | 0 | 0 | 0 | 0 | 0 | 0 | 0 | 0 | 0 | 0 | 0 | 0 | 0 | 0
8543 | 0 | 1411.34 | 660 | 131.35 | 2202.69 | 740.21 | 444.13 | 11547.34 | 3387.03 | 14490.24 | 190.84 | 0 | 0 | 2398.5 | 11070 | 11070 | 61.5 | 24569.25 | 279.02 | 8.04 | -66.25 | 1.87 | 20 | 44.13 | 0 | 0.5 | 0.5 | 1 | 0.5 | 0 | 0 | 0 | 0 | 0 | 0 | 0 | 0 | 0 | 0 | 0 | 0 | 0 | 0 | 0 | 0 | 0
8544 | 0.7 | 1411.34 | 660 | 131.35 | 2202.69 | 740.21 | 444.13 | 11547.34 | 3387.03 | 14490.24 | 190.84 | 0 | 0 | 2398.5 | 11070 | 11070 | 61.5 | 24569.25 | 279.66 | 8.69 | -65.56 | 2.56 | 20 | 41.75 | 0 | 0.5 | 0.5 | 1 | 0.5 | 0 | 0 | 0 | 0 | 0 | 0 | 0 | 0 | 0 | 0 | 0 | 0 | 0 | 0 | 0 | 0 | 0
8545 | -0.5 | 1411.34 | 660 | 131.35 | 2202.69 | 740.21 | 444.13 | 11547.34 | 3387.03 | 14490.24 | 190.84 | 0 | 0 | 2398.5 | 2214 | 2214 | 61.5 | 6857.25 | 273.76 | 2.78 | -67.95 | 0.17 | 20 | 63.53 | 0 | 0.5 | 0.1 | 0.5 | 0.5 | 0 | 0 | 0 | 0 | 0 | 0 | 0 | 0 | 0 | 0 | 0 | 0 | 0 | 0 | 0 | 0 | 0
8546 | 0.5 | 1411.34 | 660 | 131.35 | 2202.69 | 740.21 | 444.13 | 11547.34 | 3387.03 | 14490.24 | 190.84 | 0 | 0 | 2398.5 | 2214 | 2214 | 61.5 | 6857.25 | 274.68 | 3.7 | -66.96 | 1.16 | 20 | 60.14 | 0 | 0.5 | 0.1 | 0.5 | 0.5 | 0 | 0 | 0 | 0 | 0 | 0 | 0 | 0 | 0 | 0 | 0 | 0 | 0 | 0 | 0 | 0 | 0
8547 | 0.8 | 1411.34 | 660 | 131.35 | 2202.69 | 740.21 | 444.13 | 11547.34 | 3387.03 | 14490.24 | 190.84 | 0 | 0 | 2398.5 | 2214 | 2214 | 61.5 | 6857.25 | 274.95 | 3.98 | -66.66 | 1.45 | 20 | 59.13 | 0 | 0.5 | 0.1 | 0.5 | 0.5 | 0 | 0 | 0 | 0 | 0 | 0 | 0 | 0 | 0 | 0 | 0 | 0 | 0 | 0 | 0 | 0 | 0
8548 | 0.5 | 1411.34 | 660 | 131.35 | 2202.69 | 740.21 | 444.13 | 11547.34 | 3387.03 | 14490.24 | 190.84 | 0 | 0 | 2398.5 | 2214 | 2214 | 61.5 | 6857.25 | 274.68 | 3.7 | -66.96 | 1.16 | 20 | 60.14 | 0 | 0.5 | 0.1 | 0.5 | 0.5 | 0 | 0 | 0 | 0 | 0 | 0 | 0 | 0 | 0 | 0 | 0 | 0 | 0 | 0 | 0 | 0 | 0
8549 | 0.2 | 1411.34 | 660 | 131.35 | 2202.69 | 740.21 | 444.13 | 11547.34 | 3387.03 | 14490.24 | 190.84 | 0 | 0 | 2398.5 | 2214 | 2214 | 61.5 | 6857.25 | 274.4 | 3.43 | -67.26 | 0.86 | 20 | 61.16 | 0 | 0.5 | 0.1 | 0.5 | 0.5 | 0 | 0 | 0 | 0 | 0 | 0 | 0 | 0 | 0 | 0 | 0 | 0 | 0 | 0 | 0 | 0 | 0
8550 | 0.8 | 1411.34 | 660 | 131.35 | 2202.69 | 740.21 | 444.13 | 11547.34 | 3387.03 | 14490.24 | 190.84 | 0 | 0 | 2398.5 | 2214 | 2214 | 61.5 | 6857.25 | 274.95 | 3.98 | -66.66 | 1.45 | 20 | 59.13 | 0 | 0.5 | 0.1 | 0.5 | 0.5 | 0 | 0 | 0 | 0 | 0 | 0 | 0 | 0 | 0 | 0 | 0 | 0 | 0 | 0 | 0 | 0 | 0
8551 | 1.2 | 1411.34 | 660 | 131.35 | 2202.69 | 740.21 | 444.13 | 11547.34 | 3387.03 | 14490.24 | 190.84 | 0 | 0 | 2398.5 | 2214 | 2214 | 61.5 | 6857.25 | 275.32 | 4.34 | -66.27 | 1.85 | 20 | 57.77 | 0 | 0.5 | 0.1 | 0.5 | 0.5 | 0 | 0 | 0 | 0 | 0 | 0 | 0 | 0 | 0 | 0 | 0 | 0 | 0 | 0 | 0 | 0 | 0
8552 | 1.3 | 1411.34 | 660 | 131.35 | 2202.69 | 740.21 | 444.13 | 11547.34 | 3387.03 | 14490.24 | 190.84 | 0 | 0 | 2398.5 | 11070 | 11070 | 61.5 | 24569.25 | 280.21 | 9.24 | -64.96 | 3.15 | 20 | 39.72 | 0 | 0.5 | 0.5 | 1 | 0.5 | 0 | 0 | 0 | 0 | 0 | 0 | 0 | 0 | 0 | 0 | 0 | 0 | 0 | 0 | 0 | 0 | 0
8553 | 1.3 | 1411.34 | 660 | 131.35 | 2202.69 | 740.21 | 444.13 | 11547.34 | 3387.03 | 14490.24 | 190.84 | 0 | 0 | 2398.5 | 11070 | 11070 | 61.5 | 24569.25 | 280.21 | 9.24 | -64.96 | 3.15 | 20 | 39.72 | 0 | 0.5 | 0.5 | 1 | 0.5 | 0 | 0 | 0 | 0 | 0 | 0 | 0 | 0 | 0 | 0 | 0 | 0 | 0 | 0 | 0 | 0 | 0
8554 | 1.2 | 1411.34 | 660 | 131.35 | 2202.69 | 740.21 | 444.13 | 11547.34 | 3387.03 | 14490.24 | 190.84 | 0 | 0 | 2398.5 | 11070 | 11070 | 61.5 | 24569.25 | 280.12 | 9.14 | -65.06 | 3.05 | 20 | 40.06 | 0 | 0.5 | 0.5 | 1 | 0.5 | 0 | 0 | 0 | 0 | 0 | 0 | 0 | 0 | 0 | 0 | 0 | 0 | 0 | 0 | 0 | 0 | 0
8555 | 0.6 | 1411.34 | 660 | 131.35 | 2202.69 | 740.21 | 444.13 | 11547.34 | 3387.03 | 14490.24 | 190.84 | 1961.28 | 162.7 | 2398.5 | 11070 | 11070 | 61.5 | 24569.25 | 280.15 | 9.17 | -65.51 | 2.61 | 20 | 39.97 | 0 | 0.5 | 0.5 | 1 | 0.5 | 0 | 557.68 | 0 | 335.58 | 0 | 750.04 | 0 | 317.98 | 0 | 41.43 | 0 | 18.72 | 0 | 36.64 | 0 | 17.74 | 48.16
8556 | 0.6 | 1411.34 | 660 | 131.35 | 2202.69 | 740.21 | 444.13 | 11547.34 | 3387.03 | 14490.24 | 190.84 | 3970.34 | 328 | 2398.5 | 11070 | 11070 | 61.5 | 24569.25 | 280.73 | 9.76 | -65.36 | 2.75 | 20 | 37.79 | 0 | 0.5 | 0.5 | 1 | 0.5 | 0 | 1123.62 | 0 | 675.16 | 0 | 1530.9 | 0 | 640.66 | 0 | 83.48 | 0 | 37.67 | 0 | 74.79 | 0 | 35.74 | 96.32
8557 | 0.7 | 1411.34 | 660 | 131.35 | 2202.69 | 740.21 | 444.13 | 11547.34 | 3387.03 | 14490.24 | 190.84 | 4519.18 | 373.03 | 2398.5 | 11070 | 11070 | 61.5 | 24569.25 | 280.99 | 10.01 | -65.22 | 2.89 | 20 | 36.86 | 0 | 0.5 | 0.5 | 1 | 0.5 | 0 | 1276.66 | 0 | 759.25 | 0 | 1755.35 | 0 | 727.92 | 0 | 94.85 | 0 | 42.36 | 0 | 85.75 | 0 | 40.61 | 109.46
8558 | 1 | 1411.34 | 660 | 131.35 | 2202.69 | 740.21 | 444.13 | 11547.34 | 3387.03 | 14490.24 | 190.84 | 3971.84 | 327.86 | 2398.5 | 11070 | 11070 | 61.5 | 24569.25 | 281.1 | 10.13 | -64.97 | 3.15 | 20 | 36.44 | 0 | 0.5 | 0.5 | 1 | 0.5 | 0 | 1119.86 | 0 | 660.04 | 0 | 1553.42 | 0 | 638.52 | 0 | 83.2 | 0 | 36.82 | 0 | 75.89 | 0 | 35.62 | 96.32
8559 | 1.4 | 1411.34 | 660 | 131.35 | 2202.69 | 740.21 | 444.13 | 11547.34 | 3387.03 | 14490.24 | 190.84 | 3078.16 | 253.66 | 2398.5 | 11070 | 11070 | 61.5 | 24569.25 | 281.21 | 10.23 | -64.64 | 3.48 | 20 | 36.05 | 0 | 0.5 | 0.5 | 1 | 0.5 | 0 | 861.94 | 0 | 505.89 | 0 | 1218.87 | 0 | 491.45 | 0 | 64.04 | 0 | 28.22 | 0 | 59.54 | 0 | 27.42 | 74.43
8560 | 1.6 | 1411.34 | 660 | 131.35 | 2202.69 | 740.21 | 444.13 | 11547.34 | 3387.03 | 14490.24 | 190.84 | 1080.92 | 89.13 | 2398.5 | 11070 | 11070 | 61.5 | 24569.25 | 280.8 | 9.83 | -64.59 | 3.53 | 20 | 37.54 | 0 | 0.5 | 0.5 | 1 | 0.5 | 0 | 300.71 | 0 | 174.6 | 0 | 434.15 | 0 | 171.46 | 0 | 22.34 | 0 | 9.74 | 0 | 21.21 | 0 | 9.57 | 26.27
8561 | 1.8 | 1411.34 | 660 | 131.35 | 2202.69 | 740.21 | 444.13 | 11547.34 | 3387.03 | 14490.24 | 190.84 | 0 | 0 | 2398.5 | 11070 | 11070 | 61.5 | 24569.25 | 280.67 | 9.7 | -64.47 | 3.65 | 20 | 38.03 | 0 | 0.5 | 0.5 | 1 | 0.5 | 0 | 0 | 0 | 0 | 0 | 0 | 0 | 0 | 0 | 0 | 0 | 0 | 0 | 0 | 0 | 0 | 0
8562 | 2 | 1411.34 | 660 | 131.35 | 2202.69 | 740.21 | 444.13 | 11547.34 | 3387.03 | 14490.24 | 190.84 | 0 | 0 | 2398.5 | 11070 | 11070 | 61.5 | 24569.25 | 280.86 | 9.88 | -64.27 | 3.84 | 20 | 37.35 | 0 | 0.5 | 0.5 | 1 | 0.5 | 0 | 0 | 0 | 0 | 0 | 0 | 0 | 0 | 0 | 0 | 0 | 0 | 0 | 0 | 0 | 0 | 0
8563 | 2.2 | 1411.34 | 660 | 131.35 | 2202.69 | 740.21 | 444.13 | 11547.34 | 3387.03 | 14490.24 | 190.84 | 0 | 0 | 2398.5 | 11070 | 11070 | 61.5 | 24569.25 | 281.04 | 10.06 | -64.07 | 4.04 | 20 | 36.67 | 0 | 0.5 | 0.5 | 1 | 0.5 | 0 | 0 | 0 | 0 | 0 | 0 | 0 | 0 | 0 | 0 | 0 | 0 | 0 | 0 | 0 | 0 | 0
8564 | 2.2 | 1411.34 | 660 | 131.35 | 2202.69 | 740.21 | 444.13 | 11547.34 | 3387.03 | 14490.24 | 190.84 | 0 | 0 | 2398.5 | 11070 | 11070 | 61.5 | 24569.25 | 281.04 | 10.06 | -64.07 | 4.04 | 20 | 36.67 | 0 | 0.5 | 0.5 | 1 | 0.5 | 0 | 0 | 0 | 0 | 0 | 0 | 0 | 0 | 0 | 0 | 0 | 0 | 0 | 0 | 0 | 0 | 0
8565 | 2.3 | 1411.34 | 660 | 131.35 | 2202.69 | 740.21 | 444.13 | 11547.34 | 3387.03 | 14490.24 | 190.84 | 0 | 0 | 2398.5 | 11070 | 11070 | 61.5 | 24569.25 | 281.13 | 10.15 | -63.98 | 4.14 | 20 | 36.34 | 0 | 0.5 | 0.5 | 1 | 0.5 | 0 | 0 | 0 | 0 | 0 | 0 | 0 | 0 | 0 | 0 | 0 | 0 | 0 | 0 | 0 | 0 | 0
8566 | 2.3 | 1411.34 | 660 | 131.35 | 2202.69 | 740.21 | 444.13 | 11547.34 | 3387.03 | 14490.24 | 190.84 | 0 | 0 | 2398.5 | 11070 | 11070 | 61.5 | 24569.25 | 281.13 | 10.15 | -63.98 | 4.14 | 20 | 36.34 | 0 | 0.5 | 0.5 | 1 | 0.5 | 0 | 0 | 0 | 0 | 0 | 0 | 0 | 0 | 0 | 0 | 0 | 0 | 0 | 0 | 0 | 0 | 0
8567 | 2.3 | 1411.34 | 660 | 131.35 | 2202.69 | 740.21 | 444.13 | 11547.34 | 3387.03 | 14490.24 | 190.84 | 0 | 0 | 2398.5 | 11070 | 11070 | 61.5 | 24569.25 | 281.13 | 10.15 | -63.98 | 4.14 | 20 | 36.34 | 0 | 0.5 | 0.5 | 1 | 0.5 | 0 | 0 | 0 | 0 | 0 | 0 | 0 | 0 | 0 | 0 | 0 | 0 | 0 | 0 | 0 | 0 | 0
8568 | 2.5 | 1411.34 | 660 | 131.35 | 2202.69 | 740.21 | 444.13 | 11547.34 | 3387.03 | 14490.24 | 190.84 | 0 | 0 | 2398.5 | 11070 | 11070 | 61.5 | 24569.25 | 281.31 | 10.34 | -63.78 | 4.34 | 20 | 35.66 | 0 | 0.5 | 0.5 | 1 | 0.5 | 0 | 0 | 0 | 0 | 0 | 0 | 0 | 0 | 0 | 0 | 0 | 0 | 0 | 0 | 0 | 0 | 0
8569 | 2.2 | 1411.34 | 660 | 131.35 | 2202.69 | 740.21 | 444.13 | 11547.34 | 3387.03 | 14490.24 | 190.84 | 0 | 0 | 2398.5 | 2214 | 2214 | 61.5 | 6857.25 | 276.24 | 5.26 | -65.28 | 2.83 | 20 | 54.39 | 0 | 0.5 | 0.1 | 0.5 | 0.5 | 0 | 0 | 0 | 0 | 0 | 0 | 0 | 0 | 0 | 0 | 0 | 0 | 0 | 0 | 0 | 0 | 0
8570 | 2.2 | 1411.34 | 660 | 131.35 | 2202.69 | 740.21 | 444.13 | 11547.34 | 3387.03 | 14490.24 | 190.84 | 0 | 0 | 2398.5 | 2214 | 2214 | 61.5 | 6857.25 | 276.24 | 5.26 | -65.28 | 2.83 | 20 | 54.39 | 0 | 0.5 | 0.1 | 0.5 | 0.5 | 0 | 0 | 0 | 0 | 0 | 0 | 0 | 0 | 0 | 0 | 0 | 0 | 0 | 0 | 0 | 0 | 0
8571 | 2.1 | 1411.34 | 660 | 131.35 | 2202.69 | 740.21 | 444.13 | 11547.34 | 3387.03 | 14490.24 | 190.84 | 0 | 0 | 2398.5 | 2214 | 2214 | 61.5 | 6857.25 | 276.15 | 5.17 | -65.38 | 2.73 | 20 | 54.72 | 0 | 0.5 | 0.1 | 0.5 | 0.5 | 0 | 0 | 0 | 0 | 0 | 0 | 0 | 0 | 0 | 0 | 0 | 0 | 0 | 0 | 0 | 0 | 0
8572 | 2.2 | 1411.34 | 660 | 131.35 | 2202.69 | 740.21 | 444.13 | 11547.34 | 3387.03 | 14490.24 | 190.84 | 0 | 0 | 2398.5 | 2214 | 2214 | 61.5 | 6857.25 | 276.24 | 5.26 | -65.28 | 2.83 | 20 | 54.39 | 0 | 0.5 | 0.1 | 0.5 | 0.5 | 0 | 0 | 0 | 0 | 0 | 0 | 0 | 0 | 0 | 0 | 0 | 0 | 0 | 0 | 0 | 0 | 0
8573 | 2.3 | 1411.34 | 660 | 131.35 | 2202.69 | 740.21 | 444.13 | 11547.34 | 3387.03 | 14490.24 | 190.84 | 0 | 0 | 2398.5 | 2214 | 2214 | 61.5 | 6857.25 | 276.33 | 5.35 | -65.18 | 2.93 | 20 | 54.05 | 0 | 0.5 | 0.1 | 0.5 | 0.5 | 0 | 0 | 0 | 0 | 0 | 0 | 0 | 0 | 0 | 0 | 0 | 0 | 0 | 0 | 0 | 0 | 0
8574 | 2.5 | 1411.34 | 660 | 131.35 | 2202.69 | 740.21 | 444.13 | 11547.34 | 3387.03 | 14490.24 | 190.84 | 0 | 0 | 2398.5 | 2214 | 2214 | 61.5 | 6857.25 | 276.51 | 5.54 | -64.99 | 3.13 | 20 | 53.37 | 0 | 0.5 | 0.1 | 0.5 | 0.5 | 0 | 0 | 0 | 0 | 0 | 0 | 0 | 0 | 0 | 0 | 0 | 0 | 0 | 0 | 0 | 0 | 0
8575 | 2.4 | 1411.34 | 660 | 131.35 | 2202.69 | 740.21 | 444.13 | 11547.34 | 3387.03 | 14490.24 | 190.84 | 0 | 0 | 2398.5 | 2214 | 2214 | 61.5 | 6857.25 | 276.42 | 5.45 | -65.08 | 3.03 | 20 | 53.71 | 0 | 0.5 | 0.1 | 0.5 | 0.5 | 0 | 0 | 0 | 0 | 0 | 0 | 0 | 0 | 0 | 0 | 0 | 0 | 0 | 0 | 0 | 0 | 0
8576 | 2.4 | 1411.34 | 660 | 131.35 | 2202.69 | 740.21 | 177.65 | 11280.86 | 3120.55 | 14223.76 | 190.84 | 0 | 0 | 959.4 | 4428 | 4428 | 24.6 | 9827.7 | 296.69 | 6.64 | -66.13 | 3.25 | 20 | 46.05 | 0 | 0.2 | 0.2 | 1 | 0.2 | 0 | 0 | 0 | 0 | 0 | 0 | 0 | 0 | 0 | 0 | 0 | 0 | 0 | 0 | 0 | 0 | 0
8577 | 2.6 | 1411.34 | 660 | 131.35 | 2202.69 | 740.21 | 177.65 | 11280.86 | 3120.55 | 14223.76 | 190.84 | 0 | 0 | 959.4 | 4428 | 4428 | 24.6 | 9827.7 | 296.87 | 6.82 | -65.93 | 3.45 | 20 | 45.42 | 0 | 0.2 | 0.2 | 1 | 0.2 | 0 | 0 | 0 | 0 | 0 | 0 | 0 | 0 | 0 | 0 | 0 | 0 | 0 | 0 | 0 | 0 | 0
8578 | 2.9 | 1411.34 | 660 | 131.35 | 2202.69 | 740.21 | 177.65 | 11280.86 | 3120.55 | 14223.76 | 190.84 | 1516.14 | 123.6 | 959.4 | 4428 | 4428 | 24.6 | 9827.7 | 297.62 | 7.57 | -65.52 | 3.86 | 20 | 42.85 | 0 | 0.2 | 0.2 | 1 | 0.2 | 0 | 425.21 | 0 | 292.33 | 0 | 559.38 | 0 | 239.21 | 0 | 31.59 | 0 | 16.31 | 0 | 27.33 | 0 | 13.35 | 35.03
8579 | 3.2 | 1411.34 | 660 | 131.35 | 2202.69 | 740.21 | 177.65 | 11280.86 | 3120.55 | 14223.76 | 190.84 | 3084.39 | 254.47 | 959.4 | 4428 | 4428 | 24.6 | 9827.7 | 298.39 | 8.34 | -65.1 | 4.27 | 20 | 40.21 | 0 | 0.2 | 0.2 | 1 | 0.2 | 0 | 871.35 | 0 | 539.08 | 0 | 1177.14 | 0 | 496.82 | 0 | 64.74 | 0 | 30.08 | 0 | 57.51 | 0 | 27.72 | 74.43
8580 | 3.7 | 1411.34 | 660 | 131.35 | 2202.69 | 740.21 | 177.65 | 11280.86 | 3120.55 | 14223.76 | 190.84 | 4536.66 | 374.12 | 959.4 | 4428 | 4428 | 24.6 | 9827.7 | 299.29 | 9.24 | -64.5 | 4.87 | 20 | 37.08 | 0 | 0.2 | 0.2 | 1 | 0.2 | 0 | 1281.03 | 0 | 775.05 | 0 | 1750.17 | 0 | 730.41 | 0 | 95.17 | 0 | 43.24 | 0 | 85.5 | 0 | 40.75 | 109.46
8581 | 3.9 | 1411.34 | 660 | 131.35 | 2202.69 | 740.21 | 177.65 | 11280.86 | 3120.55 | 14223.76 | 190.84 | 3401.18 | 281.66 | 959.4 | 4428 | 4428 | 24.6 | 9827.7 | 299.12 | 9.07 | -64.39 | 4.98 | 20 | 37.68 | 0 | 0.2 | 0.2 | 1 | 0.2 | 0 | 965.12 | 0 | 568.38 | 0 | 1317.39 | 0 | 550.29 | 0 | 71.7 | 0 | 31.71 | 0 | 64.36 | 0 | 30.7 | 83.19
8582 | 4.3 | 1411.34 | 660 | 131.35 | 2202.69 | 740.21 | 177.65 | 11280.86 | 3120.55 | 14223.76 | 190.84 | 1947.05 | 161.82 | 959.4 | 4428 | 4428 | 24.6 | 9827.7 | 299.02 | 8.98 | -64.1 | 5.27 | 20 | 38.01 | 0 | 0.2 | 0.2 | 1 | 0.2 | 0 | 554.65 | 0 | 321.62 | 0 | 754.52 | 0 | 316.25 | 0 | 41.21 | 0 | 17.94 | 0 | 36.86 | 0 | 17.64 | 48.16
8583 | 4.6 | 1411.34 | 660 | 131.35 | 2202.69 | 740.21 | 177.65 | 11280.86 | 3120.55 | 14223.76 | 190.84 | 3077.43 | 253.62 | 959.4 | 4428 | 4428 | 24.6 | 9827.7 | 299.65 | 9.6 | -63.72 | 5.65 | 20 | 35.85 | 0 | 0.2 | 0.2 | 1 | 0.2 | 0 | 861.92 | 0 | 505.82 | 0 | 1218.24 | 0 | 491.45 | 0 | 64.04 | 0 | 28.22 | 0 | 59.51 | 0 | 27.42 | 74.43
8584 | 4.9 | 1411.34 | 660 | 131.35 | 2202.69 | 740.21 | 177.65 | 11280.86 | 3120.55 | 14223.76 | 190.84 | 1459.78 | 119.79 | 959.4 | 4428 | 4428 | 24.6 | 9827.7 | 299.41 | 9.36 | -63.55 | 5.83 | 20 | 36.67 | 0 | 0.2 | 0.2 | 1 | 0.2 | 0 | 401.99 | 0 | 234.73 | 0 | 593.85 | 0 | 229.2 | 0 | 29.87 | 0 | 13.1 | 0 | 29.01 | 0 | 12.79 | 35.03
8585 | 5.1 | 1411.34 | 660 | 131.35 | 2202.69 | 740.21 | 177.65 | 11280.86 | 3120.55 | 14223.76 | 190.84 | 0 | 0 | 959.4 | 4428 | 4428 | 24.6 | 9827.7 | 299.14 | 9.09 | -63.46 | 5.91 | 20 | 37.62 | 0 | 0.2 | 0.2 | 1 | 0.2 | 0 | 0 | 0 | 0 | 0 | 0 | 0 | 0 | 0 | 0 | 0 | 0 | 0 | 0 | 0 | 0 | 0
8586 | 5.3 | 1411.34 | 660 | 131.35 | 2202.69 | 740.21 | 444.13 | 11547.34 | 3387.03 | 14490.24 | 190.84 | 0 | 0 | 2398.5 | 11070 | 11070 | 61.5 | 24569.25 | 283.88 | 12.91 | -61.02 | 7.1 | 20 | 26.17 | 0 | 0.5 | 0.5 | 1 | 0.5 | 0 | 0 | 0 | 0 | 0 | 0 | 0 | 0 | 0 | 0 | 0 | 0 | 0 | 0 | 0 | 0 | 0
8587 | 5.3 | 1411.34 | 660 | 131.35 | 2202.69 | 740.21 | 444.13 | 11547.34 | 3387.03 | 14490.24 | 190.84 | 0 | 0 | 2398.5 | 11070 | 11070 | 61.5 | 24569.25 | 283.88 | 12.91 | -61.02 | 7.1 | 20 | 26.17 | 0 | 0.5 | 0.5 | 1 | 0.5 | 0 | 0 | 0 | 0 | 0 | 0 | 0 | 0 | 0 | 0 | 0 | 0 | 0 | 0 | 0 | 0 | 0
8588 | 5.6 | 1411.34 | 660 | 131.35 | 2202.69 | 740.21 | 444.13 | 11547.34 | 3387.03 | 14490.24 | 190.84 | 0 | 0 | 2398.5 | 11070 | 11070 | 61.5 | 24569.25 | 284.16 | 13.18 | -60.72 | 7.4 | 20 | 25.16 | 0 | 0.5 | 0.5 | 1 | 0.5 | 0 | 0 | 0 | 0 | 0 | 0 | 0 | 0 | 0 | 0 | 0 | 0 | 0 | 0 | 0 | 0 | 0
8589 | 5.8 | 1411.34 | 660 | 131.35 | 2202.69 | 740.21 | 444.13 | 11547.34 | 3387.03 | 14490.24 | 190.84 | 0 | 0 | 2398.5 | 11070 | 11070 | 61.5 | 24569.25 | 284.34 | 13.37 | -60.52 | 7.59 | 20 | 24.48 | 0 | 0.5 | 0.5 | 1 | 0.5 | 0 | 0 | 0 | 0 | 0 | 0 | 0 | 0 | 0 | 0 | 0 | 0 | 0 | 0 | 0 | 0 | 0
8590 | 5.9 | 1411.34 | 660 | 131.35 | 2202.69 | 740.21 | 444.13 | 11547.34 | 3387.03 | 14490.24 | 190.84 | 0 | 0 | 2398.5 | 11070 | 11070 | 61.5 | 24569.25 | 284.43 | 13.46 | -60.42 | 7.69 | 20 | 24.14 | 0 | 0.5 | 0.5 | 1 | 0.5 | 0 | 0 | 0 | 0 | 0 | 0 | 0 | 0 | 0 | 0 | 0 | 0 | 0 | 0 | 0 | 0 | 0
8591 | 6 | 1411.34 | 660 | 131.35 | 2202.69 | 740.21 | 444.13 | 11547.34 | 3387.03 | 14490.24 | 190.84 | 0 | 0 | 2398.5 | 11070 | 11070 | 61.5 | 24569.25 | 284.53 | 13.55 | -60.32 | 7.79 | 20 | 23.8 | 0 | 0.5 | 0.5 | 1 | 0.5 | 0 | 0 | 0 | 0 | 0 | 0 | 0 | 0 | 0 | 0 | 0 | 0 | 0 | 0 | 0 | 0 | 0
8592 | 6.1 | 1411.34 | 660 | 131.35 | 2202.69 | 740.21 | 444.13 | 11547.34 | 3387.03 | 14490.24 | 190.84 | 0 | 0 | 2398.5 | 11070 | 11070 | 61.5 | 24569.25 | 284.62 | 13.64 | -60.23 | 7.89 | 20 | 23.46 | 0 | 0.5 | 0.5 | 1 | 0.5 | 0 | 0 | 0 | 0 | 0 | 0 | 0 | 0 | 0 | 0 | 0 | 0 | 0 | 0 | 0 | 0 | 0
8593 | 6.1 | 1411.34 | 660 | 131.35 | 2202.69 | 740.21 | 444.13 | 11547.34 | 3387.03 | 14490.24 | 190.84 | 0 | 0 | 2398.5 | 2214 | 2214 | 61.5 | 6857.25 | 279.82 | 8.84 | -61.43 | 6.68 | 20 | 41.18 | 0 | 0.5 | 0.1 | 0.5 | 0.5 | 0 | 0 | 0 | 0 | 0 | 0 | 0 | 0 | 0 | 0 | 0 | 0 | 0 | 0 | 0 | 0 | 0
8594 | 6.5 | 1411.34 | 660 | 131.35 | 2202.69 | 740.21 | 444.13 | 11547.34 | 3387.03 | 14490.24 | 190.84 | 0 | 0 | 2398.5 | 2214 | 2214 | 61.5 | 6857.25 | 280.19 | 9.21 | -61.04 | 7.08 | 20 | 39.82 | 0 | 0.5 | 0.1 | 0.5 | 0.5 | 0 | 0 | 0 | 0 | 0 | 0 | 0 | 0 | 0 | 0 | 0 | 0 | 0 | 0 | 0 | 0 | 0
8595 | 6.7 | 1411.34 | 660 | 131.35 | 2202.69 | 740.21 | 444.13 | 11547.34 | 3387.03 | 14490.24 | 190.84 | 0 | 0 | 2398.5 | 2214 | 2214 | 61.5 | 6857.25 | 280.37 | 9.39 | -60.84 | 7.27 | 20 | 39.14 | 0 | 0.5 | 0.1 | 0.5 | 0.5 | 0 | 0 | 0 | 0 | 0 | 0 | 0 | 0 | 0 | 0 | 0 | 0 | 0 | 0 | 0 | 0 | 0
8596 | 6.9 | 1411.34 | 660 | 131.35 | 2202.69 | 740.21 | 444.13 | 11547.34 | 3387.03 | 14490.24 | 190.84 | 0 | 0 | 2398.5 | 2214 | 2214 | 61.5 | 6857.25 | 280.55 | 9.58 | -60.64 | 7.47 | 20 | 38.47 | 0 | 0.5 | 0.1 | 0.5 | 0.5 | 0 | 0 | 0 | 0 | 0 | 0 | 0 | 0 | 0 | 0 | 0 | 0 | 0 | 0 | 0 | 0 | 0
8597 | 7.1 | 1411.34 | 660 | 131.35 | 2202.69 | 740.21 | 444.13 | 11547.34 | 3387.03 | 14490.24 | 190.84 | 0 | 0 | 2398.5 | 2214 | 2214 | 61.5 | 6857.25 | 280.74 | 9.76 | -60.45 | 7.67 | 20 | 37.79 | 0 | 0.5 | 0.1 | 0.5 | 0.5 | 0 | 0 | 0 | 0 | 0 | 0 | 0 | 0 | 0 | 0 | 0 | 0 | 0 | 0 | 0 | 0 | 0
8598 | 7.2 | 1411.34 | 660 | 131.35 | 2202.69 | 740.21 | 444.13 | 11547.34 | 3387.03 | 14490.24 | 190.84 | 0 | 0 | 2398.5 | 2214 | 2214 | 61.5 | 6857.25 | 280.83 | 9.85 | -60.35 | 7.77 | 20 | 37.45 | 0 | 0.5 | 0.1 | 0.5 | 0.5 | 0 | 0 | 0 | 0 | 0 | 0 | 0 | 0 | 0 | 0 | 0 | 0 | 0 | 0 | 0 | 0 | 0
8599 | 7.5 | 1411.34 | 660 | 131.35 | 2202.69 | 740.21 | 444.13 | 11547.34 | 3387.03 | 14490.24 | 190.84 | 0 | 0 | 2398.5 | 2214 | 2214 | 61.5 | 6857.25 | 281.1 | 10.13 | -60.05 | 8.06 | 20 | 36.43 | 0 | 0.5 | 0.1 | 0.5 | 0.5 | 0 | 0 | 0 | 0 | 0 | 0 | 0 | 0 | 0 | 0 | 0 | 0 | 0 | 0 | 0 | 0 | 0
8600 | 7.6 | 1411.34 | 660 | 131.35 | 2202.69 | 740.21 | 177.65 | 11280.86 | 3120.55 | 14223.76 | 190.84 | 0 | 0 | 959.4 | 4428 | 4428 | 24.6 | 9827.7 | 301.4 | 11.35 | -60.99 | 8.38 | 20 | 29.82 | 0 | 0.2 | 0.2 | 1 | 0.2 | 0 | 0 | 0 | 0 | 0 | 0 | 0 | 0 | 0 | 0 | 0 | 0 | 0 | 0 | 0 | 0 | 0
8601 | 7.9 | 1411.34 | 660 | 131.35 | 2202.69 | 740.21 | 177.65 | 11280.86 | 3120.55 | 14223.76 | 190.84 | 0 | 0 | 959.4 | 4428 | 4428 | 24.6 | 9827.7 | 301.67 | 11.62 | -60.7 | 8.68 | 20 | 28.89 | 0 | 0.2 | 0.2 | 1 | 0.2 | 0 | 0 | 0 | 0 | 0 | 0 | 0 | 0 | 0 | 0 | 0 | 0 | 0 | 0 | 0 | 0 | 0
8602 | 8.1 | 1411.34 | 660 | 131.35 | 2202.69 | 740.21 | 177.65 | 11280.86 | 3120.55 | 14223.76 | 190.84 | 535.66 | 44.44 | 959.4 | 4428 | 4428 | 24.6 | 9827.7 | 302.02 | 11.97 | -60.46 | 8.91 | 20 | 27.68 | 0 | 0.2 | 0.2 | 1 | 0.2 | 0 | 152.62 | 0 | 94.12 | 0 | 202.38 | 0 | 86.54 | 0 | 11.34 | 0 | 5.25 | 0 | 9.89 | 0 | 4.83 | 13.13
8603 | 8.4 | 1411.34 | 660 | 131.35 | 2202.69 | 740.21 | 177.65 | 11280.86 | 3120.55 | 14223.76 | 190.84 | 2518.46 | 208.34 | 959.4 | 4428 | 4428 | 24.6 | 9827.7 | 302.91 | 12.87 | -60.02 | 9.36 | 20 | 24.6 | 0 | 0.2 | 0.2 | 1 | 0.2 | 0 | 713.76 | 0 | 435.73 | 0 | 962 | 0 | 406.97 | 0 | 53.03 | 0 | 24.31 | 0 | 47 | 0 | 22.71 | 61.3
8604 | 8.5 | 1411.34 | 660 | 131.35 | 2202.69 | 740.21 | 177.65 | 11280.86 | 3120.55 | 14223.76 | 190.84 | 3039.69 | 251.87 | 959.4 | 4428 | 4428 | 24.6 | 9827.7 | 303.17 | 13.12 | -59.88 | 9.5 | 20 | 23.72 | 0 | 0.2 | 0.2 | 1 | 0.2 | 0 | 863.54 | 0 | 513.02 | 0 | 1170.77 | 0 | 492.37 | 0 | 64.16 | 0 | 28.62 | 0 | 57.19 | 0 | 27.47 | 74.43
8605 | 8.8 | 1411.34 | 660 | 131.35 | 2202.69 | 740.21 | 177.65 | 11280.86 | 3120.55 | 14223.76 | 190.84 | 5657 | 465.5 | 959.4 | 4428 | 4428 | 24.6 | 9827.7 | 304.26 | 14.21 | -59.39 | 9.99 | 20 | 19.95 | 0 | 0.2 | 0.2 | 1 | 0.2 | 0 | 1591.37 | 0 | 955.49 | 0 | 2202.78 | 0 | 907.36 | 0 | 118.23 | 0 | 53.31 | 0 | 107.61 | 0 | 50.62 | 135.72
8606 | 9.1 | 1411.34 | 660 | 131.35 | 2202.69 | 740.21 | 177.65 | 11280.86 | 3120.55 | 14223.76 | 190.84 | 11123.49 | 899.79 | 959.4 | 4428 | 4428 | 24.6 | 9827.7 | 306.24 | 16.2 | -58.68 | 10.69 | 20 | 13.12 | 0 | 0.2 | 0.2 | 1 | 0.2 | 0 | 3040.22 | 0 | 1882.4 | 0 | 4467.4 | 0 | 1733.46 | 0 | 225.88 | 0 | 105.02 | 0 | 218.24 | 0 | 96.71 | 253.94
8607 | 9.1 | 1411.34 | 660 | 131.35 | 2202.69 | 740.21 | 177.65 | 11280.86 | 3120.55 | 14223.76 | 190.84 | 8072.82 | 651.54 | 959.4 | 4428 | 4428 | 24.6 | 9827.7 | 305.29 | 15.24 | -58.91 | 10.47 | 20 | 16.42 | 0 | 0.2 | 0.2 | 1 | 0.2 | 0 | 2178.86 | 0 | 1329.59 | 0 | 3322.04 | 0 | 1242.33 | 0 | 161.88 | 0 | 74.18 | 0 | 162.29 | 0 | 69.31 | 183.89
8608 | 9.1 | 1411.34 | 660 | 131.35 | 2202.69 | 740.21 | 177.65 | 11280.86 | 3120.55 | 14223.76 | 190.84 | 3281.18 | 263.71 | 959.4 | 4428 | 4428 | 24.6 | 9827.7 | 303.79 | 13.74 | -59.27 | 10.11 | 20 | 21.6 | 0 | 0.2 | 0.2 | 1 | 0.2 | 0 | 863.91 | 0 | 517.19 | 0 | 1407.5 | 0 | 492.58 | 0 | 64.18 | 0 | 28.85 | 0 | 68.76 | 0 | 27.48 | 74.43
8609 | 9 | 1411.34 | 660 | 131.35 | 2202.69 | 740.21 | 177.65 | 11280.86 | 3120.55 | 14223.76 | 190.84 | 0 | 0 | 959.4 | 4428 | 4428 | 24.6 | 9827.7 | 302.67 | 12.62 | -59.61 | 9.76 | 20 | 25.45 | 0 | 0.2 | 0.2 | 1 | 0.2 | 0 | 0 | 0 | 0 | 0 | 0 | 0 | 0 | 0 | 0 | 0 | 0 | 0 | 0 | 0 | 0 | 0
8610 | 8.8 | 1411.34 | 660 | 131.35 | 2202.69 | 740.21 | 444.13 | 11547.34 | 3387.03 | 14490.24 | 190.84 | 0 | 0 | 2398.5 | 11070 | 11070 | 61.5 | 24569.25 | 287.1 | 16.12 | -57.56 | 10.55 | 20 | 14.32 | 0 | 0.5 | 0.5 | 1 | 0.5 | 0 | 0 | 0 | 0 | 0 | 0 | 0 | 0 | 0 | 0 | 0 | 0 | 0 | 0 | 0 | 0 | 0
8611 | 8.9 | 1411.34 | 660 | 131.35 | 2202.69 | 740.21 | 444.13 | 11547.34 | 3387.03 | 14490.24 | 190.84 | 0 | 0 | 2398.5 | 11070 | 11070 | 61.5 | 24569.25 | 287.19 | 16.21 | -57.46 | 10.65 | 20 | 13.98 | 0 | 0.5 | 0.5 | 1 | 0.5 | 0 | 0 | 0 | 0 | 0 | 0 | 0 | 0 | 0 | 0 | 0 | 0 | 0 | 0 | 0 | 0 | 0
8612 | 9 | 1411.34 | 660 | 131.35 | 2202.69 | 740.21 | 444.13 | 11547.34 | 3387.03 | 14490.24 | 190.84 | 0 | 0 | 2398.5 | 11070 | 11070 | 61.5 | 24569.25 | 287.28 | 16.3 | -57.36 | 10.75 | 20 | 13.64 | 0 | 0.5 | 0.5 | 1 | 0.5 | 0 | 0 | 0 | 0 | 0 | 0 | 0 | 0 | 0 | 0 | 0 | 0 | 0 | 0 | 0 | 0 | 0
8613 | 9 | 1411.34 | 660 | 131.35 | 2202.69 | 740.21 | 444.13 | 11547.34 | 3387.03 | 14490.24 | 190.84 | 0 | 0 | 2398.5 | 11070 | 11070 | 61.5 | 24569.25 | 287.28 | 16.3 | -57.36 | 10.75 | 20 | 13.64 | 0 | 0.5 | 0.5 | 1 | 0.5 | 0 | 0 | 0 | 0 | 0 | 0 | 0 | 0 | 0 | 0 | 0 | 0 | 0 | 0 | 0 | 0 | 0
8614 | 8.9 | 1411.34 | 660 | 131.35 | 2202.69 | 740.21 | 444.13 | 11547.34 | 3387.03 | 14490.24 | 190.84 | 0 | 0 | 2398.5 | 11070 | 11070 | 61.5 | 24569.25 | 287.19 | 16.21 | -57.46 | 10.65 | 20 | 13.98 | 0 | 0.5 | 0.5 | 1 | 0.5 | 0 | 0 | 0 | 0 | 0 | 0 | 0 | 0 | 0 | 0 | 0 | 0 | 0 | 0 | 0 | 0 | 0
8615 | 8.9 | 1411.34 | 660 | 131.35 | 2202.69 | 740.21 | 444.13 | 11547.34 | 3387.03 | 14490.24 | 190.84 | 0 | 0 | 2398.5 | 11070 | 11070 | 61.5 | 24569.25 | 287.19 | 16.21 | -57.46 | 10.65 | 20 | 13.98 | 0 | 0.5 | 0.5 | 1 | 0.5 | 0 | 0 | 0 | 0 | 0 | 0 | 0 | 0 | 0 | 0 | 0 | 0 | 0 | 0 | 0 | 0 | 0
8616 | 8.9 | 1411.34 | 660 | 131.35 | 2202.69 | 740.21 | 444.13 | 11547.34 | 3387.03 | 14490.24 | 190.84 | 0 | 0 | 2398.5 | 11070 | 11070 | 61.5 | 24569.25 | 287.19 | 16.21 | -57.46 | 10.65 | 20 | 13.98 | 0 | 0.5 | 0.5 | 1 | 0.5 | 0 | 0 | 0 | 0 | 0 | 0 | 0 | 0 | 0 | 0 | 0 | 0 | 0 | 0 | 0 | 0 | 0
8617 | 8.8 | 1411.34 | 660 | 131.35 | 2202.69 | 740.21 | 444.13 | 11547.34 | 3387.03 | 14490.24 | 190.84 | 0 | 0 | 2398.5 | 2214 | 2214 | 61.5 | 6857.25 | 282.3 | 11.32 | -58.77 | 9.35 | 20 | 32.03 | 0 | 0.5 | 0.1 | 0.5 | 0.5 | 0 | 0 | 0 | 0 | 0 | 0 | 0 | 0 | 0 | 0 | 0 | 0 | 0 | 0 | 0 | 0 | 0
8618 | 8.9 | 1411.34 | 660 | 131.35 | 2202.69 | 740.21 | 444.13 | 11547.34 | 3387.03 | 14490.24 | 190.84 | 0 | 0 | 2398.5 | 2214 | 2214 | 61.5 | 6857.25 | 282.39 | 11.41 | -58.67 | 9.45 | 20 | 31.69 | 0 | 0.5 | 0.1 | 0.5 | 0.5 | 0 | 0 | 0 | 0 | 0 | 0 | 0 | 0 | 0 | 0 | 0 | 0 | 0 | 0 | 0 | 0 | 0
8619 | 8.8 | 1411.34 | 660 | 131.35 | 2202.69 | 740.21 | 444.13 | 11547.34 | 3387.03 | 14490.24 | 190.84 | 0 | 0 | 2398.5 | 2214 | 2214 | 61.5 | 6857.25 | 282.3 | 11.32 | -58.77 | 9.35 | 20 | 32.03 | 0 | 0.5 | 0.1 | 0.5 | 0.5 | 0 | 0 | 0 | 0 | 0 | 0 | 0 | 0 | 0 | 0 | 0 | 0 | 0 | 0 | 0 | 0 | 0
8620 | 8.6 | 1411.34 | 660 | 131.35 | 2202.69 | 740.21 | 444.13 | 11547.34 | 3387.03 | 14490.24 | 190.84 | 0 | 0 | 2398.5 | 2214 | 2214 | 61.5 | 6857.25 | 282.11 | 11.14 | -58.96 | 9.15 | 20 | 32.71 | 0 | 0.5 | 0.1 | 0.5 | 0.5 | 0 | 0 | 0 | 0 | 0 | 0 | 0 | 0 | 0 | 0 | 0 | 0 | 0 | 0 | 0 | 0 | 0
8621 | 8.4 | 1411.34 | 660 | 131.35 | 2202.69 | 740.21 | 444.13 | 11547.34 | 3387.03 | 14490.24 | 190.84 | 0 | 0 | 2398.5 | 2214 | 2214 | 61.5 | 6857.25 | 281.93 | 10.95 | -59.16 | 8.95 | 20 | 33.39 | 0 | 0.5 | 0.1 | 0.5 | 0.5 | 0 | 0 | 0 | 0 | 0 | 0 | 0 | 0 | 0 | 0 | 0 | 0 | 0 | 0 | 0 | 0 | 0
8622 | 8 | 1411.34 | 660 | 131.35 | 2202.69 | 740.21 | 444.13 | 11547.34 | 3387.03 | 14490.24 | 190.84 | 0 | 0 | 2398.5 | 2214 | 2214 | 61.5 | 6857.25 | 281.56 | 10.59 | -59.56 | 8.56 | 20 | 34.74 | 0 | 0.5 | 0.1 | 0.5 | 0.5 | 0 | 0 | 0 | 0 | 0 | 0 | 0 | 0 | 0 | 0 | 0 | 0 | 0 | 0 | 0 | 0 | 0
8623 | 7.9 | 1411.34 | 660 | 131.35 | 2202.69 | 740.21 | 444.13 | 11547.34 | 3387.03 | 14490.24 | 190.84 | 0 | 0 | 2398.5 | 2214 | 2214 | 61.5 | 6857.25 | 281.47 | 10.49 | -59.66 | 8.46 | 20 | 35.08 | 0 | 0.5 | 0.1 | 0.5 | 0.5 | 0 | 0 | 0 | 0 | 0 | 0 | 0 | 0 | 0 | 0 | 0 | 0 | 0 | 0 | 0 | 0 | 0
8624 | 7.6 | 1411.34 | 660 | 131.35 | 2202.69 | 740.21 | 177.65 | 11280.86 | 3120.55 | 14223.76 | 190.84 | 0 | 0 | 959.4 | 4428 | 4428 | 24.6 | 9827.7 | 301.4 | 11.35 | -60.99 | 8.38 | 20 | 29.82 | 0 | 0.2 | 0.2 | 1 | 0.2 | 0 | 0 | 0 | 0 | 0 | 0 | 0 | 0 | 0 | 0 | 0 | 0 | 0 | 0 | 0 | 0 | 0
8625 | 7.3 | 1411.34 | 660 | 131.35 | 2202.69 | 740.21 | 177.65 | 11280.86 | 3120.55 | 14223.76 | 190.84 | 0 | 0 | 959.4 | 4428 | 4428 | 24.6 | 9827.7 | 301.13 | 11.08 | -61.29 | 8.08 | 20 | 30.76 | 0 | 0.2 | 0.2 | 1 | 0.2 | 0 | 0 | 0 | 0 | 0 | 0 | 0 | 0 | 0 | 0 | 0 | 0 | 0 | 0 | 0 | 0 | 0
8626 | 7 | 1411.34 | 660 | 131.35 | 2202.69 | 740.21 | 177.65 | 11280.86 | 3120.55 | 14223.76 | 190.84 | 535.89 | 44.45 | 959.4 | 4428 | 4428 | 24.6 | 9827.7 | 301.03 | 10.98 | -61.55 | 7.83 | 20 | 31.11 | 0 | 0.2 | 0.2 | 1 | 0.2 | 0 | 152.68 | 0 | 94.22 | 0 | 202.42 | 0 | 86.56 | 0 | 11.34 | 0 | 5.26 | 0 | 9.89 | 0 | 4.83 | 13.13
8627 | 7 | 1411.34 | 660 | 131.35 | 2202.69 | 740.21 | 177.65 | 11280.86 | 3120.55 | 14223.76 | 190.84 | 1961.6 | 162.72 | 959.4 | 4428 | 4428 | 24.6 | 9827.7 | 301.47 | 11.42 | -61.44 | 7.94 | 20 | 29.57 | 0 | 0.2 | 0.2 | 1 | 0.2 | 0 | 557.77 | 0 | 335.82 | 0 | 749.99 | 0 | 318.03 | 0 | 41.44 | 0 | 18.74 | 0 | 36.64 | 0 | 17.74 | 48.16
8628 | 7.1 | 1411.34 | 660 | 131.35 | 2202.69 | 740.21 | 177.65 | 11280.86 | 3120.55 | 14223.76 | 190.84 | 4536.3 | 374.1 | 959.4 | 4428 | 4428 | 24.6 | 9827.7 | 302.37 | 12.32 | -61.15 | 8.23 | 20 | 26.47 | 0 | 0.2 | 0.2 | 1 | 0.2 | 0 | 1281.06 | 0 | 775.08 | 0 | 1749.74 | 0 | 730.43 | 0 | 95.18 | 0 | 43.24 | 0 | 85.48 | 0 | 40.75 | 109.46
8629 | 7.1 | 1411.34 | 660 | 131.35 | 2202.69 | 740.21 | 177.65 | 11280.86 | 3120.55 | 14223.76 | 190.84 | 6620.44 | 543.4 | 959.4 | 4428 | 4428 | 24.6 | 9827.7 | 303.03 | 12.98 | -60.99 | 8.38 | 20 | 24.22 | 0 | 0.2 | 0.2 | 1 | 0.2 | 0 | 1856.01 | 0 | 1123.02 | 0 | 2583.16 | 0 | 1058.25 | 0 | 137.89 | 0 | 62.65 | 0 | 126.19 | 0 | 59.04 | 157.62
8630 | 7.1 | 1411.34 | 660 | 131.35 | 2202.69 | 740.21 | 177.65 | 11280.86 | 3120.55 | 14223.76 | 190.84 | 5682.37 | 466.65 | 959.4 | 4428 | 4428 | 24.6 | 9827.7 | 302.73 | 12.68 | -61.06 | 8.31 | 20 | 25.23 | 0 | 0.2 | 0.2 | 1 | 0.2 | 0 | 1589.87 | 0 | 948.89 | 0 | 2237.11 | 0 | 906.51 | 0 | 118.12 | 0 | 52.94 | 0 | 109.29 | 0 | 50.57 | 135.72
8631 | 7 | 1411.34 | 660 | 131.35 | 2202.69 | 740.21 | 177.65 | 11280.86 | 3120.55 | 14223.76 | 190.84 | 4612.65 | 377.6 | 959.4 | 4428 | 4428 | 24.6 | 9827.7 | 302.3 | 12.25 | -61.24 | 8.13 | 20 | 26.7 | 0 | 0.2 | 0.2 | 1 | 0.2 | 0 | 1277.01 | 0 | 758.82 | 0 | 1848.69 | 0 | 728.12 | 0 | 94.88 | 0 | 42.34 | 0 | 90.31 | 0 | 40.62 | 109.46
8632 | 6.9 | 1411.34 | 660 | 131.35 | 2202.69 | 740.21 | 177.65 | 11280.86 | 3120.55 | 14223.76 | 190.84 | 2041.91 | 166.49 | 959.4 | 4428 | 4428 | 24.6 | 9827.7 | 301.41 | 11.36 | -61.53 | 7.84 | 20 | 29.8 | 0 | 0.2 | 0.2 | 1 | 0.2 | 0 | 554.83 | 0 | 326.48 | 0 | 844.25 | 0 | 316.35 | 0 | 41.22 | 0 | 18.21 | 0 | 41.24 | 0 | 17.65 | 48.16
8633 | 6.5 | 1411.34 | 660 | 131.35 | 2202.69 | 740.21 | 177.65 | 11280.86 | 3120.55 | 14223.76 | 190.84 | 0 | 0 | 959.4 | 4428 | 4428 | 24.6 | 9827.7 | 300.4 | 10.35 | -62.08 | 7.29 | 20 | 33.25 | 0 | 0.2 | 0.2 | 1 | 0.2 | 0 | 0 | 0 | 0 | 0 | 0 | 0 | 0 | 0 | 0 | 0 | 0 | 0 | 0 | 0 | 0 | 0
8634 | 6.1 | 1411.34 | 660 | 131.35 | 2202.69 | 740.21 | 444.13 | 11547.34 | 3387.03 | 14490.24 | 190.84 | 0 | 0 | 2398.5 | 11070 | 11070 | 61.5 | 24569.25 | 284.62 | 13.64 | -60.23 | 7.89 | 20 | 23.46 | 0 | 0.5 | 0.5 | 1 | 0.5 | 0 | 0 | 0 | 0 | 0 | 0 | 0 | 0 | 0 | 0 | 0 | 0 | 0 | 0 | 0 | 0 | 0
8635 | 6.2 | 1411.34 | 660 | 131.35 | 2202.69 | 740.21 | 444.13 | 11547.34 | 3387.03 | 14490.24 | 190.84 | 0 | 0 | 2398.5 | 11070 | 11070 | 61.5 | 24569.25 | 284.71 | 13.73 | -60.13 | 7.99 | 20 | 23.13 | 0 | 0.5 | 0.5 | 1 | 0.5 | 0 | 0 | 0 | 0 | 0 | 0 | 0 | 0 | 0 | 0 | 0 | 0 | 0 | 0 | 0 | 0 | 0
8636 | 6.4 | 1411.34 | 660 | 131.35 | 2202.69 | 740.21 | 444.13 | 11547.34 | 3387.03 | 14490.24 | 190.84 | 0 | 0 | 2398.5 | 11070 | 11070 | 61.5 | 24569.25 | 284.89 | 13.92 | -59.93 | 8.19 | 20 | 22.45 | 0 | 0.5 | 0.5 | 1 | 0.5 | 0 | 0 | 0 | 0 | 0 | 0 | 0 | 0 | 0 | 0 | 0 | 0 | 0 | 0 | 0 | 0 | 0
8637 | 7 | 1411.34 | 660 | 131.35 | 2202.69 | 740.21 | 444.13 | 11547.34 | 3387.03 | 14490.24 | 190.84 | 0 | 0 | 2398.5 | 11070 | 11070 | 61.5 | 24569.25 | 285.44 | 14.47 | -59.34 | 8.78 | 20 | 20.42 | 0 | 0.5 | 0.5 | 1 | 0.5 | 0 | 0 | 0 | 0 | 0 | 0 | 0 | 0 | 0 | 0 | 0 | 0 | 0 | 0 | 0 | 0 | 0
8638 | 7.5 | 1411.34 | 660 | 131.35 | 2202.69 | 740.21 | 444.13 | 11547.34 | 3387.03 | 14490.24 | 190.84 | 0 | 0 | 2398.5 | 11070 | 11070 | 61.5 | 24569.25 | 285.9 | 14.93 | -58.84 | 9.27 | 20 | 18.72 | 0 | 0.5 | 0.5 | 1 | 0.5 | 0 | 0 | 0 | 0 | 0 | 0 | 0 | 0 | 0 | 0 | 0 | 0 | 0 | 0 | 0 | 0 | 0
8639 | 7.8 | 1411.34 | 660 | 131.35 | 2202.69 | 740.21 | 444.13 | 11547.34 | 3387.03 | 14490.24 | 190.84 | 0 | 0 | 2398.5 | 11070 | 11070 | 61.5 | 24569.25 | 286.18 | 15.2 | -58.55 | 9.57 | 20 | 17.71 | 0 | 0.5 | 0.5 | 1 | 0.5 | 0 | 0 | 0 | 0 | 0 | 0 | 0 | 0 | 0 | 0 | 0 | 0 | 0 | 0 | 0 | 0 | 0
8640 | 8.7 | 1411.34 | 660 | 131.35 | 2202.69 | 740.21 | 444.13 | 11547.34 | 3387.03 | 14490.24 | 190.84 | 0 | 0 | 2398.5 | 11070 | 11070 | 61.5 | 24569.25 | 287 | 16.03 | -57.66 | 10.46 | 20 | 14.66 | 0 | 0.5 | 0.5 | 1 | 0.5 | 0 | 0 | 0 | 0 | 0 | 0 | 0 | 0 | 0 | 0 | 0 | 0 | 0 | 0 | 0 | 0 | 0
8641 | 9 | 1411.34 | 660 | 131.35 | 2202.69 | 740.21 | 444.13 | 11547.34 | 3387.03 | 14490.24 | 190.84 | 0 | 0 | 2398.5 | 2214 | 2214 | 61.5 | 6857.25 | 282.48 | 11.5 | -58.57 | 9.55 | 20 | 31.35 | 0 | 0.5 | 0.1 | 0.5 | 0.5 | 0 | 0 | 0 | 0 | 0 | 0 | 0 | 0 | 0 | 0 | 0 | 0 | 0 | 0 | 0 | 0 | 0
8642 | 8.7 | 1411.34 | 660 | 131.35 | 2202.69 | 740.21 | 444.13 | 11547.34 | 3387.03 | 14490.24 | 190.84 | 0 | 0 | 2398.5 | 2214 | 2214 | 61.5 | 6857.25 | 282.2 | 11.23 | -58.87 | 9.25 | 20 | 32.37 | 0 | 0.5 | 0.1 | 0.5 | 0.5 | 0 | 0 | 0 | 0 | 0 | 0 | 0 | 0 | 0 | 0 | 0 | 0 | 0 | 0 | 0 | 0 | 0
8643 | 8.9 | 1411.34 | 660 | 131.35 | 2202.69 | 740.21 | 444.13 | 11547.34 | 3387.03 | 14490.24 | 190.84 | 0 | 0 | 2398.5 | 2214 | 2214 | 61.5 | 6857.25 | 282.39 | 11.41 | -58.67 | 9.45 | 20 | 31.69 | 0 | 0.5 | 0.1 | 0.5 | 0.5 | 0 | 0 | 0 | 0 | 0 | 0 | 0 | 0 | 0 | 0 | 0 | 0 | 0 | 0 | 0 | 0 | 0
8644 | 8.5 | 1411.34 | 660 | 131.35 | 2202.69 | 740.21 | 444.13 | 11547.34 | 3387.03 | 14490.24 | 190.84 | 0 | 0 | 2398.5 | 2214 | 2214 | 61.5 | 6857.25 | 282.02 | 11.04 | -59.06 | 9.05 | 20 | 33.05 | 0 | 0.5 | 0.1 | 0.5 | 0.5 | 0 | 0 | 0 | 0 | 0 | 0 | 0 | 0 | 0 | 0 | 0 | 0 | 0 | 0 | 0 | 0 | 0
8645 | 8.4 | 1411.34 | 660 | 131.35 | 2202.69 | 740.21 | 444.13 | 11547.34 | 3387.03 | 14490.24 | 190.84 | 0 | 0 | 2398.5 | 2214 | 2214 | 61.5 | 6857.25 | 281.93 | 10.95 | -59.16 | 8.95 | 20 | 33.39 | 0 | 0.5 | 0.1 | 0.5 | 0.5 | 0 | 0 | 0 | 0 | 0 | 0 | 0 | 0 | 0 | 0 | 0 | 0 | 0 | 0 | 0 | 0 | 0
8646 | 8.2 | 1411.34 | 660 | 131.35 | 2202.69 | 740.21 | 444.13 | 11547.34 | 3387.03 | 14490.24 | 190.84 | 0 | 0 | 2398.5 | 2214 | 2214 | 61.5 | 6857.25 | 281.75 | 10.77 | -59.36 | 8.76 | 20 | 34.06 | 0 | 0.5 | 0.1 | 0.5 | 0.5 | 0 | 0 | 0 | 0 | 0 | 0 | 0 | 0 | 0 | 0 | 0 | 0 | 0 | 0 | 0 | 0 | 0
8647 | 8 | 1411.34 | 660 | 131.35 | 2202.69 | 740.21 | 444.13 | 11547.34 | 3387.03 | 14490.24 | 190.84 | 0 | 0 | 2398.5 | 2214 | 2214 | 61.5 | 6857.25 | 281.56 | 10.59 | -59.56 | 8.56 | 20 | 34.74 | 0 | 0.5 | 0.1 | 0.5 | 0.5 | 0 | 0 | 0 | 0 | 0 | 0 | 0 | 0 | 0 | 0 | 0 | 0 | 0 | 0 | 0 | 0 | 0
8648 | 7.4 | 1411.34 | 660 | 131.35 | 2202.69 | 740.21 | 177.65 | 11280.86 | 3120.55 | 14223.76 | 190.84 | 0 | 0 | 959.4 | 4428 | 4428 | 24.6 | 9827.7 | 301.22 | 11.17 | -61.19 | 8.18 | 20 | 30.45 | 0 | 0.2 | 0.2 | 1 | 0.2 | 0 | 0 | 0 | 0 | 0 | 0 | 0 | 0 | 0 | 0 | 0 | 0 | 0 | 0 | 0 | 0 | 0
8649 | 6.8 | 1411.34 | 660 | 131.35 | 2202.69 | 740.21 | 177.65 | 11280.86 | 3120.55 | 14223.76 | 190.84 | 0 | 0 | 959.4 | 4428 | 4428 | 24.6 | 9827.7 | 300.68 | 10.63 | -61.78 | 7.59 | 20 | 32.32 | 0 | 0.2 | 0.2 | 1 | 0.2 | 0 | 0 | 0 | 0 | 0 | 0 | 0 | 0 | 0 | 0 | 0 | 0 | 0 | 0 | 0 | 0 | 0
8650 | 6.5 | 1411.34 | 660 | 131.35 | 2202.69 | 740.21 | 177.65 | 11280.86 | 3120.55 | 14223.76 | 190.84 | 3884.44 | 287.24 | 959.4 | 4428 | 4428 | 24.6 | 9827.7 | 301.61 | 11.56 | -61.79 | 7.58 | 20 | 29.08 | 0 | 0.2 | 0.2 | 1 | 0.2 | 0 | 835.52 | 0 | 1765.62 | 0 | 898.91 | 0 | 384.4 | 0 | 62.08 | 0 | 98.51 | 0 | 43.91 | 0 | 21.45 | 61.3
8651 | 7 | 1411.34 | 660 | 131.35 | 2202.69 | 740.21 | 177.65 | 11280.86 | 3120.55 | 14223.76 | 190.84 | 38724.41 | 2631 | 959.4 | 4428 | 4428 | 24.6 | 9827.7 | 312.85 | 22.8 | -58.72 | 10.66 | 22.8 | 0 | 0 | 0.2 | 0.2 | 1 | 0.2 | 0 | 4338.82 | 0 | 20006.52 | 0 | 11905.17 | 0 | 2473.89 | 0 | 322.36 | 0 | 1116.19 | 0 | 581.59 | 0 | 138.02 | 472.85
8652 | 7.5 | 1411.34 | 660 | 131.35 | 2202.69 | 740.21 | 177.65 | 11280.86 | 3120.55 | 14223.76 | 190.84 | 80931.2 | 5190.78 | 959.4 | 4428 | 4428 | 24.6 | 9827.7 | 326.4 | 36.35 | -55.12 | 14.26 | 23.9 | 0 | 0 | 0.2 | 0.2 | 1 | 0.2 | 0 | 5673.32 | 0 | 34998.39 | 0 | 37024.7 | 0 | 3234.79 | 0 | 421.5 | 0 | 1952.6 | 0 | 1808.73 | 0 | 180.47 | 827.48
8653 | 7 | 1411.34 | 660 | 131.35 | 2202.69 | 740.21 | 177.65 | 11280.86 | 3120.55 | 14223.76 | 190.84 | 37196.93 | 4792.2 | 959.4 | 4428 | 4428 | 24.6 | 9827.7 | 313.19 | 23.14 | -58.67 | 10.7 | 23.14 | 0 | 0 | 0.2 | 0.2 | 1 | 0.2 | 0 | 3354.75 | 0 | 11488.43 | 0 | 20440.95 | 0 | 1912.8 | 0 | 498.49 | 0 | 1281.9 | 0 | 1997.16 | 0 | 213.43 | 801.21
8654 | 7.7 | 1411.34 | 660 | 131.35 | 2202.69 | 740.21 | 177.65 | 11280.86 | 3120.55 | 14223.76 | 190.84 | 100708.65 | 6132.34 | 959.4 | 4428 | 4428 | 24.6 | 9827.7 | 332.6 | 42.55 | -53.48 | 15.89 | 23.9 | 0 | 0 | 0.2 | 0.2 | 1 | 0.2 | 0 | 6087.13 | 0 | 24651.97 | 0 | 66498.82 | 0 | 3470.73 | 0 | 452.25 | 0 | 1375.36 | 0 | 3248.59 | 0 | 193.64 | 862.51
8655 | 7.1 | 1411.34 | 660 | 131.35 | 2202.69 | 740.21 | 177.65 | 11280.86 | 3120.55 | 14223.76 | 190.84 | 21691.34 | 2776.47 | 959.4 | 4428 | 4428 | 24.6 | 9827.7 | 308.2 | 18.15 | -59.79 | 9.58 | 20 | 6.38 | 0 | 0.2 | 0.2 | 1 | 0.2 | 0 | 2410.66 | 0 | 3696.81 | 0 | 14209.38 | 0 | 1374.5 | 0 | 358.2 | 0 | 412.5 | 0 | 1388.31 | 0 | 153.37 | 464.09
8656 | 7.1 | 1411.34 | 660 | 131.35 | 2202.69 | 740.21 | 177.65 | 11280.86 | 3120.55 | 14223.76 | 190.84 | 13531.58 | 921.88 | 959.4 | 4428 | 4428 | 24.6 | 9827.7 | 305.14 | 15.09 | -60.48 | 8.89 | 20 | 16.93 | 0 | 0.2 | 0.2 | 1 | 0.2 | 0 | 2197.6 | 0 | 1777.98 | 0 | 8302.98 | 0 | 1253.02 | 0 | 163.27 | 0 | 99.2 | 0 | 405.62 | 0 | 69.91 | 183.89
8657 | 6.5 | 1411.34 | 660 | 131.35 | 2202.69 | 740.21 | 177.65 | 11280.86 | 3120.55 | 14223.76 | 190.84 | 523.11 | 43.71 | 959.4 | 4428 | 4428 | 24.6 | 9827.7 | 300.57 | 10.52 | -62.04 | 7.33 | 20 | 32.69 | 0 | 0.2 | 0.2 | 1 | 0.2 | 0 | 150.59 | 0 | 85.86 | 0 | 200.79 | 0 | 85.86 | 0 | 11.19 | 0 | 4.79 | 0 | 9.81 | 0 | 4.79 | 13.13
8658 | 5.7 | 1411.34 | 660 | 131.35 | 2202.69 | 740.21 | 444.13 | 11547.34 | 3387.03 | 14490.24 | 190.84 | 0 | 0 | 2398.5 | 11070 | 11070 | 61.5 | 24569.25 | 284.25 | 13.27 | -60.62 | 7.49 | 20 | 24.82 | 0 | 0.5 | 0.5 | 1 | 0.5 | 0 | 0 | 0 | 0 | 0 | 0 | 0 | 0 | 0 | 0 | 0 | 0 | 0 | 0 | 0 | 0 | 0
8659 | 5.7 | 1411.34 | 660 | 131.35 | 2202.69 | 740.21 | 444.13 | 11547.34 | 3387.03 | 14490.24 | 190.84 | 0 | 0 | 2398.5 | 11070 | 11070 | 61.5 | 24569.25 | 284.25 | 13.27 | -60.62 | 7.49 | 20 | 24.82 | 0 | 0.5 | 0.5 | 1 | 0.5 | 0 | 0 | 0 | 0 | 0 | 0 | 0 | 0 | 0 | 0 | 0 | 0 | 0 | 0 | 0 | 0 | 0
8660 | 5.4 | 1411.34 | 660 | 131.35 | 2202.69 | 740.21 | 444.13 | 11547.34 | 3387.03 | 14490.24 | 190.84 | 0 | 0 | 2398.5 | 11070 | 11070 | 61.5 | 24569.25 | 283.98 | 13 | -60.92 | 7.2 | 20 | 25.84 | 0 | 0.5 | 0.5 | 1 | 0.5 | 0 | 0 | 0 | 0 | 0 | 0 | 0 | 0 | 0 | 0 | 0 | 0 | 0 | 0 | 0 | 0 | 0
8661 | 5.4 | 1411.34 | 660 | 131.35 | 2202.69 | 740.21 | 444.13 | 11547.34 | 3387.03 | 14490.24 | 190.84 | 0 | 0 | 2398.5 | 11070 | 11070 | 61.5 | 24569.25 | 283.98 | 13 | -60.92 | 7.2 | 20 | 25.84 | 0 | 0.5 | 0.5 | 1 | 0.5 | 0 | 0 | 0 | 0 | 0 | 0 | 0 | 0 | 0 | 0 | 0 | 0 | 0 | 0 | 0 | 0 | 0
8662 | 5.4 | 1411.34 | 660 | 131.35 | 2202.69 | 740.21 | 444.13 | 11547.34 | 3387.03 | 14490.24 | 190.84 | 0 | 0 | 2398.5 | 11070 | 11070 | 61.5 | 24569.25 | 283.98 | 13 | -60.92 | 7.2 | 20 | 25.84 | 0 | 0.5 | 0.5 | 1 | 0.5 | 0 | 0 | 0 | 0 | 0 | 0 | 0 | 0 | 0 | 0 | 0 | 0 | 0 | 0 | 0 | 0 | 0
8663 | 5.3 | 1411.34 | 660 | 131.35 | 2202.69 | 740.21 | 444.13 | 11547.34 | 3387.03 | 14490.24 | 190.84 | 0 | 0 | 2398.5 | 11070 | 11070 | 61.5 | 24569.25 | 283.88 | 12.91 | -61.02 | 7.1 | 20 | 26.17 | 0 | 0.5 | 0.5 | 1 | 0.5 | 0 | 0 | 0 | 0 | 0 | 0 | 0 | 0 | 0 | 0 | 0 | 0 | 0 | 0 | 0 | 0 | 0
8664 | 5.7 | 1411.34 | 660 | 131.35 | 2202.69 | 740.21 | 444.13 | 11547.34 | 3387.03 | 14490.24 | 190.84 | 0 | 0 | 2398.5 | 11070 | 11070 | 61.5 | 24569.25 | 284.25 | 13.27 | -60.62 | 7.49 | 20 | 24.82 | 0 | 0.5 | 0.5 | 1 | 0.5 | 0 | 0 | 0 | 0 | 0 | 0 | 0 | 0 | 0 | 0 | 0 | 0 | 0 | 0 | 0 | 0 | 0
8665 | 5.6 | 1411.34 | 660 | 131.35 | 2202.69 | 740.21 | 444.13 | 11547.34 | 3387.03 | 14490.24 | 190.84 | 0 | 0 | 2398.5 | 2214 | 2214 | 61.5 | 6857.25 | 279.36 | 8.38 | -61.93 | 6.19 | 20 | 42.87 | 0 | 0.5 | 0.1 | 0.5 | 0.5 | 0 | 0 | 0 | 0 | 0 | 0 | 0 | 0 | 0 | 0 | 0 | 0 | 0 | 0 | 0 | 0 | 0
8666 | 5.3 | 1411.34 | 660 | 131.35 | 2202.69 | 740.21 | 444.13 | 11547.34 | 3387.03 | 14490.24 | 190.84 | 0 | 0 | 2398.5 | 2214 | 2214 | 61.5 | 6857.25 | 279.08 | 8.11 | -62.22 | 5.89 | 20 | 43.89 | 0 | 0.5 | 0.1 | 0.5 | 0.5 | 0 | 0 | 0 | 0 | 0 | 0 | 0 | 0 | 0 | 0 | 0 | 0 | 0 | 0 | 0 | 0 | 0
8667 | 5.3 | 1411.34 | 660 | 131.35 | 2202.69 | 740.21 | 444.13 | 11547.34 | 3387.03 | 14490.24 | 190.84 | 0 | 0 | 2398.5 | 2214 | 2214 | 61.5 | 6857.25 | 279.08 | 8.11 | -62.22 | 5.89 | 20 | 43.89 | 0 | 0.5 | 0.1 | 0.5 | 0.5 | 0 | 0 | 0 | 0 | 0 | 0 | 0 | 0 | 0 | 0 | 0 | 0 | 0 | 0 | 0 | 0 | 0
8668 | 5.4 | 1411.34 | 660 | 131.35 | 2202.69 | 740.21 | 444.13 | 11547.34 | 3387.03 | 14490.24 | 190.84 | 0 | 0 | 2398.5 | 2214 | 2214 | 61.5 | 6857.25 | 279.18 | 8.2 | -62.12 | 5.99 | 20 | 43.55 | 0 | 0.5 | 0.1 | 0.5 | 0.5 | 0 | 0 | 0 | 0 | 0 | 0 | 0 | 0 | 0 | 0 | 0 | 0 | 0 | 0 | 0 | 0 | 0
8669 | 5.6 | 1411.34 | 660 | 131.35 | 2202.69 | 740.21 | 444.13 | 11547.34 | 3387.03 | 14490.24 | 190.84 | 0 | 0 | 2398.5 | 2214 | 2214 | 61.5 | 6857.25 | 279.36 | 8.38 | -61.93 | 6.19 | 20 | 42.87 | 0 | 0.5 | 0.1 | 0.5 | 0.5 | 0 | 0 | 0 | 0 | 0 | 0 | 0 | 0 | 0 | 0 | 0 | 0 | 0 | 0 | 0 | 0 | 0
8670 | 6.3 | 1411.34 | 660 | 131.35 | 2202.69 | 740.21 | 444.13 | 11547.34 | 3387.03 | 14490.24 | 190.84 | 0 | 0 | 2398.5 | 2214 | 2214 | 61.5 | 6857.25 | 280 | 9.03 | -61.23 | 6.88 | 20 | 40.5 | 0 | 0.5 | 0.1 | 0.5 | 0.5 | 0 | 0 | 0 | 0 | 0 | 0 | 0 | 0 | 0 | 0 | 0 | 0 | 0 | 0 | 0 | 0 | 0
8671 | 7.6 | 1411.34 | 660 | 131.35 | 2202.69 | 740.21 | 444.13 | 11547.34 | 3387.03 | 14490.24 | 190.84 | 0 | 0 | 2398.5 | 2214 | 2214 | 61.5 | 6857.25 | 281.2 | 10.22 | -59.95 | 8.16 | 20 | 36.1 | 0 | 0.5 | 0.1 | 0.5 | 0.5 | 0 | 0 | 0 | 0 | 0 | 0 | 0 | 0 | 0 | 0 | 0 | 0 | 0 | 0 | 0 | 0 | 0
8672 | 8.3 | 1411.34 | 660 | 131.35 | 2202.69 | 740.21 | 177.65 | 11280.86 | 3120.55 | 14223.76 | 190.84 | 0 | 0 | 959.4 | 4428 | 4428 | 24.6 | 9827.7 | 302.03 | 11.98 | -60.3 | 9.07 | 20 | 27.64 | 0 | 0.2 | 0.2 | 1 | 0.2 | 0 | 0 | 0 | 0 | 0 | 0 | 0 | 0 | 0 | 0 | 0 | 0 | 0 | 0 | 0 | 0 | 0
8673 | 8.4 | 1411.34 | 660 | 131.35 | 2202.69 | 740.21 | 177.65 | 11280.86 | 3120.55 | 14223.76 | 190.84 | 0 | 0 | 959.4 | 4428 | 4428 | 24.6 | 9827.7 | 302.12 | 12.07 | -60.2 | 9.17 | 20 | 27.32 | 0 | 0.2 | 0.2 | 1 | 0.2 | 0 | 0 | 0 | 0 | 0 | 0 | 0 | 0 | 0 | 0 | 0 | 0 | 0 | 0 | 0 | 0 | 0
8674 | 8.7 | 1411.34 | 660 | 131.35 | 2202.69 | 740.21 | 177.65 | 11280.86 | 3120.55 | 14223.76 | 190.84 | 0 | 0 | 959.4 | 4428 | 4428 | 24.6 | 9827.7 | 302.4 | 12.35 | -59.91 | 9.47 | 20 | 26.39 | 0 | 0.2 | 0.2 | 1 | 0.2 | 0 | 0 | 0 | 0 | 0 | 0 | 0 | 0 | 0 | 0 | 0 | 0 | 0 | 0 | 0 | 0 | 0
8675 | 7.7 | 1411.34 | 660 | 131.35 | 2202.69 | 740.21 | 177.65 | 11280.86 | 3120.55 | 14223.76 | 190.84 | 522.34 | 43.66 | 959.4 | 4428 | 4428 | 24.6 | 9827.7 | 301.65 | 11.61 | -60.86 | 8.52 | 20 | 28.94 | 0 | 0.2 | 0.2 | 1 | 0.2 | 0 | 149.86 | 0 | 86.77 | 0 | 200.27 | 0 | 85.45 | 0 | 11.13 | 0 | 4.84 | 0 | 9.78 | 0 | 4.77 | 13.13
8676 | 3.4 | 1411.34 | 660 | 131.35 | 2202.69 | 740.21 | 177.65 | 11280.86 | 3120.55 | 14223.76 | 190.84 | 1406.25 | 117.18 | 959.4 | 4428 | 4428 | 24.6 | 9827.7 | 298.04 | 7.99 | -65.03 | 4.34 | 20 | 41.4 | 0 | 0.2 | 0.2 | 1 | 0.2 | 0 | 402.31 | 0 | 233.94 | 0 | 540.61 | 0 | 229.39 | 0 | 29.89 | 0 | 13.05 | 0 | 26.41 | 0 | 12.8 | 35.03
8677 | 3.4 | 1411.34 | 660 | 131.35 | 2202.69 | 740.21 | 177.65 | 11280.86 | 3120.55 | 14223.76 | 190.84 | 6038.07 | 496.43 | 959.4 | 4428 | 4428 | 24.6 | 9827.7 | 299.49 | 9.44 | -64.69 | 4.69 | 20 | 36.39 | 0 | 0.2 | 0.2 | 1 | 0.2 | 0 | 1696.85 | 0 | 1021.53 | 0 | 2352.18 | 0 | 967.5 | 0 | 126.07 | 0 | 56.99 | 0 | 114.91 | 0 | 53.98 | 144.48
8678 | 4 | 1411.34 | 660 | 131.35 | 2202.69 | 740.21 | 177.65 | 11280.86 | 3120.55 | 14223.76 | 190.84 | 3968.8 | 327.7 | 959.4 | 4428 | 4428 | 24.6 | 9827.7 | 299.39 | 9.34 | -64.25 | 5.13 | 20 | 36.76 | 0 | 0.2 | 0.2 | 1 | 0.2 | 0 | 1119.77 | 0 | 659.58 | 0 | 1550.99 | 0 | 638.47 | 0 | 83.19 | 0 | 36.8 | 0 | 75.77 | 0 | 35.62 | 96.32
8679 | 4.6 | 1411.34 | 660 | 131.35 | 2202.69 | 740.21 | 177.65 | 11280.86 | 3120.55 | 14223.76 | 190.84 | 4025.81 | 330.53 | 959.4 | 4428 | 4428 | 24.6 | 9827.7 | 299.95 | 9.9 | -63.65 | 5.72 | 20 | 34.83 | 0 | 0.2 | 0.2 | 1 | 0.2 | 0 | 1120.54 | 0 | 662.25 | 0 | 1604.11 | 0 | 638.9 | 0 | 83.25 | 0 | 36.95 | 0 | 78.36 | 0 | 35.65 | 96.32
8680 | 4.3 | 1411.34 | 660 | 131.35 | 2202.69 | 740.21 | 177.65 | 11280.86 | 3120.55 | 14223.76 | 190.84 | 4340.75 | 346.15 | 959.4 | 4428 | 4428 | 24.6 | 9827.7 | 299.77 | 9.72 | -63.93 | 5.45 | 20 | 35.43 | 0 | 0.2 | 0.2 | 1 | 0.2 | 0 | 1124.46 | 0 | 680.08 | 0 | 1895.07 | 0 | 641.14 | 0 | 83.54 | 0 | 37.94 | 0 | 92.58 | 0 | 35.77 | 96.32
8681 | 3.6 | 1411.34 | 660 | 131.35 | 2202.69 | 740.21 | 177.65 | 11280.86 | 3120.55 | 14223.76 | 190.84 | 523 | 43.71 | 959.4 | 4428 | 4428 | 24.6 | 9827.7 | 297.94 | 7.89 | -64.9 | 4.47 | 20 | 41.74 | 0 | 0.2 | 0.2 | 1 | 0.2 | 0 | 150.56 | 0 | 85.85 | 0 | 200.75 | 0 | 85.85 | 0 | 11.19 | 0 | 4.79 | 0 | 9.81 | 0 | 4.79 | 13.13
8682 | 5.1 | 1411.34 | 660 | 131.35 | 2202.69 | 740.21 | 444.13 | 11547.34 | 3387.03 | 14490.24 | 190.84 | 0 | 0 | 2398.5 | 11070 | 11070 | 61.5 | 24569.25 | 283.7 | 12.72 | -61.21 | 6.9 | 20 | 26.85 | 0 | 0.5 | 0.5 | 1 | 0.5 | 0 | 0 | 0 | 0 | 0 | 0 | 0 | 0 | 0 | 0 | 0 | 0 | 0 | 0 | 0 | 0 | 0
8683 | 4.6 | 1411.34 | 660 | 131.35 | 2202.69 | 740.21 | 444.13 | 11547.34 | 3387.03 | 14490.24 | 190.84 | 0 | 0 | 2398.5 | 11070 | 11070 | 61.5 | 24569.25 | 283.24 | 12.26 | -61.71 | 6.41 | 20 | 28.55 | 0 | 0.5 | 0.5 | 1 | 0.5 | 0 | 0 | 0 | 0 | 0 | 0 | 0 | 0 | 0 | 0 | 0 | 0 | 0 | 0 | 0 | 0 | 0
8684 | 4.3 | 1411.34 | 660 | 131.35 | 2202.69 | 740.21 | 444.13 | 11547.34 | 3387.03 | 14490.24 | 190.84 | 0 | 0 | 2398.5 | 11070 | 11070 | 61.5 | 24569.25 | 282.97 | 11.99 | -62 | 6.11 | 20 | 29.56 | 0 | 0.5 | 0.5 | 1 | 0.5 | 0 | 0 | 0 | 0 | 0 | 0 | 0 | 0 | 0 | 0 | 0 | 0 | 0 | 0 | 0 | 0 | 0
8685 | 5 | 1411.34 | 660 | 131.35 | 2202.69 | 740.21 | 444.13 | 11547.34 | 3387.03 | 14490.24 | 190.84 | 0 | 0 | 2398.5 | 11070 | 11070 | 61.5 | 24569.25 | 283.61 | 12.63 | -61.31 | 6.8 | 20 | 27.19 | 0 | 0.5 | 0.5 | 1 | 0.5 | 0 | 0 | 0 | 0 | 0 | 0 | 0 | 0 | 0 | 0 | 0 | 0 | 0 | 0 | 0 | 0 | 0
8686 | 4.8 | 1411.34 | 660 | 131.35 | 2202.69 | 740.21 | 444.13 | 11547.34 | 3387.03 | 14490.24 | 190.84 | 0 | 0 | 2398.5 | 11070 | 11070 | 61.5 | 24569.25 | 283.42 | 12.45 | -61.51 | 6.61 | 20 | 27.87 | 0 | 0.5 | 0.5 | 1 | 0.5 | 0 | 0 | 0 | 0 | 0 | 0 | 0 | 0 | 0 | 0 | 0 | 0 | 0 | 0 | 0 | 0 | 0
8687 | 4.7 | 1411.34 | 660 | 131.35 | 2202.69 | 740.21 | 444.13 | 11547.34 | 3387.03 | 14490.24 | 190.84 | 0 | 0 | 2398.5 | 11070 | 11070 | 61.5 | 24569.25 | 283.33 | 12.36 | -61.61 | 6.51 | 20 | 28.21 | 0 | 0.5 | 0.5 | 1 | 0.5 | 0 | 0 | 0 | 0 | 0 | 0 | 0 | 0 | 0 | 0 | 0 | 0 | 0 | 0 | 0 | 0 | 0
8688 | 4.3 | 1411.34 | 660 | 131.35 | 2202.69 | 740.21 | 444.13 | 11547.34 | 3387.03 | 14490.24 | 190.84 | 0 | 0 | 2398.5 | 11070 | 11070 | 61.5 | 24569.25 | 282.97 | 11.99 | -62 | 6.11 | 20 | 29.56 | 0 | 0.5 | 0.5 | 1 | 0.5 | 0 | 0 | 0 | 0 | 0 | 0 | 0 | 0 | 0 | 0 | 0 | 0 | 0 | 0 | 0 | 0 | 0
8689 | 4.5 | 1411.34 | 660 | 131.35 | 2202.69 | 740.21 | 444.13 | 11547.34 | 3387.03 | 14490.24 | 190.84 | 0 | 0 | 2398.5 | 2214 | 2214 | 61.5 | 6857.25 | 278.35 | 7.37 | -63.01 | 5.1 | 20 | 46.6 | 0 | 0.5 | 0.1 | 0.5 | 0.5 | 0 | 0 | 0 | 0 | 0 | 0 | 0 | 0 | 0 | 0 | 0 | 0 | 0 | 0 | 0 | 0 | 0
8690 | 4.7 | 1411.34 | 660 | 131.35 | 2202.69 | 740.21 | 444.13 | 11547.34 | 3387.03 | 14490.24 | 190.84 | 0 | 0 | 2398.5 | 2214 | 2214 | 61.5 | 6857.25 | 278.53 | 7.56 | -62.81 | 5.3 | 20 | 45.92 | 0 | 0.5 | 0.1 | 0.5 | 0.5 | 0 | 0 | 0 | 0 | 0 | 0 | 0 | 0 | 0 | 0 | 0 | 0 | 0 | 0 | 0 | 0 | 0
8691 | 4.4 | 1411.34 | 660 | 131.35 | 2202.69 | 740.21 | 444.13 | 11547.34 | 3387.03 | 14490.24 | 190.84 | 0 | 0 | 2398.5 | 2214 | 2214 | 61.5 | 6857.25 | 278.26 | 7.28 | -63.11 | 5 | 20 | 46.93 | 0 | 0.5 | 0.1 | 0.5 | 0.5 | 0 | 0 | 0 | 0 | 0 | 0 | 0 | 0 | 0 | 0 | 0 | 0 | 0 | 0 | 0 | 0 | 0
8692 | 5 | 1411.34 | 660 | 131.35 | 2202.69 | 740.21 | 444.13 | 11547.34 | 3387.03 | 14490.24 | 190.84 | 0 | 0 | 2398.5 | 2214 | 2214 | 61.5 | 6857.25 | 278.81 | 7.83 | -62.52 | 5.6 | 20 | 44.9 | 0 | 0.5 | 0.1 | 0.5 | 0.5 | 0 | 0 | 0 | 0 | 0 | 0 | 0 | 0 | 0 | 0 | 0 | 0 | 0 | 0 | 0 | 0 | 0
8693 | 4.8 | 1411.34 | 660 | 131.35 | 2202.69 | 740.21 | 444.13 | 11547.34 | 3387.03 | 14490.24 | 190.84 | 0 | 0 | 2398.5 | 2214 | 2214 | 61.5 | 6857.25 | 278.63 | 7.65 | -62.72 | 5.4 | 20 | 45.58 | 0 | 0.5 | 0.1 | 0.5 | 0.5 | 0 | 0 | 0 | 0 | 0 | 0 | 0 | 0 | 0 | 0 | 0 | 0 | 0 | 0 | 0 | 0 | 0
8694 | 4.8 | 1411.34 | 660 | 131.35 | 2202.69 | 740.21 | 444.13 | 11547.34 | 3387.03 | 14490.24 | 190.84 | 0 | 0 | 2398.5 | 2214 | 2214 | 61.5 | 6857.25 | 278.63 | 7.65 | -62.72 | 5.4 | 20 | 45.58 | 0 | 0.5 | 0.1 | 0.5 | 0.5 | 0 | 0 | 0 | 0 | 0 | 0 | 0 | 0 | 0 | 0 | 0 | 0 | 0 | 0 | 0 | 0 | 0
8695 | 4.9 | 1411.34 | 660 | 131.35 | 2202.69 | 740.21 | 444.13 | 11547.34 | 3387.03 | 14490.24 | 190.84 | 0 | 0 | 2398.5 | 2214 | 2214 | 61.5 | 6857.25 | 278.72 | 7.74 | -62.62 | 5.5 | 20 | 45.24 | 0 | 0.5 | 0.1 | 0.5 | 0.5 | 0 | 0 | 0 | 0 | 0 | 0 | 0 | 0 | 0 | 0 | 0 | 0 | 0 | 0 | 0 | 0 | 0
8696 | 5 | 1411.34 | 660 | 131.35 | 2202.69 | 740.21 | 444.13 | 11547.34 | 3387.03 | 14490.24 | 190.84 | 0 | 0 | 2398.5 | 11070 | 11070 | 61.5 | 24569.25 | 283.61 | 12.63 | -61.31 | 6.8 | 20 | 27.19 | 0 | 0.5 | 0.5 | 1 | 0.5 | 0 | 0 | 0 | 0 | 0 | 0 | 0 | 0 | 0 | 0 | 0 | 0 | 0 | 0 | 0 | 0 | 0
8697 | 4.8 | 1411.34 | 660 | 131.35 | 2202.69 | 740.21 | 444.13 | 11547.34 | 3387.03 | 14490.24 | 190.84 | 0 | 0 | 2398.5 | 11070 | 11070 | 61.5 | 24569.25 | 283.42 | 12.45 | -61.51 | 6.61 | 20 | 27.87 | 0 | 0.5 | 0.5 | 1 | 0.5 | 0 | 0 | 0 | 0 | 0 | 0 | 0 | 0 | 0 | 0 | 0 | 0 | 0 | 0 | 0 | 0 | 0
8698 | 3.9 | 1411.34 | 660 | 131.35 | 2202.69 | 740.21 | 444.13 | 11547.34 | 3387.03 | 14490.24 | 190.84 | 2542.81 | 196.42 | 2398.5 | 11070 | 11070 | 61.5 | 24569.25 | 283.34 | 12.36 | -62.21 | 5.9 | 20 | 28.18 | 0 | 0.5 | 0.5 | 1 | 0.5 | 0 | 624.36 | 0 | 857.34 | 0 | 743.26 | 0 | 317.84 | 0 | 46.39 | 0 | 47.83 | 0 | 36.31 | 0 | 17.73 | 48.16
8699 | 4 | 1411.34 | 660 | 131.35 | 2202.69 | 740.21 | 444.13 | 11547.34 | 3387.03 | 14490.24 | 190.84 | 23312.89 | 1641.25 | 2398.5 | 11070 | 11070 | 61.5 | 24569.25 | 289.45 | 18.48 | -60.6 | 7.52 | 20 | 5.62 | 0 | 0.5 | 0.5 | 1 | 0.5 | 0 | 3464.67 | 0 | 10397.08 | 0 | 7475.66 | 0 | 1975.47 | 0 | 257.41 | 0 | 580.06 | 0 | 365.2 | 0 | 110.21 | 328.37
8700 | 5.6 | 1411.34 | 660 | 131.35 | 2202.69 | 740.21 | 444.13 | 11547.34 | 3387.03 | 14490.24 | 190.84 | 47868.23 | 3239.28 | 2398.5 | 11070 | 11070 | 61.5 | 24569.25 | 298.01 | 27.03 | -57.24 | 10.88 | 23.9 | 0 | 0 | 0.5 | 0.5 | 1 | 0.5 | 0 | 5723.02 | 0 | 17869.08 | 0 | 21013 | 0 | 3263.13 | 0 | 425.2 | 0 | 996.94 | 0 | 1026.52 | 0 | 182.05 | 608.57
8701 | 4.6 | 1411.34 | 660 | 131.35 | 2202.69 | 740.21 | 444.13 | 11547.34 | 3387.03 | 14490.24 | 190.84 | 15297.61 | 2190.81 | 2398.5 | 11070 | 11070 | 61.5 | 24569.25 | 288.1 | 17.12 | -60.51 | 7.6 | 20 | 10.62 | 0 | 0.5 | 0.5 | 1 | 0.5 | 0 | 2681.59 | 0 | 3783.79 | 0 | 7303.24 | 0 | 1528.98 | 0 | 398.46 | 0 | 422.2 | 0 | 713.55 | 0 | 170.61 | 485.98
8702 | 4.6 | 1411.34 | 660 | 131.35 | 2202.69 | 740.21 | 444.13 | 11547.34 | 3387.03 | 14490.24 | 190.84 | 17221.97 | 1339.88 | 2398.5 | 11070 | 11070 | 61.5 | 24569.25 | 288.27 | 17.29 | -60.44 | 7.67 | 20 | 9.98 | 0 | 0.5 | 0.5 | 1 | 0.5 | 0 | 4160.26 | 0 | 3113.83 | 0 | 7575.8 | 0 | 2372.08 | 0 | 309.09 | 0 | 173.72 | 0 | 370.09 | 0 | 132.34 | 354.64
8703 | 4.1 | 1411.34 | 660 | 131.35 | 2202.69 | 740.21 | 444.13 | 11547.34 | 3387.03 | 14490.24 | 190.84 | 9102.65 | 732.84 | 2398.5 | 11070 | 11070 | 61.5 | 24569.25 | 285.45 | 14.47 | -61.53 | 6.59 | 20 | 20.4 | 0 | 0.5 | 0.5 | 1 | 0.5 | 0 | 2447.72 | 0 | 1501.01 | 0 | 3758.29 | 0 | 1395.63 | 0 | 181.85 | 0 | 83.74 | 0 | 183.6 | 0 | 77.86 | 205.78
8704 | 3.7 | 1411.34 | 660 | 131.35 | 2202.69 | 740.21 | 444.13 | 11547.34 | 3387.03 | 14490.24 | 190.84 | 3675.89 | 295.23 | 2398.5 | 11070 | 11070 | 61.5 | 24569.25 | 283.49 | 12.51 | -62.32 | 5.79 | 20 | 27.62 | 0 | 0.5 | 0.5 | 1 | 0.5 | 0 | 967.57 | 0 | 580.06 | 0 | 1576.57 | 0 | 551.69 | 0 | 71.89 | 0 | 32.36 | 0 | 77.02 | 0 | 30.78 | 83.19
8705 | 3.2 | 1411.34 | 660 | 131.35 | 2202.69 | 740.21 | 444.13 | 11547.34 | 3387.03 | 14490.24 | 190.84 | 0 | 0 | 2398.5 | 11070 | 11070 | 61.5 | 24569.25 | 281.96 | 10.98 | -63.09 | 5.03 | 20 | 33.29 | 0 | 0.5 | 0.5 | 1 | 0.5 | 0 | 0 | 0 | 0 | 0 | 0 | 0 | 0 | 0 | 0 | 0 | 0 | 0 | 0 | 0 | 0 | 0
8706 | 3.2 | 1411.34 | 660 | 131.35 | 2202.69 | 740.21 | 444.13 | 11547.34 | 3387.03 | 14490.24 | 190.84 | 0 | 0 | 2398.5 | 11070 | 11070 | 61.5 | 24569.25 | 281.96 | 10.98 | -63.09 | 5.03 | 20 | 33.29 | 0 | 0.5 | 0.5 | 1 | 0.5 | 0 | 0 | 0 | 0 | 0 | 0 | 0 | 0 | 0 | 0 | 0 | 0 | 0 | 0 | 0 | 0 | 0
8707 | 3.3 | 1411.34 | 660 | 131.35 | 2202.69 | 740.21 | 444.13 | 11547.34 | 3387.03 | 14490.24 | 190.84 | 0 | 0 | 2398.5 | 11070 | 11070 | 61.5 | 24569.25 | 282.05 | 11.07 | -62.99 | 5.13 | 20 | 32.95 | 0 | 0.5 | 0.5 | 1 | 0.5 | 0 | 0 | 0 | 0 | 0 | 0 | 0 | 0 | 0 | 0 | 0 | 0 | 0 | 0 | 0 | 0 | 0
8708 | 3 | 1411.34 | 660 | 131.35 | 2202.69 | 740.21 | 444.13 | 11547.34 | 3387.03 | 14490.24 | 190.84 | 0 | 0 | 2398.5 | 11070 | 11070 | 61.5 | 24569.25 | 281.77 | 10.8 | -63.29 | 4.83 | 20 | 33.96 | 0 | 0.5 | 0.5 | 1 | 0.5 | 0 | 0 | 0 | 0 | 0 | 0 | 0 | 0 | 0 | 0 | 0 | 0 | 0 | 0 | 0 | 0 | 0
8709 | 3.1 | 1411.34 | 660 | 131.35 | 2202.69 | 740.21 | 444.13 | 11547.34 | 3387.03 | 14490.24 | 190.84 | 0 | 0 | 2398.5 | 11070 | 11070 | 61.5 | 24569.25 | 281.86 | 10.89 | -63.19 | 4.93 | 20 | 33.63 | 0 | 0.5 | 0.5 | 1 | 0.5 | 0 | 0 | 0 | 0 | 0 | 0 | 0 | 0 | 0 | 0 | 0 | 0 | 0 | 0 | 0 | 0 | 0
8710 | 3.1 | 1411.34 | 660 | 131.35 | 2202.69 | 740.21 | 444.13 | 11547.34 | 3387.03 | 14490.24 | 190.84 | 0 | 0 | 2398.5 | 11070 | 11070 | 61.5 | 24569.25 | 281.86 | 10.89 | -63.19 | 4.93 | 20 | 33.63 | 0 | 0.5 | 0.5 | 1 | 0.5 | 0 | 0 | 0 | 0 | 0 | 0 | 0 | 0 | 0 | 0 | 0 | 0 | 0 | 0 | 0 | 0 | 0
8711 | 3.4 | 1411.34 | 660 | 131.35 | 2202.69 | 740.21 | 444.13 | 11547.34 | 3387.03 | 14490.24 | 190.84 | 0 | 0 | 2398.5 | 11070 | 11070 | 61.5 | 24569.25 | 282.14 | 11.16 | -62.89 | 5.22 | 20 | 32.61 | 0 | 0.5 | 0.5 | 1 | 0.5 | 0 | 0 | 0 | 0 | 0 | 0 | 0 | 0 | 0 | 0 | 0 | 0 | 0 | 0 | 0 | 0 | 0
8712 | 2.9 | 1411.34 | 660 | 131.35 | 2202.69 | 740.21 | 444.13 | 11547.34 | 3387.03 | 14490.24 | 190.84 | 0 | 0 | 2398.5 | 11070 | 11070 | 61.5 | 24569.25 | 281.68 | 10.7 | -63.38 | 4.73 | 20 | 34.3 | 0 | 0.5 | 0.5 | 1 | 0.5 | 0 | 0 | 0 | 0 | 0 | 0 | 0 | 0 | 0 | 0 | 0 | 0 | 0 | 0 | 0 | 0 | 0
8713 | 1.4 | 1411.34 | 660 | 131.35 | 2202.69 | 740.21 | 444.13 | 11547.34 | 3387.03 | 14490.24 | 190.84 | 0 | 0 | 2398.5 | 2214 | 2214 | 61.5 | 6857.25 | 275.5 | 4.53 | -66.07 | 2.04 | 20 | 57.1 | 0 | 0.5 | 0.1 | 0.5 | 0.5 | 0 | 0 | 0 | 0 | 0 | 0 | 0 | 0 | 0 | 0 | 0 | 0 | 0 | 0 | 0 | 0 | 0
8714 | 1.3 | 1411.34 | 660 | 131.35 | 2202.69 | 740.21 | 444.13 | 11547.34 | 3387.03 | 14490.24 | 190.84 | 0 | 0 | 2398.5 | 2214 | 2214 | 61.5 | 6857.25 | 275.41 | 4.44 | -66.17 | 1.95 | 20 | 57.43 | 0 | 0.5 | 0.1 | 0.5 | 0.5 | 0 | 0 | 0 | 0 | 0 | 0 | 0 | 0 | 0 | 0 | 0 | 0 | 0 | 0 | 0 | 0 | 0
8715 | 1.3 | 1411.34 | 660 | 131.35 | 2202.69 | 740.21 | 444.13 | 11547.34 | 3387.03 | 14490.24 | 190.84 | 0 | 0 | 2398.5 | 2214 | 2214 | 61.5 | 6857.25 | 275.41 | 4.44 | -66.17 | 1.95 | 20 | 57.43 | 0 | 0.5 | 0.1 | 0.5 | 0.5 | 0 | 0 | 0 | 0 | 0 | 0 | 0 | 0 | 0 | 0 | 0 | 0 | 0 | 0 | 0 | 0 | 0
8716 | 1.3 | 1411.34 | 660 | 131.35 | 2202.69 | 740.21 | 444.13 | 11547.34 | 3387.03 | 14490.24 | 190.84 | 0 | 0 | 2398.5 | 2214 | 2214 | 61.5 | 6857.25 | 275.41 | 4.44 | -66.17 | 1.95 | 20 | 57.43 | 0 | 0.5 | 0.1 | 0.5 | 0.5 | 0 | 0 | 0 | 0 | 0 | 0 | 0 | 0 | 0 | 0 | 0 | 0 | 0 | 0 | 0 | 0 | 0
8717 | 1.1 | 1411.34 | 660 | 131.35 | 2202.69 | 740.21 | 444.13 | 11547.34 | 3387.03 | 14490.24 | 190.84 | 0 | 0 | 2398.5 | 2214 | 2214 | 61.5 | 6857.25 | 275.23 | 4.25 | -66.37 | 1.75 | 20 | 58.11 | 0 | 0.5 | 0.1 | 0.5 | 0.5 | 0 | 0 | 0 | 0 | 0 | 0 | 0 | 0 | 0 | 0 | 0 | 0 | 0 | 0 | 0 | 0 | 0
8718 | 0.8 | 1411.34 | 660 | 131.35 | 2202.69 | 740.21 | 444.13 | 11547.34 | 3387.03 | 14490.24 | 190.84 | 0 | 0 | 2398.5 | 2214 | 2214 | 61.5 | 6857.25 | 274.95 | 3.98 | -66.66 | 1.45 | 20 | 59.13 | 0 | 0.5 | 0.1 | 0.5 | 0.5 | 0 | 0 | 0 | 0 | 0 | 0 | 0 | 0 | 0 | 0 | 0 | 0 | 0 | 0 | 0 | 0 | 0
8719 | 0.8 | 1411.34 | 660 | 131.35 | 2202.69 | 740.21 | 444.13 | 11547.34 | 3387.03 | 14490.24 | 190.84 | 0 | 0 | 2398.5 | 2214 | 2214 | 61.5 | 6857.25 | 274.95 | 3.98 | -66.66 | 1.45 | 20 | 59.13 | 0 | 0.5 | 0.1 | 0.5 | 0.5 | 0 | 0 | 0 | 0 | 0 | 0 | 0 | 0 | 0 | 0 | 0 | 0 | 0 | 0 | 0 | 0 | 0
8720 | 0.9 | 1411.34 | 660 | 131.35 | 2202.69 | 740.21 | 444.13 | 11547.34 | 3387.03 | 14490.24 | 190.84 | 0 | 0 | 2398.5 | 11070 | 11070 | 61.5 | 24569.25 | 279.85 | 8.87 | -65.36 | 2.76 | 20 | 41.08 | 0 | 0.5 | 0.5 | 1 | 0.5 | 0 | 0 | 0 | 0 | 0 | 0 | 0 | 0 | 0 | 0 | 0 | 0 | 0 | 0 | 0 | 0 | 0
8721 | 1.3 | 1411.34 | 660 | 131.35 | 2202.69 | 740.21 | 444.13 | 11547.34 | 3387.03 | 14490.24 | 190.84 | 0 | 0 | 2398.5 | 11070 | 11070 | 61.5 | 24569.25 | 280.21 | 9.24 | -64.96 | 3.15 | 20 | 39.72 | 0 | 0.5 | 0.5 | 1 | 0.5 | 0 | 0 | 0 | 0 | 0 | 0 | 0 | 0 | 0 | 0 | 0 | 0 | 0 | 0 | 0 | 0 | 0
8722 | 1.9 | 1411.34 | 660 | 131.35 | 2202.69 | 740.21 | 444.13 | 11547.34 | 3387.03 | 14490.24 | 190.84 | 7545.25 | 535.12 | 2398.5 | 11070 | 11070 | 61.5 | 24569.25 | 282.95 | 11.98 | -63.82 | 4.29 | 20 | 29.61 | 0 | 0.5 | 0.5 | 1 | 0.5 | 0 | 1477.03 | 0 | 4115.56 | 0 | 1367.76 | 0 | 584.9 | 0 | 109.74 | 0 | 229.61 | 0 | 66.82 | 0 | 32.63 | 96.32
8723 | 2.7 | 1411.34 | 660 | 131.35 | 2202.69 | 740.21 | 444.13 | 11547.34 | 3387.03 | 14490.24 | 190.84 | 24596.38 | 1725.29 | 2398.5 | 11070 | 11070 | 61.5 | 24569.25 | 288.63 | 17.65 | -61.79 | 6.33 | 20 | 8.66 | 0 | 0.5 | 0.5 | 1 | 0.5 | 0 | 3549.78 | 0 | 11218.43 | 0 | 7804.17 | 0 | 2024 | 0 | 263.73 | 0 | 625.89 | 0 | 381.25 | 0 | 112.92 | 341.5
8724 | 3.3 | 1411.34 | 660 | 131.35 | 2202.69 | 740.21 | 444.13 | 11547.34 | 3387.03 | 14490.24 | 190.84 | 26508.93 | 1913.15 | 2398.5 | 11070 | 11070 | 61.5 | 24569.25 | 289.75 | 18.77 | -61.05 | 7.06 | 20 | 4.53 | 0 | 0.5 | 0.5 | 1 | 0.5 | 0 | 4684.95 | 0 | 8028.44 | 0 | 11124.3 | 0 | 2671.24 | 0 | 348.07 | 0 | 447.92 | 0 | 543.44 | 0 | 149.03 | 424.69
8725 | 4.1 | 1411.34 | 660 | 131.35 | 2202.69 | 740.21 | 444.13 | 11547.34 | 3387.03 | 14490.24 | 190.84 | 42613.14 | 2950.46 | 2398.5 | 11070 | 11070 | 61.5 | 24569.25 | 295.13 | 24.15 | -59.1 | 9.02 | 23.9 | 0 | 0 | 0.5 | 0.5 | 1 | 0.5 | 0 | 6120.41 | 0 | 11559.23 | 0 | 21443.8 | 0 | 3489.71 | 0 | 454.72 | 0 | 644.9 | 0 | 1047.57 | 0 | 194.69 | 608.57
8726 | 4.5 | 1411.34 | 660 | 131.35 | 2202.69 | 740.21 | 444.13 | 11547.34 | 3387.03 | 14490.24 | 190.84 | 5338.6 | 865.43 | 2398.5 | 11070 | 11070 | 61.5 | 24569.25 | 284.95 | 13.97 | -61.38 | 6.73 | 20 | 22.24 | 0 | 0.5 | 0.5 | 1 | 0.5 | 0 | 1464.66 | 0 | 902.46 | 0 | 2136.37 | 0 | 835.11 | 0 | 217.64 | 0 | 100.7 | 0 | 208.73 | 0 | 93.18 | 245.18
8727 | 5 | 1411.34 | 660 | 131.35 | 2202.69 | 740.21 | 444.13 | 11547.34 | 3387.03 | 14490.24 | 190.84 | 12184.99 | 970.73 | 2398.5 | 11070 | 11070 | 61.5 | 24569.25 | 287.17 | 16.2 | -60.42 | 7.7 | 20 | 14.03 | 0 | 0.5 | 0.5 | 1 | 0.5 | 0 | 3211.99 | 0 | 2012.48 | 0 | 5129.13 | 0 | 1831.4 | 0 | 238.64 | 0 | 112.28 | 0 | 250.57 | 0 | 102.18 | 267.07
8728 | 5.1 | 1411.34 | 660 | 131.35 | 2202.69 | 740.21 | 444.13 | 11547.34 | 3387.03 | 14490.24 | 190.84 | 3244.11 | 261.87 | 2398.5 | 11070 | 11070 | 61.5 | 24569.25 | 284.65 | 13.67 | -60.97 | 7.14 | 20 | 23.35 | 0 | 0.5 | 0.5 | 1 | 0.5 | 0 | 863.58 | 0 | 514.54 | 0 | 1373.59 | 0 | 492.39 | 0 | 64.16 | 0 | 28.71 | 0 | 67.1 | 0 | 27.47 | 74.43
8729 | 4.6 | 1411.34 | 660 | 131.35 | 2202.69 | 740.21 | 444.13 | 11547.34 | 3387.03 | 14490.24 | 190.84 | 0 | 0 | 2398.5 | 11070 | 11070 | 61.5 | 24569.25 | 283.24 | 12.26 | -61.71 | 6.41 | 20 | 28.55 | 0 | 0.5 | 0.5 | 1 | 0.5 | 0 | 0 | 0 | 0 | 0 | 0 | 0 | 0 | 0 | 0 | 0 | 0 | 0 | 0 | 0 | 0 | 0
8730 | 4.2 | 1411.34 | 660 | 131.35 | 2202.69 | 740.21 | 444.13 | 11547.34 | 3387.03 | 14490.24 | 190.84 | 0 | 0 | 2398.5 | 11070 | 11070 | 61.5 | 24569.25 | 282.87 | 11.9 | -62.1 | 6.01 | 20 | 29.9 | 0 | 0.5 | 0.5 | 1 | 0.5 | 0 | 0 | 0 | 0 | 0 | 0 | 0 | 0 | 0 | 0 | 0 | 0 | 0 | 0 | 0 | 0 | 0
8731 | 4 | 1411.34 | 660 | 131.35 | 2202.69 | 740.21 | 444.13 | 11547.34 | 3387.03 | 14490.24 | 190.84 | 0 | 0 | 2398.5 | 11070 | 11070 | 61.5 | 24569.25 | 282.69 | 11.71 | -62.3 | 5.82 | 20 | 30.58 | 0 | 0.5 | 0.5 | 1 | 0.5 | 0 | 0 | 0 | 0 | 0 | 0 | 0 | 0 | 0 | 0 | 0 | 0 | 0 | 0 | 0 | 0 | 0
8732 | 3.7 | 1411.34 | 660 | 131.35 | 2202.69 | 740.21 | 444.13 | 11547.34 | 3387.03 | 14490.24 | 190.84 | 0 | 0 | 2398.5 | 11070 | 11070 | 61.5 | 24569.25 | 282.42 | 11.44 | -62.59 | 5.52 | 20 | 31.59 | 0 | 0.5 | 0.5 | 1 | 0.5 | 0 | 0 | 0 | 0 | 0 | 0 | 0 | 0 | 0 | 0 | 0 | 0 | 0 | 0 | 0 | 0 | 0
8733 | 3.3 | 1411.34 | 660 | 131.35 | 2202.69 | 740.21 | 444.13 | 11547.34 | 3387.03 | 14490.24 | 190.84 | 0 | 0 | 2398.5 | 11070 | 11070 | 61.5 | 24569.25 | 282.05 | 11.07 | -62.99 | 5.13 | 20 | 32.95 | 0 | 0.5 | 0.5 | 1 | 0.5 | 0 | 0 | 0 | 0 | 0 | 0 | 0 | 0 | 0 | 0 | 0 | 0 | 0 | 0 | 0 | 0 | 0
8734 | 3.2 | 1411.34 | 660 | 131.35 | 2202.69 | 740.21 | 444.13 | 11547.34 | 3387.03 | 14490.24 | 190.84 | 0 | 0 | 2398.5 | 11070 | 11070 | 61.5 | 24569.25 | 281.96 | 10.98 | -63.09 | 5.03 | 20 | 33.29 | 0 | 0.5 | 0.5 | 1 | 0.5 | 0 | 0 | 0 | 0 | 0 | 0 | 0 | 0 | 0 | 0 | 0 | 0 | 0 | 0 | 0 | 0 | 0
8735 | 2.9 | 1411.34 | 660 | 131.35 | 2202.69 | 740.21 | 444.13 | 11547.34 | 3387.03 | 14490.24 | 190.84 | 0 | 0 | 2398.5 | 11070 | 11070 | 61.5 | 24569.25 | 281.68 | 10.7 | -63.38 | 4.73 | 20 | 34.3 | 0 | 0.5 | 0.5 | 1 | 0.5 | 0 | 0 | 0 | 0 | 0 | 0 | 0 | 0 | 0 | 0 | 0 | 0 | 0 | 0 | 0 | 0 | 0
8736 | 2.4 | 1411.34 | 660 | 131.35 | 2202.69 | 740.21 | 444.13 | 11547.34 | 3387.03 | 14490.24 | 190.84 | 0 | 0 | 2398.5 | 11070 | 11070 | 61.5 | 24569.25 | 281.22 | 10.25 | -63.88 | 4.24 | 20 | 36 | 0 | 0.5 | 0.5 | 1 | 0.5 | 0 | 0 | 0 | 0 | 0 | 0 | 0 | 0 | 0 | 0 | 0 | 0 | 0 | 0 | 0 | 0 | 0
8737 | 1.9 | 1411.34 | 660 | 131.35 | 2202.69 | 740.21 | 444.13 | 11547.34 | 3387.03 | 14490.24 | 190.84 | 0 | 0 | 2398.5 | 2214 | 2214 | 61.5 | 6857.25 | 275.96 | 4.99 | -65.58 | 2.54 | 20 | 55.4 | 0 | 0.5 | 0.1 | 0.5 | 0.5 | 0 | 0 | 0 | 0 | 0 | 0 | 0 | 0 | 0 | 0 | 0 | 0 | 0 | 0 | 0 | 0 | 0
8738 | 1.6 | 1411.34 | 660 | 131.35 | 2202.69 | 740.21 | 444.13 | 11547.34 | 3387.03 | 14490.24 | 190.84 | 0 | 0 | 2398.5 | 2214 | 2214 | 61.5 | 6857.25 | 275.69 | 4.71 | -65.87 | 2.24 | 20 | 56.42 | 0 | 0.5 | 0.1 | 0.5 | 0.5 | 0 | 0 | 0 | 0 | 0 | 0 | 0 | 0 | 0 | 0 | 0 | 0 | 0 | 0 | 0 | 0 | 0
8739 | 1.4 | 1411.34 | 660 | 131.35 | 2202.69 | 740.21 | 444.13 | 11547.34 | 3387.03 | 14490.24 | 190.84 | 0 | 0 | 2398.5 | 2214 | 2214 | 61.5 | 6857.25 | 275.5 | 4.53 | -66.07 | 2.04 | 20 | 57.1 | 0 | 0.5 | 0.1 | 0.5 | 0.5 | 0 | 0 | 0 | 0 | 0 | 0 | 0 | 0 | 0 | 0 | 0 | 0 | 0 | 0 | 0 | 0 | 0
8740 | 1.5 | 1411.34 | 660 | 131.35 | 2202.69 | 740.21 | 444.13 | 11547.34 | 3387.03 | 14490.24 | 190.84 | 0 | 0 | 2398.5 | 2214 | 2214 | 61.5 | 6857.25 | 275.6 | 4.62 | -65.97 | 2.14 | 20 | 56.76 | 0 | 0.5 | 0.1 | 0.5 | 0.5 | 0 | 0 | 0 | 0 | 0 | 0 | 0 | 0 | 0 | 0 | 0 | 0 | 0 | 0 | 0 | 0 | 0
8741 | 1.2 | 1411.34 | 660 | 131.35 | 2202.69 | 740.21 | 444.13 | 11547.34 | 3387.03 | 14490.24 | 190.84 | 0 | 0 | 2398.5 | 2214 | 2214 | 61.5 | 6857.25 | 275.32 | 4.34 | -66.27 | 1.85 | 20 | 57.77 | 0 | 0.5 | 0.1 | 0.5 | 0.5 | 0 | 0 | 0 | 0 | 0 | 0 | 0 | 0 | 0 | 0 | 0 | 0 | 0 | 0 | 0 | 0 | 0
8742 | 1.1 | 1411.34 | 660 | 131.35 | 2202.69 | 740.21 | 444.13 | 11547.34 | 3387.03 | 14490.24 | 190.84 | 0 | 0 | 2398.5 | 2214 | 2214 | 61.5 | 6857.25 | 275.23 | 4.25 | -66.37 | 1.75 | 20 | 58.11 | 0 | 0.5 | 0.1 | 0.5 | 0.5 | 0 | 0 | 0 | 0 | 0 | 0 | 0 | 0 | 0 | 0 | 0 | 0 | 0 | 0 | 0 | 0 | 0
8743 | 0.8 | 1411.34 | 660 | 131.35 | 2202.69 | 740.21 | 444.13 | 11547.34 | 3387.03 | 14490.24 | 190.84 | 0 | 0 | 2398.5 | 2214 | 2214 | 61.5 | 6857.25 | 274.95 | 3.98 | -66.66 | 1.45 | 20 | 59.13 | 0 | 0.5 | 0.1 | 0.5 | 0.5 | 0 | 0 | 0 | 0 | 0 | 0 | 0 | 0 | 0 | 0 | 0 | 0 | 0 | 0 | 0 | 0 | 0
8744 | 0.9 | 1411.34 | 660 | 131.35 | 2202.69 | 740.21 | 177.65 | 11280.86 | 3120.55 | 14223.76 | 190.84 | 0 | 0 | 959.4 | 4428 | 4428 | 24.6 | 9827.7 | 295.34 | 5.29 | -67.61 | 1.77 | 20 | 50.73 | 0 | 0.2 | 0.2 | 1 | 0.2 | 0 | 0 | 0 | 0 | 0 | 0 | 0 | 0 | 0 | 0 | 0 | 0 | 0 | 0 | 0 | 0 | 0
8745 | 0.6 | 1411.34 | 660 | 131.35 | 2202.69 | 740.21 | 177.65 | 11280.86 | 3120.55 | 14223.76 | 190.84 | 0 | 0 | 959.4 | 4428 | 4428 | 24.6 | 9827.7 | 295.06 | 5.01 | -67.9 | 1.47 | 20 | 51.67 | 0 | 0.2 | 0.2 | 1 | 0.2 | 0 | 0 | 0 | 0 | 0 | 0 | 0 | 0 | 0 | 0 | 0 | 0 | 0 | 0 | 0 | 0 | 0
8746 | 0.9 | 1411.34 | 660 | 131.35 | 2202.69 | 740.21 | 177.65 | 11280.86 | 3120.55 | 14223.76 | 190.84 | 1114.28 | 91.39 | 959.4 | 4428 | 4428 | 24.6 | 9827.7 | 295.69 | 5.64 | -67.52 | 1.85 | 20 | 49.52 | 0 | 0.2 | 0.2 | 1 | 0.2 | 0 | 314.8 | 0 | 207.95 | 0 | 414.34 | 0 | 177.18 | 0 | 23.39 | 0 | 11.6 | 0 | 20.24 | 0 | 9.89 | 26.27
8747 | 1.3 | 1411.34 | 660 | 131.35 | 2202.69 | 740.21 | 177.65 | 11280.86 | 3120.55 | 14223.76 | 190.84 | 5842.86 | 476.45 | 959.4 | 4428 | 4428 | 24.6 | 9827.7 | 297.53 | 7.48 | -66.77 | 2.6 | 20 | 43.16 | 0 | 0.2 | 0.2 | 1 | 0.2 | 0 | 1628.66 | 0 | 1068.15 | 0 | 2217.42 | 0 | 928.62 | 0 | 121 | 0 | 59.59 | 0 | 108.33 | 0 | 51.81 | 135.72
8748 | 1.2 | 1411.34 | 660 | 131.35 | 2202.69 | 740.21 | 177.65 | 11280.86 | 3120.55 | 14223.76 | 190.84 | 8854.34 | 721.6 | 959.4 | 4428 | 4428 | 24.6 | 9827.7 | 298.38 | 8.34 | -66.65 | 2.73 | 20 | 40.22 | 0 | 0.2 | 0.2 | 1 | 0.2 | 0 | 2464.08 | 0 | 1559.79 | 0 | 3425.52 | 0 | 1404.96 | 0 | 183.07 | 0 | 87.02 | 0 | 167.34 | 0 | 78.38 | 205.78
8749 | 1.1 | 1411.34 | 660 | 131.35 | 2202.69 | 740.21 | 177.65 | 11280.86 | 3120.55 | 14223.76 | 190.84 | 9378.97 | 764.91 | 959.4 | 4428 | 4428 | 24.6 | 9827.7 | 298.46 | 8.41 | -66.7 | 2.67 | 20 | 39.96 | 0 | 0.2 | 0.2 | 1 | 0.2 | 0 | 2607.5 | 0 | 1608.5 | 0 | 3676.24 | 0 | 1486.73 | 0 | 193.73 | 0 | 89.74 | 0 | 179.59 | 0 | 82.95 | 218.91
8750 | 1.4 | 1411.34 | 660 | 131.35 | 2202.69 | 740.21 | 177.65 | 11280.86 | 3120.55 | 14223.76 | 190.84 | 6642.76 | 544.33 | 959.4 | 4428 | 4428 | 24.6 | 9827.7 | 297.87 | 7.82 | -66.61 | 2.76 | 20 | 41.98 | 0 | 0.2 | 0.2 | 1 | 0.2 | 0 | 1853.34 | 0 | 1111.88 | 0 | 2620.82 | 0 | 1056.73 | 0 | 137.69 | 0 | 62.03 | 0 | 128.03 | 0 | 58.96 | 157.62
8751 | 1.1 | 1411.34 | 660 | 131.35 | 2202.69 | 740.21 | 177.65 | 11280.86 | 3120.55 | 14223.76 | 190.84 | 5781.1 | 471.54 | 959.4 | 4428 | 4428 | 24.6 | 9827.7 | 297.33 | 7.28 | -66.97 | 2.4 | 20 | 43.85 | 0 | 0.2 | 0.2 | 1 | 0.2 | 0 | 1591.53 | 0 | 952.12 | 0 | 2329.99 | 0 | 907.45 | 0 | 118.24 | 0 | 53.12 | 0 | 113.82 | 0 | 50.63 | 135.72
8752 | 1.3 | 1411.34 | 660 | 131.35 | 2202.69 | 740.21 | 177.65 | 11280.86 | 3120.55 | 14223.76 | 190.84 | 2025.92 | 165.7 | 959.4 | 4428 | 4428 | 24.6 | 9827.7 | 296.33 | 6.28 | -67.06 | 2.32 | 20 | 47.29 | 0 | 0.2 | 0.2 | 1 | 0.2 | 0 | 554.73 | 0 | 325.31 | 0 | 829.58 | 0 | 316.29 | 0 | 41.21 | 0 | 18.15 | 0 | 40.53 | 0 | 17.65 | 48.16
8753 | 1.3 | 1411.34 | 660 | 131.35 | 2202.69 | 740.21 | 177.65 | 11280.86 | 3120.55 | 14223.76 | 190.84 | 522.65 | 43.69 | 959.4 | 4428 | 4428 | 24.6 | 9827.7 | 295.86 | 5.81 | -67.17 | 2.2 | 20 | 48.91 | 0 | 0.2 | 0.2 | 1 | 0.2 | 0 | 150.46 | 0 | 85.79 | 0 | 200.61 | 0 | 85.79 | 0 | 11.18 | 0 | 4.79 | 0 | 9.8 | 0 | 4.79 | 13.13
8754 | 0.9 | 1411.34 | 660 | 131.35 | 2202.69 | 740.21 | 444.13 | 11547.34 | 3387.03 | 14490.24 | 190.84 | 0 | 0 | 2398.5 | 11070 | 11070 | 61.5 | 24569.25 | 279.85 | 8.87 | -65.36 | 2.76 | 20 | 41.08 | 0 | 0.5 | 0.5 | 1 | 0.5 | 0 | 0 | 0 | 0 | 0 | 0 | 0 | 0 | 0 | 0 | 0 | 0 | 0 | 0 | 0 | 0 | 0
8755 | 0.8 | 1411.34 | 660 | 131.35 | 2202.69 | 740.21 | 444.13 | 11547.34 | 3387.03 | 14490.24 | 190.84 | 0 | 0 | 2398.5 | 11070 | 11070 | 61.5 | 24569.25 | 279.75 | 8.78 | -65.46 | 2.66 | 20 | 41.42 | 0 | 0.5 | 0.5 | 1 | 0.5 | 0 | 0 | 0 | 0 | 0 | 0 | 0 | 0 | 0 | 0 | 0 | 0 | 0 | 0 | 0 | 0 | 0
8756 | 0.5 | 1411.34 | 660 | 131.35 | 2202.69 | 740.21 | 444.13 | 11547.34 | 3387.03 | 14490.24 | 190.84 | 0 | 0 | 2398.5 | 11070 | 11070 | 61.5 | 24569.25 | 279.48 | 8.5 | -65.75 | 2.36 | 20 | 42.43 | 0 | 0.5 | 0.5 | 1 | 0.5 | 0 | 0 | 0 | 0 | 0 | 0 | 0 | 0 | 0 | 0 | 0 | 0 | 0 | 0 | 0 | 0 | 0
8757 | 0.8 | 1411.34 | 660 | 131.35 | 2202.69 | 740.21 | 444.13 | 11547.34 | 3387.03 | 14490.24 | 190.84 | 0 | 0 | 2398.5 | 11070 | 11070 | 61.5 | 24569.25 | 279.75 | 8.78 | -65.46 | 2.66 | 20 | 41.42 | 0 | 0.5 | 0.5 | 1 | 0.5 | 0 | 0 | 0 | 0 | 0 | 0 | 0 | 0 | 0 | 0 | 0 | 0 | 0 | 0 | 0 | 0 | 0
8758 | 1.1 | 1411.34 | 660 | 131.35 | 2202.69 | 740.21 | 444.13 | 11547.34 | 3387.03 | 14490.24 | 190.84 | 0 | 0 | 2398.5 | 11070 | 11070 | 61.5 | 24569.25 | 280.03 | 9.05 | -65.16 | 2.95 | 20 | 40.4 | 0 | 0.5 | 0.5 | 1 | 0.5 | 0 | 0 | 0 | 0 | 0 | 0 | 0 | 0 | 0 | 0 | 0 | 0 | 0 | 0 | 0 | 0 | 0
8759 | 1.1 | 1411.34 | 660 | 131.35 | 2202.69 | 740.21 | 444.13 | 11547.34 | 3387.03 | 14490.24 | 190.84 | 0 | 0 | 2398.5 | 11070 | 11070 | 61.5 | 24569.25 | 280.03 | 9.05 | -65.16 | 2.95 | 20 | 40.4 | 0 | 0.5 | 0.5 | 1 | 0.5 | 0 | 0 | 0 | 0 | 0 | 0 | 0 | 0 | 0 | 0 | 0 | 0 | 0 | 0 | 0 | 0 | 0
8760 | 0.1 | 1411.34 | 660 | 131.35 | 2202.69 | 740.21 | 444.13 | 11547.34 | 3387.03 | 14490.24 | 190.84 | 0 | 0 | 2398.5 | 11070 | 11070 | 61.5 | 24569.25 | 279.11 | 8.13 | -66.15 | 1.97 | 20 | 43.79 | 0 | 0.5 | 0.5 | 1 | 0.5 | 0 | 0 | 0 | 0 | 0 | 0 | 0 | 0 | 0 | 0 | 0 | 0 | 0 | 0 | 0 | 0 | 0